b8e6d476-6547-4044-97b7-c0d0df8cccfe | NFPA 170 CELL COMM | RISER CELL COMM |  | North | NAPCO |  | Cellular Communicator |  |  |  | Module | TRUE | SLE-LTEVI-CFB | + | Commercial Fire Dual Path Mercantile model in red metal housing on LTE, Verizon LTE Network, powered directly from control panel | 1 | 0.071 | 0.2 |  |  |  |  | TRUE | [5 empty] | #FFFF0000 | FA-NFPA 170 CELL COMM | 1 | FALSE | FALSE | FALSE | 250 | [9 empty] | 1 |  |  |  | FALSE | [5 empty] | DESKTOP-7EIEB7A\acont | 2022-08-08 10:24 | THOR\acont | 2024-09-08 17:27 | Cloned from NAPCO SLE-LTEVI-FIRE | [NAPCO, Potter] [DACT] [#1 DACT] IntelliCom-5GA, IntelliCom-5GV, SLE/4G-CDMA-CFB, SLE/4G-CDMA-CFB-PS, SLE/4G-CDMA-FIRE, SLE/4G-CDMAI-FIRE, SLE-CDMA-CFB, SLE-CDMA-CFB-PS, SLE-CDMA-FIRE, SLE-CDMAI-FIRE, SLE-LTEA-CFB-PS Main Card, SLE-LTEAI-CFB-PS Main Card [NAPCO, Potter] [IDC] [#2 PS TRBL] IntelliCom-5GA, IntelliCom-5GV, SLE/4G-CDMA-CFB, SLE/4G-CDMA-CFB-PS, SLE/4G-CDMA-FIRE, SLE/4G-CDMAI-FIRE, SLE-CDMA-CFB, SLE-CDMA-CFB-PS, SLE-CDMA-FIRE, SLE-CDMAI-FIRE, SLE-LTEA-CFB-PS Main Card, SLE-LTEAI-CFB-PS Main Ca [NAPCO, Potter] [IDC] [#1 LINE TRBL] IntelliCom-5GA, IntelliCom-5GV, SLE/4G-CDMA-CFB, SLE/4G-CDMA-CFB-PS, SLE/4G-CDMA-FIRE, SLE/4G-CDMAI-FIRE, SLE-CDMA-CFB, SLE-CDMA-CFB-PS, SLE-CDMA-FIRE, SLE-CDMAI-FIRE, SLE-LTEA-CFB-PS Main Card, SLE-LTEAI-CFB-PS Main [NAPCO, Potter] [DACT] [#2 DACT] IntelliCom-5GA, IntelliCom-5GV, SLE/4G-CDMA-CFB, SLE/4G-CDMA-CFB-PS, SLE/4G-CDMA-FIRE, SLE/4G-CDMAI-FIRE, SLE-CDMA-CFB, SLE-CDMA-CFB-PS, SLE-CDMA-FIRE, SLE-CDMAI-FIRE, SLE-LTEA-CFB-PS Main Card, SLE-LTEAI-CFB-PS Main Card [NAPCO, Potter] [AUX POWER] [*] CDMA-FIRE, IntelliCom-5GA, IntelliCom-5GV, SLE/4G-CDMA-CFB, SLE/4G-CDMA-CFB-PS, SLE/4G-CDMA-FIRE, SLE/4G-CDMAI-FIRE, SLE-CDMA-CFB, SLE-CDMA-CFB-PS, SLE-CDMA-FIRE, SLE-CDMAI-FIRE, SLE-LTEV-CB, SLE-LTEV-CB-TF, SLE-LTEV-CFB, | [NAPCO, Potter] IntelliCom-5GA, IntelliCom-5GV, SLE-LTEAI-CFB-PS Main Card, SLE-LTEVI-CFB, SLE-LTEVI-CFB-PS Main Card, SLE-LTEVI-FIRE, SLE-MAXAI-CFB, SLE-MAXAI-CFBPS, SLE-MAXAI-CFBPS Main Board, SLE-MAXAI-FIRE, SLE-MAXVI-CFB, SLE-MAXVI-CFBPS, SLE-MAXVI-CF
a451045b-d8b1-45e9-bc7a-c0d42cb6123c |  |  |  | North | Rath Area of Refuge | Area of Refuge | Cards & Components |  |  |  | Card | TRUE | 2500-210PSS MAIN CARD |  | 10 ZONE FLUSH MOUNT CABINET W/DOOR MAIN CARD | 1 | [6 empty] | TRUE | [5 empty] | #FFFFFFFF |  |  | FALSE | FALSE | FALSE | [14 empty] | FALSE | [5 empty] | DESKTOP-7EIEB7A\acont | 2022-08-01 13:01 | THOR\acont | 2024-10-09 10:48 | Cloned from Rath Area of Refuge 2500-210FM MAIN CARD | [Rath Area of Refuge] [IDC] 01 2500-12RCF MAIN CARD, 2500-16RCF MAIN CARD, 2500-205B MAIN CARD, 2500-205FM MAIN CARD, 2500-205PSS MAIN CARD, 2500-210B MAIN CARD, 2500-210FM MAIN CARD, 2500-210PSS MAIN CARD, 2500-28RCF MAIN CARD, 2500-56XNC, 2500-56XRC, 2 | [Rath Area of Refuge] 2500-210B MAIN CARD, 2500-210FM MAIN CARD, 2500-210PSS MAIN CARD
825e9ef5-d3b9-4104-b915-c0e022637144 |  |  |  | North | Notifier |  | Cards & Components |  |  |  | Card | TRUE | NFC-BDA-70v (50W, 70V) | + | Expansion Card 50W 70V | 1 | 0.11 | 1.4 |  |  |  |  | TRUE | FALSE |  |  |  |  | #FFFFFFFF |  |  | FALSE | FALSE | FALSE | [14 empty] | FALSE | [5 empty] | ALIENWIN10\AugWin7 | 2019-12-05 11:40 | THOR\acont | 2024-10-09 10:48 | Cloned from Notifier NFC-50BDA Main Board (100W, 70V) | [Notifier] [AUX POWER] BDA-70v (50W, 70V), NFC-125DA (25V) Main Board, NFC-50BDA Main Board (100W, 25V), NFC-50BDA Main Board (100W, 70V), NFC-50DA Main Board (50W, 25V), NFC-50DA Main Board (50W, 70V), NFC-BDA-25v (50W, 25V), NFC-BDA-70v (50W, 70V [Federal Signal, Notifier] [DIGITAL AUDIO LOOP] BDA-70v (50W, 70V), NFC-125DA (25V) Main Board, NFC-50BDA Main Board (100W, 25V), NFC-50BDA Main Board (100W, 70V), NFC-50DA Main Board (50W, 25V), NFC-50DA Main Board (50W, 70V), NFC-BDA-25v (50W, 25 [Federal Signal, Notifier] [RS-485] BDA-70v (50W, 70V), NFC-125DA (25V) Main Board, NFC-50BDA Main Board (100W, 25V), NFC-50BDA Main Board (100W, 70V), NFC-50DA Main Board (50W, 25V), NFC-50DA Main Board (50W, 70V), NFC-BDA-25v (50W, 25V), NFC-BDA- | [Notifier] NFC-BDA-70v (50W, 70V)
61334e7b-e931-41ae-9a36-c0e3c5075f51 |  |  |  | North | STI |  | Hardware |  |  |  | Hardware | TRUE | STI-9705 |  | Horn/Strobe/Speaker Damage Stopper® - White | 1 | [6 empty] | FALSE | [5 empty] | #FFFFFFFF |  |  | FALSE | FALSE | FALSE | [14 empty] | FALSE | [5 empty] | DESKTOP-7SAL8M7\acont | 2020-09-14 15:47 | THOR\acont | 2024-10-09 10:48 | Cloned from STI STI-9705
27e4156d-de81-482f-9251-c0ed17784367 | CADGEN MOTION DETECTOR WALL |  |  | North | Bosch |  | Motion Detector |  |  |  | Module | TRUE | ISC-BDL2-W12GE | ++ | Motion detector, 40ft (12m) | 1 | 0.01 | 0.01 |  |  | 12 |  | FALSE | [5 empty] | #FFFF0000 | FA-CADGEN MOTION DETECTOR WALL | 1 | FALSE | FALSE | FALSE | [14 empty] | FALSE | [5 empty] | DESKTOP-7EIEB7A\acont | 2022-07-26 11:32 | THOR\acont | 2024-09-08 17:27 | Cloned from Bosch ISC-BDL2-WP12G-CHI | [Bosch, Optex] [IDC] 01 [INPUT] DS1101i, DS1102i, DS1103i, DS1108i, DS936 (C), DS9360 (C), DS936B (C), DS936-CHI (C), DS936-FRA (C), DS937 (C), DS9370 (C), DS9371 (C), DS939 (C), DS939-CHI (C), FX-360 (C), ISC-BDL2-W12G, ISC-BDL2-W12GE, ISC-BDL2-W12HE, I [BluePoint, Bosch, Honeywell] [AUX POWER] [*] [12VDC ++] BP01-302, BP01-303, D125B, D185, DS1101i, DS1102i, DS1103i, DS1108i, DS936 (C), DS9360 (C), DS936B (C), DS936-CHI (C), DS936-FRA (C), DS937 (C), DS9370 (C), DS9371 (C), DS939 (C), DS939-CHI (C), EN [Bosch, Optex] [ACCESS CONTROL INPUT] [*] [INPUT] DS1101i, DS1102i, DS1103i, DS1108i, DS936 (C), DS9360 (C), DS936B (C), DS936-CHI (C), DS936-FRA (C), DS937 (C), DS9370 (C), DS9371 (C), DS939 (C), DS939-CHI (C), FX-360 (C), ISC-BDL2-W12G, ISC-BDL2-W12GE,
745114eb-4d7b-43f0-8285-c0f06b7942b6 | NFPA 170 ADDRESSABLE OUTPUT MODULE |  |  | North | Farenhyt |  | Addressable Control/Relay |  |  |  | Module | TRUE | IDP-RELAY-6 | ++ | 6 Relay Control Module | 6 | 0.00145 | 0.032 |  |  |  |  | FALSE | [5 empty] | #FFFF0000 | FA-NFPA 170 ADDRESSABLE OUTPUT MODULE | 1 | FALSE | FALSE | FALSE | 1100 | [13 empty] | FALSE | [5 empty] | DESKTOP-7EIEB7A\acont | 2023-02-27 07:10 | THOR\acont | 2024-09-08 17:27 | Cloned from Silent Knight SK-RELAY-6 | [Farenhyt] [SLC SK MODULES] [#5 MODULES ++] IDP-CONTROL-6, IDP-MON-10, IDP-RELAY-6, IDP-ZONE-6 [Farenhyt, Silent Knight] [SLC MODULES SENSORS] [*] [#1 SHARED ADDR ¦ MODULES] HFS-MM, Hood System/IDP-MINIMON, IDP-CONTROL, IDP-CONTROL-6, IDP-MINIMON, IDP-MON-10, IDP-MONITOR, IDP-MONITOR-2, IDP-PULL-DA, IDP-PULL-SA, IDP-RELAY, IDP-RELAY-6, IDP-RELAYMO [Farenhyt] [SLC SK MODULES] [#3 MODULES ++] IDP-CONTROL-6, IDP-MON-10, IDP-RELAY-6, IDP-ZONE-6 [Farenhyt, Silent Knight] [SLC MODULES/SENSORS] [#3 SLC ++] IDP-CONTROL-6, IDP-MON-10, IDP-RELAY-6, IDP-RELAYMON-2, IDP-ZONE-6, OSI-RI-SK (C), SK-CONTROL-6, SK-MON-10, SK-RELAY-6, SK-RELAYMON-2, SK-ZONE-6, W-DIS-D [Farenhyt, Silent Knight] [AUX POWER, RELAY] [RISER INPUT] IDP-RELAY, IDP-RELAY-6, SK-RELAY, SK-RELAY-6 [Farenhyt] [SLC IDP MODULES] [*] [#3 TYPE ADDR ¦ MODULES] CO1224TR w/ IDP-MINIMON, CO1224TR w/ IDP-MONITOR, Hood System/IDP-MINIMON, IDP-CONTROL, IDP-CONTROL-6, IDP-MINIMON, IDP-MON-10, IDP-MONITOR, IDP-MONITOR-2, IDP-PULL-DA, IDP-PULL-SA, IDP-RELAY, IDP [Farenhyt] [SLC SK MODULES] [#6 MODULES ++] IDP-CONTROL-6, IDP-MON-10, IDP-RELAY-6, IDP-ZONE-6 [Farenhyt, Silent Knight] [SLC MODULES/SENSORS] [#6 SLC ++] IDP-CONTROL-6, IDP-MON-10, IDP-RELAY-6, IDP-ZONE-6, SK-CONTROL-6, SK-MON-10, SK-RELAY-6, SK-ZONE-6 [Farenhyt, Silent Knight] [SLC MODULES/SENSORS] [#5 SLC ++] IDP-CONTROL-6, IDP-MON-10, IDP-RELAY-6, IDP-ZONE-6, SK-CONTROL-6, SK-MON-10, SK-RELAY-6, SK-ZONE-6 [Farenhyt] [SLC SK MODULES] [#4 MODULES ++] IDP-CONTROL-6, IDP-MON-10, IDP-RELAY-6, IDP-ZONE-6 [Farenhyt, Silent Knight] [SLC MODULES/SENSORS] [#4 SLC ++] IDP-CONTROL-6, IDP-MON-10, IDP-RELAY-6, IDP-ZONE-6, SK-CONTROL-6, SK-MON-10, SK-RELAY-6, SK-ZONE-6 [Farenhyt, Silent Knight] [SLC MODULES/SENSORS] [#2 SLC ++] IDP-ACCLIMATE (C), IDP-BEAM (C), IDP-CONTROL-6, IDP-MON-10, IDP-MONITOR-2, IDP-RELAY-6, IDP-RELAYMON-2, IDP-ZONE, IDP-ZONE-6, OSI-RI-SK (C), SK-ACCLIMATE (C), SK-BEAM (C), SK-CONTROL-6, SK-MON-1 [Farenhyt] [SLC SK MODULES] [#2 MODULES ++] IDP-CONTROL-6, IDP-MON-10, IDP-MONITOR-2, IDP-RELAY-6, IDP-RELAYMON-2, IDP-ZONE-6 | [Farenhyt, Silent Knight] IDP-RELAY-6, SK-RELAY-6
57030191-5ff4-493d-a35d-c0f23bac1c27 | NFPA 170 HEAT DETECTOR |  |  | North | Monaco Enterprises |  | Heat Detector |  |  |  | Module | TRUE | 722-125-00 |  | DETECTOR HEAT:MECHANICAL,135F,FIXED,DUAL CIRCUIT | 1 | [6 empty] | FALSE | TRUE |  |  |  |  | #FFFF0000 | FA-NFPA 170 HEAT DETECTOR | 1 | FALSE | FALSE | FALSE | 1403 | [13 empty] | FALSE | [5 empty] | DESKTOP-7SAL8M7\acont | 2020-02-20 16:47 | THOR\acont | 2024-09-08 17:27 | Cloned from System Sensor 5623 | [Monaco Enterprises] [IDC] 01 708-025-01, 708-025-03, 721-128-00 (C), 721-407-00 (C), 721-408-00 (C), 722-125-00 (C), 722-408-00 (C), 722-409-00 (C), 725-312-00 (C), 725-313-00 (C)
7cba31be-ff32-44bb-a4f9-c0f50d29d85c | NFPA 170 STROBE WALL |  |  | North | Federal Signal |  | Strobe |  |  |  | Module | TRUE | FSEX-24PMB-MOD | ++ | Blue Explosion Proof Strobe | 1 | [6 empty] | FALSE | [5 empty] | #FF0070C0 | FA-NFPA 170 STROBE WALL | 1 | FALSE | FALSE | FALSE | 2010 | [13 empty] | FALSE | [5 empty] | THOR\acont | 2024-08-14 12:32 | THOR\acont | 2024-09-08 17:27 | Cloned from Potter FSEX-24PMB-MOD | [Federal Signal, Potter] [NAC] FSEX-24 PMR, FSEX-24PMA-MOD, FSEX-24PMB-MOD, FSEX-24PMC-MOD, FSEX-24PMR, FSEX-24PMR-MOD
17a1ac5d-5faa-41c4-baf7-c0fdfdcc5f9f | NFPA 170 HEAT DETECTOR |  |  | North | Edwards |  | Heat Detector |  |  |  | Module | TRUE | SIGA-HFD w/SIGA-AB4G BASE | ++ | Intelligent fixed temperature heat detector, Audible Sounder Base | 1 | 5.1e-05 | 6.8e-05 |  |  |  |  | FALSE | [5 empty] | #FFFF0000 | FA-NFPA 170 HEAT DETECTOR | 1 | FALSE | FALSE | FALSE | 1403 | [13 empty] | FALSE | [5 empty] | DESKTOP-7SAL8M7\acont | 2020-11-23 11:44 | THOR\acont | 2024-10-08 16:26 | Cloned from Edwards SIGA-HFS w/SIGA-AB4G BASE | [Edwards, Kidde] [SLC EST SENSORS] 01 [*] [EST3, iO1000] DS-HFS (C), DS-PS (C), FX-HD w/IB4U BASE, FX-HD w/RB4U BASE, FX-HD w/SB4U BASE, FX-HD w/SB4U-LF BASE, FX-HD wB4U BASE, FX-PD w/B4U BASE (C), FX-PD w/IB4U BASE (C), FX-PD w/SB4U BASE (C), FX-PD w/SB [Edwards, Kidde] [SLC EST MODULES/SENSORS] 01 [*] [iO64] DS-HFS (C), DS-PS (C), FX-HD w/IB4U BASE, FX-HD w/RB4U BASE, FX-HD w/SB4U BASE, FX-HD w/SB4U-LF BASE, FX-HD wB4U BASE, FX-PD w/B4U BASE (C), FX-PD w/IB4U BASE (C), FX-PD w/SB4U BASE (C), FX-PD w/SB [Edwards, Kidde] [SLC EST SENSORS] [*] [#4 TYPE ADDR ¦ SENSORS] KI-DDOS (C), SIGA2-COS w/SIGA-AB4G BASE, SIGA2-COS w/SIGA-AB4G-LF BASE, SIGA2-COS w/SIGA-AB4GT BASE, SIGA2-COS w/SIGA-IB BASE, SIGA2-COS w/SIGA-RB BASE, SIGA2-COS w/SIGA-SB BASE, SIGA2-HCOS [Edwards, Kidde] [SLC EST MODULES SENSORS] [*] [#2 SHARED ADDR ¦ SENSORS] KI-DDOS (C), SIGA2-COS w/SIGA-AB4G BASE, SIGA2-COS w/SIGA-AB4G-LF BASE, SIGA2-COS w/SIGA-AB4GT BASE, SIGA2-COS w/SIGA-IB BASE, SIGA2-COS w/SIGA-RB BASE, SIGA2-COS w/SIGA-SB BASE, S [Edwards, Kidde] [AUX POWER] FX-HD w/SB4U BASE, FX-PD w/SB4U BASE (C), FX-PHD w/SB4U BASE (C), KI-COD w/KI-ABST BASE (C), KI-HCD w/KI-ABST BASE, KI-HRD w/KI-ABST BASE, KI-PCD w/KI-ABST BASE (C), KI-PD w/KI-ABST BASE (C), KI-PHCD w/KI-ABST BASE (C), KI-PH
5c3ebe66-b3dd-4fbf-9ea6-c105b80b8702 | NFPA 170 HORN STROBE |  |  | North | Potter |  | Horn/Strobe |  |  |  | Module | TRUE | HSLP-24WW |  | Outdoor Horn Strobe, Fixed 75 Candela, Low Profile Enclosure, White | 1 | 0 | 0.226 |  |  |  |  | FALSE | [5 empty] | #FF0070C0 | FA-NFPA 170 HORN STROBE | 1 | FALSE | FALSE | FALSE | 2012 | [13 empty] | FALSE |  |  | WP |  |  |  |  | THOR\acont | 2024-09-08 17:27 |  | [Potter] [NAC] [UL MAX] HS-24PWR-WP, HS-24PWW-WP, HS-24WR-WP, HS-24WW-WP, HSLP-24PWR, HSLP-24PWW, HSLP-24WR, HSLP-24WW [Potter] [NAC] [24 VDC] HS-24PWR-WP, HS-24PWW-WP, HS-24WR-WP, HS-24WW-WP, HSLP-24PWR, HSLP-24PWW, HSLP-24WR, HSLP-24WW
cd3db2cb-548f-4f9b-82a9-c10ba9723768 | NFPA 170 MANUAL PULL |  |  | North | Edwards |  | Manual Station |  |  |  | Module | TRUE | 278B-1320 |  | Pull Station, double action, double pole, key, terminals | 1 | [6 empty] | FALSE | [5 empty] | #FFFF0000 | FA-NFPA 170 MANUAL PULL | 1 | FALSE | FALSE | FALSE | 957 | [13 empty] | FALSE | [7 empty] | THOR\acont | 2024-09-08 17:27 |  | [Edwards, Kidde, Monaco Enterprises] [IDC] 01 1534-1, 200-GAOF, 270A-DPO, 270A-SPO, 270-DOC, 270-DOC-B, 270-DOC-F, 270-DPO, 270-GAO, 270-GAOB, 270-GAO-DOC, 270-GAO-DOCF, 270P-DPO, 270P-SPO, 270-SPO, 270-SPOW, 270-SPOWB, 270-SPOWF, 271-KR1/SR/GS, 276A-REL
360a8fd8-7c42-4dcb-803b-c11464c9a729 | NFPA 170 SPEAKER STROBE CEILING |  |  | North | Gentex |  | Speaker/Strobe |  |  |  | Module | TRUE | SSPK24CR |  | Speaker/Strobe, 24 VDC, , ceiling mount, red | 1 | 0 | 0.137 |  |  |  |  | FALSE | TRUE |  |  |  |  | #FF0070C0 | FA-NFPA 170 SPEAKER STROBE CEILING | 1 | FALSE | FALSE | FALSE | 2020 | [13 empty] | FALSE |  |  | C |  |  |  |  | THOR\acont | 2024-09-08 17:27 |  | [Gentex, Hochiki] [NAC] [UL MAX] HSSPK24WLPPR, HSSPK24WLPPW, HSSPK24WLPR, HSSPK24WLPW, SSPK24AWR, SSPK24AWW, SSPK24CR (C), SSPK24CW (C), SSPK24WLPR, SSPK24WLPW
7b4fbda8-2f4e-4abc-aa79-c1155d1c32fd | NFPA 170 FIRE ALARM CONTROL UNIT | RISER FACP |  | North | Honeywell |  | Fire Alarm Control Unit |  |  |  | Assembly | TRUE | 5110XM | + | Control / Communicator | 1 | [6 empty] | FALSE | [5 empty] | #FFFF0000 | FA-NFPA 170 FIRE ALARM CONTROL UNIT | 1 | FALSE | FALSE | FALSE | 202 | [8 empty] | 7,14 |  |  |  |  | TRUE | [5 empty] | DESKTOP-7EIEB7A\acont | 2023-02-01 08:25 | THOR\acont | 2024-09-08 17:27 | Cloned from Honeywell VISTA-32FBPT
78b5cfdb-f587-4779-a4d9-c120b278dee0 | NFPA 170 GAS DETECTOR |  |  | North | Bosch |  | Gas Detection |  |  |  | Module | TRUE | FCC-380 | + | CO detector (Macurco CM-E1) | 1 | 0.015 | 0.035 |  |  |  |  | FALSE | TRUE |  |  |  |  | #FFFF0000 | FA-NFPA 170 GAS DETECTOR | 1 | FALSE | FALSE | FALSE | 1408 | [13 empty] | FALSE |  |  | SB |  |  | DESKTOP-7EIEB7A\acont | 2022-08-26 17:01 | THOR\acont | 2024-09-08 17:27 | Cloned from Bosch F220-PTH w/F220-B6 | [Bosch] [IDC] 03 F220-135 w/F220-B6, F220-P w/F220-B6, F220-PTH w/F220-B6 (C), FCC-380 (C)
0ff355da-b6bc-4f5f-a439-c1245dae70af |  |  |  | North | Bosch | [5 empty] | Module | TRUE | B40-MB50 | * | Indoor/outdoor Cell Antenna with 50 ft cable | 1 | [12 empty] | #FFFFFFFF |  |  | FALSE | FALSE | FALSE | [20 empty] | DESKTOP-7EIEB7A\acont | 2021-08-13 06:25 | THOR\acont | 2024-10-09 10:48
024a21ae-78a7-46f6-8cf4-c12b4fb8ed59 |  |  |  | North | Notifier |  | Cards & Components |  |  |  | Card | TRUE | NFC-CE6 (25V) | + | Speaker Circuit/Zone Expander Module | 1 | 0.02 | 0.189 |  |  |  |  | TRUE | FALSE |  |  |  |  | #FFFFFFFF |  |  | FALSE | FALSE | FALSE | [14 empty] | FALSE | [5 empty] | DESKTOP-7SAL8M7\acont | 2019-10-02 17:27 | THOR\acont | 2024-10-09 10:48 |  |  | [Notifier] NFC-CE6 (25V)
ed5f55da-aca0-4a3f-b296-c135287384ea |  |  |  | North | Siemens | [5 empty] | Module | TRUE | SXL-XMAIN | 500-695992 | SXL-XMAIN PCB ASSY PKG D | 1 | [12 empty] | #FFFFFFFF |  |  | FALSE | FALSE | FALSE | [20 empty] | DESKTOP-7SAL8M7\acont | 2019-08-13 09:04 | THOR\acont | 2024-10-09 10:48
26bc528b-0eea-4c18-9330-c1371827747c |  |  |  | North | HID | Security/Access Control |  |  |  |  | Module | TRUE | 1346 |  |  | 1 | [12 empty] | #FFFFFFFF |  |  | FALSE | FALSE | FALSE | [20 empty] | THOR\acont | 2024-03-12 21:20 | THOR\acont | 2024-10-09 10:48
a13d6742-629b-43b2-a1e9-c1383a1e0451 |  |  |  | North | Hochiki |  | Cards & Components |  |  |  | Card | TRUE | System B Module |  | System B Module | 1 | 0.025 | 0.025 |  |  |  |  | TRUE | [5 empty] | #FFFFFFFF |  |  | FALSE | FALSE | FALSE | [20 empty] | DESKTOP-GHR3H5U\Anthony | 2019-11-27 08:58 | THOR\acont | 2024-10-09 10:48 | Cloned from Hochiki S771 CLONED |  | [Hochiki] System B Module
96a5dc44-7355-40ea-929c-c139cf1e84b0 | NFPA 170 SMOKE DETECTOR |  |  | North | Gamewell FCI |  | Smoke Detector |  |  |  | Module | TRUE | ASD-PL3R | + | Photoelectric smoke detector, remote test capable, for use with DNR(W) duct smoke detectors, bright white, Velociti | 1 | 0.0002 | 0.0045 |  |  |  |  | FALSE | TRUE | FLUSH |  | 4" SQ. DEEP | 3 "O" PLASTER RING | #FFFF0000 | FA-NFPA 170 SMOKE DETECTOR | 1 | FALSE | FALSE | FALSE | 1408 | [13 empty] | FALSE | [5 empty] | DESKTOP-7SAL8M7\acont | 2019-04-25 06:28 | THOR\acont | 2024-09-08 17:27 | 20191121 AC Detector without base | [Gamewell FCI] [SLC SENSORS] [*] [#4 TYPE ADDR ¦ SENSORS] ADPF (C), ASD-PL2F w/B200S-LF-WH (C), ASD-PL2F w/B210LP (C), ASD-PL2FR (C), ASD-PL3 w/B200S-LF-WH (C), ASD-PL3 w/B200SR-LF-WH (C), ASD-PL3 w/B200SR-WH (C), ASD-PL3 w/B224BI-WH (C), ASD-PL3 w/B224R [Gamewell FCI] [SLC MODULES SENSORS] [*] [#2 SHARED ADDR ¦ SENSORS] ADPF (C), ASD-PL2F w/B200S-LF-WH (C), ASD-PL2F w/B210LP (C), ASD-PL2FR (C), ASD-PL3 w/B200S-LF-WH (C), ASD-PL3 w/B200SR-LF-WH (C), ASD-PL3 w/B200SR-WH (C), ASD-PL3 w/B224BI-WH (C), ASD-P | [Gamewell FCI] ASD-PL2FR, ASD-PL3R, ASD-PL3R-IV, DNR w/ASD-PL2FR, DNR w/ASD-PL3R, DNRW w/ASD-PL2FR, DNRW w/ASD-PL3, DNRW w/ASD-PL3R
71fcdbc8-3d9b-4081-9518-c13b35615eb6 | NFPA 170 HORN STROBE |  |  | North | Gentex |  | Horn/Strobe |  |  |  | Module | TRUE | SSPK-/WW |  | Speaker/Strobe, 24 VDC, , wall mount, white | 1 | 0 | 0.245 |  |  |  |  | FALSE | FALSE |  |  |  |  | #FF0070C0 | FA-NFPA 170 HORN STROBE | 1 | FALSE | FALSE | FALSE | 2012 | [13 empty] | FALSE | [7 empty] | THOR\acont | 2024-09-08 17:27 |  | [Gentex] [NAC] [UL MAX] SSPK-/WR, SSPK-/WW, SSPK-60WR, SSPK-60WW, SSPK-WR, SSPK-WW
fc509125-b2f3-464e-9f0f-c14239a7dcca | NFPA 170 HORN STROBE |  |  | North | Eaton Wheelock |  | Horn/Strobe |  |  |  | Module | TRUE | AMT-24MCW-FW |  | Horn Strobe Multi-Candela, white | 1 | 0.06 | 0.102 |  |  |  |  | FALSE | FALSE |  |  |  |  | #FF0070C0 | FA-NFPA 170 HORN STROBE | 1 | FALSE | FALSE | FALSE | 2012 | [13 empty] | FALSE | [7 empty] | THOR\acont | 2024-09-08 17:27 |  | [Eaton Wheelock] [NAC] AMT-24MCW-FR, AMT-24MCW-FW
47e9993b-1a58-43f3-88c9-c14843fabadc | NFPA 170 SMOKE DETECTOR |  |  | North | MIRCOM |  | Smoke Detector |  |  |  | Module | TRUE | MIX-3100 w/ MIX-2001 |  | ADDRESSABLE PHOTOELECTRIC SMOKE DETECTOR w/ MIX-2001 E-Z FIT BASE | 1 | 0.0003 | 0.0003 |  |  |  |  | FALSE | TRUE |  |  |  |  | #FFFF0000 | FA-NFPA 170 SMOKE DETECTOR | 1 | FALSE | FALSE | FALSE | 1408 | [13 empty] | FALSE | [7 empty] | THOR\acont | 2024-09-08 17:27 | 20191121 AC Detector with base | [MIRCOM] [SLC SENSORS] [*] [#4 TYPE ADDR ¦ SENSORS] DNR w/MIX-2251BR (C), DNR w/MIX-2351RAP (C), MIX-1251AP w/B200SR-LF-WH (C), MIX-1251AP w/B200SR-WH (C), MIX-1251AP w/B210LP (C), MIX-1251AP w/B224RB-WH (C), MIX-1251AP w/B501 (C), MIX-1251B w/B200SR-LF- [MIRCOM] [SLC MODULES SENSORS] [*] [#2 SHARED ADDR ¦ SENSORS] DNR w/MIX-2251BR (C), DNR w/MIX-2351RAP (C), MIX-1251AP w/B200SR-LF-WH (C), MIX-1251AP w/B200SR-WH (C), MIX-1251AP w/B210LP (C), MIX-1251AP w/B224RB-WH (C), MIX-1251AP w/B501 (C), MIX-1251B w/
be882a81-177b-463a-aaa6-c149119c934a | NFPA 170 HEAT DETECTOR |  |  | North | MIRCOM |  | Heat Detector |  |  |  | Module | TRUE | MIX-5251HAP w/B224RB | + | White, Low-profile 190°F fixed thermal sensor, Relay Base | 1 | 0.0003 | 0.0065 |  |  |  |  | FALSE | TRUE |  |  |  |  | #FFFF0000 | FA-NFPA 170 HEAT DETECTOR | 1 | FALSE | FALSE | FALSE | 1403 | [13 empty] | FALSE |  |  | 190° |  |  | DESKTOP-7SAL8M7\acont | 2019-04-12 13:26 | THOR\acont | 2024-09-08 17:27 | 20191121 AC Detector with base | [MIRCOM] [SLC SENSORS] [*] [#4 TYPE ADDR ¦ SENSORS] DNR w/MIX-2251BR (C), DNR w/MIX-2351RAP (C), MIX-1251AP w/B200SR-LF-WH (C), MIX-1251AP w/B200SR-WH (C), MIX-1251AP w/B210LP (C), MIX-1251AP w/B224RB-WH (C), MIX-1251AP w/B501 (C), MIX-1251B w/B200SR-LF- [MIRCOM] [SLC MODULES SENSORS] [*] [#2 SHARED ADDR ¦ SENSORS] DNR w/MIX-2251BR (C), DNR w/MIX-2351RAP (C), MIX-1251AP w/B200SR-LF-WH (C), MIX-1251AP w/B200SR-WH (C), MIX-1251AP w/B210LP (C), MIX-1251AP w/B224RB-WH (C), MIX-1251AP w/B501 (C), MIX-1251B w/
b8d1cfb0-3200-484e-af20-c14dc6ae2874 |  |  |  | North | Edwards |  | Hardware |  |  |  | Hardware | TRUE | 33-30696A |  | Spare ASD-640 Detector Display | 1 | [6 empty] | FALSE | [5 empty] | #FFFFFFFF |  |  | FALSE | FALSE | FALSE | [14 empty] | FALSE | [7 empty] | THOR\acont | 2024-10-09 10:48
6ba23122-b150-486a-a452-c15130560c4d |  |  |  | North | Simplex |  | Cards & Components |  |  |  | Card | TRUE | 4100-1252 |  | AUDIO IF MODULE, SGL CHANNEL | 1 | [6 empty] | TRUE | [5 empty] | #FFFFFFFF |  |  | FALSE | FALSE | FALSE | [20 empty] | AULAPTOP-PC\Aulaptop | 2019-07-04 04:36 | THOR\acont | 2024-10-09 10:48
dbff7fb3-25a6-4137-942f-c152e8ef5b18 |  |  |  | North | Simplex |  | Cards & Components |  |  |  | Card | TRUE | 4100-1329 |  | DIGITAL 100 W AMPLIFIER | 1 | 0.4 | 10 |  |  |  |  | TRUE | [5 empty] | #FFFFFFFF |  |  | FALSE | FALSE | FALSE | [14 empty] | FALSE | [5 empty] | AULAPTOP-PC\Aulaptop | 2019-07-03 03:54 | THOR\acont | 2024-10-09 10:48 | Cloned from Simplex 4090-9802 |  | [Simplex] 4100-1329
850ac22c-d2d7-4141-92e3-c1533c7c99ea |  |  |  | North | Edwards |  | Cards & Components |  |  |  | Card | TRUE | FW-HSSX1 |  | FireWorks to VESDA High Level Interface Module with enclosure. | 1 | [6 empty] | TRUE | [5 empty] | #FFFFFFFF |  |  | FALSE | FALSE | FALSE | [14 empty] | FALSE | [7 empty] | THOR\acont | 2024-10-09 10:48
769f9a5d-8ec6-4ae9-aacb-c1550ea51977 |  |  |  | North | Gamewell FCI |  | Hardware |  |  |  | Hardware | TRUE | INCC-ID |  | Inner door with 6 slots | 1 | [6 empty] | FALSE | [5 empty] | #FFFFFFFF |  |  | FALSE | FALSE | FALSE | [14 empty] | FALSE | [7 empty] | THOR\acont | 2024-10-09 10:48
d7d97f2b-b4a2-4274-af85-c15a1c72f5bd | NFPA 170 MANUAL PULL |  |  | North | Autocall |  | Manual Station |  |  |  | Module | TRUE | RMS-1T-WP |  | RMS-WP Series Weather proof fire alarm pull stations | 1 | 0 | 0 |  |  |  |  | TRUE | [5 empty] | #FFFF0000 | FA-NFPA 170 MANUAL PULL | 1 | FALSE | FALSE | FALSE | 957 | [16 empty] | WP |  |  | DESKTOP-0D6CQVA\lousc | 2019-08-09 18:10 | THOR\acont | 2024-09-08 17:27 |  | [Autocall] [IDC] 05 RMS-1T-WP
f2c02697-60d9-428e-9d00-c15f232c90aa | NFPA 170 STROBE WALL |  |  | North | BluePoint |  | Strobe |  |  |  | Module | TRUE | BP04-301P | ++ | Exterior Strobe (w/ Back Box) | 1 | [6 empty] | FALSE | FALSE |  |  |  |  | #FF0070C0 | FA-NFPA 170 STROBE WALL | 1 | FALSE | FALSE | FALSE | 2023 | [13 empty] | FALSE | [5 empty] | THOR\acont | 2024-04-12 13:19 | THOR\acont | 2024-09-08 17:27 | Cloned from System Sensor SWHK | [BluePoint, System Sensor] [NAC] [16-33VDC] BP04-301P, SRHK, SRHK-P, SWHK, SWHK-P [BluePoint, System Sensor] [NAC] [16-33VFWR] BP04-301P, SRHK, SRHK-P, SWHK, SWHK-P
1d160878-5602-43b7-b507-c16d8c833376 | NFPA 170 SPEAKER WALL |  |  | North | Edwards |  | Speaker |  |  |  | Module | TRUE | MN-GVM16 |  | Exterior omni directional HPSA /w ctrl & battery cabinet, 1,600W | 1 | [6 empty] | FALSE | [5 empty] | #FF0070C0 | FA-NFPA 170 SPEAKER WALL | 1 | FALSE | FALSE | FALSE | 2021 | [13 empty] | FALSE | [7 empty] | THOR\acont | 2024-09-08 17:27
dccf0237-391a-450b-826d-c172548ec9b8 | NFPA 170 SMOKE DETECTOR |  |  | North | Edwards |  | Smoke Detector |  |  |  | Module | TRUE | SIGA-PHS w/SIGA-IB BASE | ++ | 3D Multisensor Detector | 1 | 4.5e-05 | 4.5e-05 |  |  |  |  | FALSE | TRUE |  |  |  |  | #FFFF0000 | FA-NFPA 170 SMOKE DETECTOR | 1 | FALSE | FALSE | FALSE | 1408 | [13 empty] | FALSE | [7 empty] | THOR\acont | 2024-10-09 10:48 | 20191121 AC Detector with base | [Edwards, Kidde] [SLC EST SENSORS] 01 [*] [EST3, iO1000] DS-HFS (C), DS-PS (C), FX-HD w/IB4U BASE, FX-HD w/RB4U BASE, FX-HD w/SB4U BASE, FX-HD w/SB4U-LF BASE, FX-HD wB4U BASE, FX-PD w/B4U BASE (C), FX-PD w/IB4U BASE (C), FX-PD w/SB4U BASE (C), FX-PD w/SB [Edwards, Kidde] [SLC EST SENSORS] [*] [#4 TYPE ADDR ¦ SENSORS] KI-DDOS (C), SIGA2-COS w/SIGA-AB4G BASE, SIGA2-COS w/SIGA-AB4G-LF BASE, SIGA2-COS w/SIGA-AB4GT BASE, SIGA2-COS w/SIGA-IB BASE, SIGA2-COS w/SIGA-RB BASE, SIGA2-COS w/SIGA-SB BASE, SIGA2-HCOS [Edwards, Kidde] [SLC EST MODULES/SENSORS] 01 [*] [iO64] DS-HFS (C), DS-PS (C), FX-HD w/IB4U BASE, FX-HD w/RB4U BASE, FX-HD w/SB4U BASE, FX-HD w/SB4U-LF BASE, FX-HD wB4U BASE, FX-PD w/B4U BASE (C), FX-PD w/IB4U BASE (C), FX-PD w/SB4U BASE (C), FX-PD w/SB [Edwards, Kidde] [SLC EST MODULES SENSORS] [*] [#2 SHARED ADDR ¦ SENSORS] KI-DDOS (C), SIGA2-COS w/SIGA-AB4G BASE, SIGA2-COS w/SIGA-AB4G-LF BASE, SIGA2-COS w/SIGA-AB4GT BASE, SIGA2-COS w/SIGA-IB BASE, SIGA2-COS w/SIGA-RB BASE, SIGA2-COS w/SIGA-SB BASE, S
f9e5504d-6e39-4022-84d6-c17411dd4a3b |  |  |  | North | Simplex |  | Cards & Components |  |  |  | Card | TRUE | 4009-9810 | + | Fiber Optic Receiver IDNet Repeater, output is Class A | 1 | 0.065 | 0.065 |  |  |  |  | TRUE | [5 empty] | #FFFFFFFF |  |  | FALSE | FALSE | FALSE | [20 empty] | DESKTOP-7EIEB7A\acont | 2022-02-24 09:28 | THOR\acont | 2024-10-09 10:48 | Cloned from Autocall A009-9810
15a1044e-f592-49a5-be78-c1780dc714f3 | NFPA 170 STROBE CEILING |  |  | North | Hochiki |  | Strobe |  |  |  | Module | TRUE | HCS24CW |  | GCS Series 24 Volt Ceiling Mount Selectable Strobe, White | 1 | 0 | 0.12 |  |  |  |  | FALSE | TRUE |  | *Refer to Install Sheet |  |  | #FF0070C0 | FA-NFPA 170 STROBE CEILING | 1 | FALSE | FALSE | FALSE | 2022 | [13 empty] | FALSE |  |  | C |  |  | DESKTOP-7SAL8M7\acont | 2019-12-02 11:25 | THOR\acont | 2024-09-08 17:27 | Cloned from Gentex GCS24CW | [Hochiki] [NAC] [24 VDC] HCS24CR (C), HCS24CW (C), HCS24PCR (C), HCS24PCW (C) [Gentex, Harrington, Hochiki] [NAC] [UL MAX] GCS24CR (C), GCS24CW (C), GCS24PCR (C), GCS24PCW (C), HCS24CR (C), HCS24CW (C), HCS24PCR (C), HCS24PCW (C), SSG4-24CR (C), SSG4-24CW (C) [Gentex, Harrington, Hochiki] [NAC] [24 VDC] GCS24CR (C), GCS24CW (C), GCS24PCR (C), GCS24PCW (C), HCS24CR (C), HCS24CW (C), HCS24PCR (C), HCS24PCW (C), SSG4-24CR (C), SSG4-24CW (C)
724d036f-a962-4635-b177-c17c74bf72ed | NFPA 170 ADDRESSABLE INPUT MONITOR MODULE |  |  | North | Silent Knight |  | Addressable Module |  |  |  | Module | TRUE | SK-RELAYMON-2 | ++ | Multiple Module with Two Relay Outputs and Two Monitor Inputs | 2 | 0.0013 | 0.0013 |  |  |  |  | FALSE | [5 empty] | #FFFF0000 | FA-NFPA 170 ADDRESSABLE INPUT MONITOR MODULE | 1 | FALSE | FALSE | FALSE | 1000 | [13 empty] | FALSE | [7 empty] | THOR\acont | 2024-09-08 17:27 |  | [Farenhyt, Silent Knight] [SLC MODULES/SENSORS] [#3 SLC ++] IDP-CONTROL-6, IDP-MON-10, IDP-RELAY-6, IDP-RELAYMON-2, IDP-ZONE-6, OSI-RI-SK (C), SK-CONTROL-6, SK-MON-10, SK-RELAY-6, SK-RELAYMON-2, SK-ZONE-6, W-DIS-D [Silent Knight] [SLC SK MODULES] [#2 MODULES ++] SK-CONTROL-6, SK-MON-10, SK-MONITOR-2, SK-RELAY-6, SK-RELAYMON-2, SK-ZONE-6, W-DIS-D [Silent Knight] [SLC SK MODULES] [*] [#3 TYPE ADDR ¦ MODULES] HFS-MM, SK-CONTROL, SK-CONTROL-6, SK-MINIMON, SK-MON-10, SK-MONITOR, SK-MONITOR-2, SK-PULL-DA, SK-PULL-SA, SK-RELAY, SK-RELAY-6, SK-RELAYMON-2, SK-ZONE, SK-ZONE-6, WAV-CRL, WAV-CWL, WAV-RL, WA [Farenhyt, Silent Knight] [SLC MODULES/SENSORS] [#2 SLC ++] IDP-ACCLIMATE (C), IDP-BEAM (C), IDP-CONTROL-6, IDP-MON-10, IDP-MONITOR-2, IDP-RELAY-6, IDP-RELAYMON-2, IDP-ZONE, IDP-ZONE-6, OSI-RI-SK (C), SK-ACCLIMATE (C), SK-BEAM (C), SK-CONTROL-6, SK-MON-1 [Farenhyt, Silent Knight] [SLC MODULES SENSORS] [*] [#1 SHARED ADDR ¦ MODULES] HFS-MM, Hood System/IDP-MINIMON, IDP-CONTROL, IDP-CONTROL-6, IDP-MINIMON, IDP-MON-10, IDP-MONITOR, IDP-MONITOR-2, IDP-PULL-DA, IDP-PULL-SA, IDP-RELAY, IDP-RELAY-6, IDP-RELAYMO | [Farenhyt, Silent Knight] IDP-MONITOR-2, IDP-RELAYMON-2, SK-MONITOR-2, SK-RELAYMON-2 [Farenhyt, Silent Knight] IDP-RELAYMON-2, SK-RELAYMON-2
75e89c0b-20fb-45f9-9c9a-c17ca3c60f45 |  |  |  | North | Silent Knight |  | Cards & Components |  |  |  | Card | TRUE | SK-2 Main Board | ++ | Main Board | 1 | 0.08 | 0.112 |  |  |  |  | TRUE | [5 empty] | #FFFFFFFF |  |  | FALSE | FALSE | FALSE | [14 empty] | FALSE | [7 empty] | THOR\acont | 2024-10-09 10:48 |  | [Silent Knight] [IDC] [#3 SUPERVISORY] 5104B Main Board, 5204 Main Board, 5207 Main Board, 5208 Main Board, 5600 Main Board, 5700 Main Board, 5808 Main Board, 5820XL Main Board, 6700 Main Board, 6808 Main Board, 6820 Main Board, 6820EVS Main Board, SK-2 [Silent Knight] [IDC] [#1 ALARM] 5104B Main Board, 5204 Main Board, 5207 Main Board, 5208 Main Board, 5600 Main Board, 5700 Main Board, 5808 Main Board, 5820XL Main Board, 5895XL Main Board, 6700 Main Board, 6808 Main Board, 6820 Main Board, 6820EVS Main [Silent Knight] [IDC] [#2 TROUBLE] 5104B Main Board, 5204 Main Board, 5207 Main Board, 5208 Main Board, 5495 Main Board, 5600 Main Board, 5700 Main Board, 5808 Main Board, 5820XL Main Board, 5895XL Main Board, 6700 Main Board, 6808 Main Board, 6820 Main [Farenhyt, Silent Knight, Stanley Security Solutions] [VAC ] 5104B Main Board, 5204 Main Board, 5207 Main Board, 5208 Main Board, 5495 Main Board, 5496 Main Board, 5499 Main Board, 5600 Main Board, 5700 Main Board, 5808 Main Board, 5820XL Main Board, 588 | [Silent Knight] SK-2 Main Board
3c954322-4994-4aab-81ac-c181c8a3a08b |  |  |  | North | Edwards |  | Hardware |  |  |  | Hardware | TRUE | QS2-1-G-2E-IT |  | OBSOLETE - FAP w/ 1 Option Card Space, Gray, EN-54, Italian, 230V | 1 | [6 empty] | FALSE | [5 empty] | #FFFFFFFF |  |  | FALSE | FALSE | FALSE | [14 empty] | FALSE | [7 empty] | THOR\acont | 2024-10-09 10:48
859b12de-2635-4e66-9552-c181d2f8aea1 | CADGEN PUSH FOR HVAC SHUTDOWN |  |  | North | STI |  | Push Button |  |  |  | Module | TRUE | SS2441HV-EN | ++ | Station Series, Blue, Horn, Turn to Reset, HVAC Shut Down, English | 1 | [6 empty] | TRUE | [5 empty] | #FFFF0000 | FA-CADGEN PUSH FOR HVAC SHUTDOWN | 1 | FALSE | FALSE | FALSE | [20 empty] | DESKTOP-7SAL8M7\acont | 2019-04-12 21:17 | THOR\acont | 2024-09-08 17:27 |  | [STI] [IDC] 01 SS2329LD-EN w/KIT-71100A-W, SS2401EX-EN, SS2421EM-EN, SS2441HV-EN
8bc93d89-8b87-42c6-9970-c1862bc88d13 | NFPA 170 HORN STROBE CEILING |  |  | North | System Sensor |  | Horn/Strobe |  |  |  | Module | TRUE | PC2WKLED-B | ++ | 2-Wire, Horn Strobe, Ceiling, White, Bilingual, Outdoor | 1 | 0 | 0.071 |  |  |  |  | FALSE | TRUE |  |  |  |  | #FF0070C0 | FA-NFPA 170 HORN STROBE CEILING | 1 | FALSE | FALSE | FALSE | 2013 | [13 empty] | FALSE |  |  | C, WP |  |  | DESKTOP-QGO6JOK\acont | 2024-07-15 13:35 | THOR\acont | 2024-09-08 17:27 | Cloned from System Sensor PC2RKLED CLONED CLONED CLONED CLONED | [System Sensor] [NAC] [24VDC, TEMPORAL HIGH] PC2RKLED (C), PC2RKLED-B (C), PC2RKLED-P (C), PC2RLED (C), PC2RLED-B (C), PC2WKLED (C), PC2WKLED-B (C), PC2WKLED-P (C), PC2WLED (C), PC2WLED-B (C) [System Sensor] [NAC] [24VDC, TEMPORAL LOW] PC2RKLED (C), PC2RKLED-B (C), PC2RKLED-P (C), PC2RLED (C), PC2RLED-B (C), PC2WKLED (C), PC2WKLED-B (C), PC2WKLED-P (C), PC2WLED (C), PC2WLED-B (C)
eb00ad7a-3622-4c07-9b9e-c18aaff49858 | NFPA 170 SMOKE DETECTOR |  |  | North | Autocall |  | Smoke Detector |  |  |  | Module | TRUE | A4098-9601 w/A4098-9683 | + | TrueAlarm Photoelectric Smoke Detector w/TrueAlarm Sensor 2-Wire Base | 1 | 0.0001 | 0.024 |  |  |  |  | TRUE | TRUE |  |  |  |  | #FFFF0000 | FA-NFPA 170 SMOKE DETECTOR | 1 | FALSE | FALSE | FALSE | 1408 | [19 empty] | DESKTOP-0D6CQVA\lousc | 2019-07-06 08:14 | THOR\acont | 2024-09-08 17:27 | 20191121 AC Detector with base | [Autocall, Simplex] [IDC] 01 2098-9201 (C), 2098-9202 (C), 2098-9203 (C), 2098-9208 (C), 2098-9576 (C), 2099-9101 (C), 2099-9102 (C), 2099-9103 (C), 2099-9104 (C), 2099-9105 (C), 2099-9107 (C), 2099-9108 (C), 2099-9754 (C), 2099-9755 (C), 2099-9756 (C),
b309b1b2-43e5-443e-a800-c19c8d8f8bae | NFPA 170 STROBE CEILING |  |  | North | Edwards |  | Strobe |  |  |  | Module | TRUE | GCWN-VMC |  | Strobe, white, no markings, 15, 30, 75, 95 cd, clear | 1 | 0 | 0.318 |  |  |  |  | FALSE | TRUE |  |  |  |  | #FF0070C0 | FA-NFPA 170 STROBE CEILING | 1 | FALSE | FALSE | FALSE | 2022 | [13 empty] | FALSE |  |  | C |  |  |  |  | THOR\acont | 2024-09-08 17:27 |  | [Edwards, Kidde] [NAC] [16 VDC] EGCFR-VM (C), EGCF-VM (C), GCFR-S7VM (C), GCFR-VM (C), GCF-S2VM (C), GCF-S7VM (C), GCF-VM (C), GCHFRF-S2VMC (C), GCHFRF-S7VMC (C), GCHFRN-S2VMC (C), GCHFRN-S7VMC (C), GCHFWA-S2VMA (C), GCHFWA-S2VMC (C), GCHFWA-S7VMA (C), G [Edwards, Kidde] [NAC] [24 VDC] EGCFR-VM (C), EGCF-VM (C), GCFR-S7VM (C), GCFR-VM (C), GCF-S2VM (C), GCF-S7VM (C), GCF-VM (C), GCHFRF-S2VMC (C), GCHFRF-S7VMC (C), GCHFRN-S2VMC (C), GCHFRN-S7VMC (C), GCHFWA-S2VMA (C), GCHFWA-S2VMC (C), GCHFWA-S7VMA (C), G
3d3b419e-8a83-4f96-86ce-c1af560a3743 |  |  |  | North | MIRCOM |  | Hardware |  |  |  | Hardware | TRUE | DOX-1024DSR | + | Red front door for UB-1024DS backbox. | 1 | [6 empty] | FALSE | [5 empty] | #FFFFFFFF |  |  | FALSE | FALSE | FALSE | [14 empty] | FALSE | [7 empty] | THOR\acont | 2024-10-09 10:48
ca440987-e621-4753-982a-c1af906886a2 |  |  |  | North | Siemens |  | Hardware |  |  |  | Hardware | TRUE | DB-11E | 500-094151E | 4" DETECTOR BASE ASSY | 1 | [12 empty] | #FFFFFFFF |  |  | FALSE | FALSE | FALSE | [20 empty] | DESKTOP-7SAL8M7\acont | 2019-08-13 09:04 | THOR\acont | 2024-10-09 10:48
b3cb28fd-29e3-4b74-ad15-c1b2337bee9d | NFPA 170 HEAT DETECTOR |  |  | North | Firelite |  | Heat Detector |  |  |  | Module | TRUE | H365R w/B300-6 | + | White, Low-profile rate-of-rise thermal sensor, Standard Base | 1 | 0.0002 | 0.0045 |  |  |  |  | FALSE | TRUE |  |  |  |  | #FFFF0000 | FA-NFPA 170 HEAT DETECTOR | 1 | FALSE | FALSE | FALSE | 1403 | [13 empty] | FALSE |  |  | R |  |  | DESKTOP-7SAL8M7\acont | 2019-03-28 05:48 | THOR\acont | 2024-09-08 17:27 | 20191121 AC Detector with base | [Firelite, System Sensor] [SLC MODULES SENSORS] [*] [#2 SHARED ADDR ¦ SENSORS] AD355 w/B200SR-LF-WH (C), AD355 w/B200SR-WH (C), AD355 w/B210LP (C), AD355 w/B224BI-WH (C), AD355 w/B224RB-WH (C), AD355 w/B501 (C), BEAM355 (C), BEAM355S (C), CP355 w/B200SR- [Firelite, System Sensor] [SLC SENSORS] [*] [#4 TYPE ADDR ¦ SENSORS] AD355 w/B200SR-LF-WH (C), AD355 w/B200SR-WH (C), AD355 w/B210LP (C), AD355 w/B224BI-WH (C), AD355 w/B224RB-WH (C), AD355 w/B501 (C), BEAM355 (C), BEAM355S (C), CP355 w/B200SR-WH (C), CP
32732ffc-74ae-4d93-b4c8-c1b336abb184 | NFPA 170 FIRE PHONE |  |  | North | Autocall |  | Fire Phone |  |  |  | Module | TRUE | A2084-9018 | ++ | Firefighter Telephone Assembly with 2975-9053 backbox | 1 | [6 empty] | FALSE | [5 empty] | #FFFF0000 | FA-NFPA 170 FIRE PHONE | 1 | FALSE | FALSE | FALSE | [14 empty] | FALSE | [5 empty] | THOR\acont | 2025-02-04 12:25 | THOR\acont | 2025-02-04 12:31 | Cloned from Autocall A2084-9002 CLONED CLONED CLONED | [Autocall, Potter, Simplex] [FFT] [FFT] 2084-9001, 2084-9002, 2084-9003, 2084-9006, 2084-9007, 2084-9014, 2084-9018, 2084-9023, 2084-9024, A2084-9001, A2084-9002, A2084-9003, A2084-9006, A2084-9007, A2084-9014, A2084-9018, A2084-9023, A2084-9024, FFT-FPJ
f42ee189-749d-417c-8113-c1d0ae8db484 | NFPA 170 HORN STROBE |  |  | North | Edwards |  | Horn/Strobe |  |  |  | Module | TRUE | G4AVWF-SP |  | Wall horn-strobe, white, FUEGO | 1 | [6 empty] | FALSE |  | GRSW-10 |  |  |  | #FF0070C0 | FA-NFPA 170 HORN STROBE | 1 | FALSE | FALSE | FALSE | 2012 | [13 empty] | FALSE | [5 empty] | DESKTOP-7SAL8M7\acont | 2019-08-29 12:20 | THOR\acont | 2024-09-08 17:27 |  | [Edwards, Kidde] [NAC] [VDC, HIGH DB] EG4AVRF, EG4AVRF-FR, EG4AVRF-SP, EG4AVRN, EG4AVWF, EG4AVWF-FR, EG4AVWF-SP, EG4AVWN, G4AVRF, G4AVRF-FR, G4AVRF-SP, G4AVRN, G4AVWF, G4AVWF w/STI, G4AVWF-FR, G4AVWF-SP, G4AVWN [Edwards, Kidde] [NAC] [VDC, LOW DB] EG4AVRF, EG4AVRF-FR, EG4AVRF-SP, EG4AVRN, EG4AVWF, EG4AVWF-FR, EG4AVWF-SP, EG4AVWN, G4AVRF, G4AVRF-FR, G4AVRF-SP, G4AVRN, G4AVWF, G4AVWF w/STI, G4AVWF-FR, G4AVWF-SP, G4AVWN [Edwards, Kidde] [NAC] [VFWR, LOW DB] EG4AVRF, EG4AVRF-FR, EG4AVRF-SP, EG4AVRN, EG4AVWF, EG4AVWF-FR, EG4AVWF-SP, EG4AVWN, G4AVRF, G4AVRF-FR, G4AVRF-SP, G4AVRN, G4AVWF, G4AVWF w/STI, G4AVWF-FR, G4AVWF-SP, G4AVWN [Edwards, Kidde] [NAC] [VFWR, HIGH DB] EG4AVRF, EG4AVRF-FR, EG4AVRF-SP, EG4AVRN, EG4AVWF, EG4AVWF-FR, EG4AVWF-SP, EG4AVWN, G4AVRF, G4AVRF-FR, G4AVRF-SP, G4AVRN, G4AVWF, G4AVWF w/STI, G4AVWF-FR, G4AVWF-SP, G4AVWN
1bf0f3ee-3585-4395-93d4-c1d163ac5f69 |  |  |  | North | Cornell |  | Cards & Components |  |  |  | Card | TRUE | Power Supply Card |  | B-5243A Power Supply Card | 1 | [6 empty] | TRUE | [5 empty] | #FFFFFFFF |  |  | FALSE | FALSE | FALSE | [20 empty] | DESKTOP-QMKR22O\aucon | 2020-07-31 08:43 | THOR\acont | 2024-10-09 10:48
fcf9acef-c7ff-44aa-a8c7-c1d3e504d4a4 | NFPA 170 FIRE ALARM CONTROL UNIT | RISER FACP |  | North | Siemens |  | Cards & Components |  |  |  | Card | TRUE | TXR-320 Main Board | 500-537020 + | TXR-320 Main Board | 1 | [12 empty] | #FFFF0000 | FA-NFPA 170 FIRE ALARM CONTROL UNIT | 1 | FALSE | FALSE | FALSE | [14 empty] | TRUE | [5 empty] | DESKTOP-7EIEB7A\acont | 2021-10-12 11:14 | THOR\acont | 2024-09-08 17:27 | Cloned from Siemens TXR-320 | [Siemens, Sigcom] [IDC] [#3 SUPERVISORY] MNS-3-REL, TXR-320 Main Board [Siemens, Sigcom] [IDC] [#2 TROUBLE] MNS-3-REL, TXR-320 Main Board, VECP-25 (25W, 25V) MAIN BOARD, VECP-50 (50W, 25V) MAIN BOARD [Siemens, Sigcom] [IDC] [#1 ALARM] MNS-3-REL, TXR-320 Main Board, VECP-25 (25W, 25V) MAIN BOARD, VECP-50 (50W, 25V) MAIN BOARD | [Siemens] TXR-320 Main Board
63a43c2d-d188-4c3b-8b25-c1d8ef2b6d6d | NFPA 170 FIRE PHONE |  |  | North | Notifier |  | Fire Phone |  |  |  | Module | TRUE | FPJ |  | Fireman's Phone Jack | 1 | 0 | 0.02 |  |  |  |  | FALSE | [5 empty] | #FFFF0000 | FA-NFPA 170 FIRE PHONE | 1 | FALSE | FALSE | FALSE | 208 | [13 empty] | FALSE | [7 empty] | THOR\acont | 2024-09-08 17:27 |  | [Notifier] [FFT] [FFT] AFAWS-TELA, AFAWS-TELC, FPJ, FTM-1
a95b5e6e-fbab-4d64-ae22-c1de4ab07279 | NFPA 170 FIRE ALARM CONTROL UNIT | RISER FACU |  | North | Generic |  | Fire Alarm Control Unit |  |  |  | Assembly | TRUE | FIRE ALARM CONTROL UNIT |  |  | 1 | [6 empty] | TRUE | [5 empty] | #FFFF0000 | FA-NFPA 170 FIRE ALARM CONTROL UNIT | 1 | FALSE | FALSE | FALSE | [20 empty] | XPS-17-9710\August | 2024-01-12 10:43 | THOR\acont | 2024-09-08 17:27
2d36ab42-bd1f-4cb1-9e9d-c1df5773a49b | NFPA 170 STROBE WALL |  |  | North | Edwards |  | Strobe |  |  |  | Module | TRUE | G1-CVM |  | Chime-Strobe, running man, white, 15, 30, 75, 110 cd | 1 | 0 | 0.097 |  |  |  |  | FALSE | [5 empty] | #FF0070C0 | FA-NFPA 170 STROBE WALL | 1 | FALSE | FALSE | FALSE | 2023 | [13 empty] | FALSE | [7 empty] | THOR\acont | 2024-09-08 17:27 |  | [Edwards, Kidde] [NAC] [24 VDC, LOW DB] EG1F-CVM, G1-CVM, G1F-CVM, G1R-CVM, G1RF-CVM, G1WA-CVMA, G1WN-CVMA [Edwards, Kidde] [NAC] [24 VDC, HIGH DB] EG1F-CVM, G1-CVM, G1F-CVM, G1R-CVM, G1RF-CVM, G1WA-CVMA, G1WN-CVMA [Edwards, Kidde] [NAC] [16 VDC, LOW DB] EG1F-CVM, G1-CVM, G1F-CVM, G1R-CVM, G1RF-CVM, G1WA-CVMA, G1WN-CVMA [Edwards, Kidde] [NAC] [16 VDC, HIGH DB] EG1F-CVM, G1-CVM, G1F-CVM, G1R-CVM, G1RF-CVM, G1WA-CVMA, G1WN-CVMA
6a3fb13c-694e-40ae-aef1-c1e08d226349 | NFPA 170 STROBE WALL |  |  | North | Tomar |  | Strobe |  |  |  | Module | TRUE | 495S-1280A |  | Hazardous Location Warning Light | 1 | 0 | 0.213 |  |  |  |  | FALSE | [5 empty] | #FF0070C0 | FA-NFPA 170 STROBE WALL | 1 | FALSE | FALSE | FALSE | 2023 | [13 empty] | FALSE |  |  | XP |  |  | DESKTOP-7SAL8M7\acont | 2020-09-14 16:00 | THOR\acont | 2024-09-08 17:27 | Cloned from Tomar 495S-1280-R | [Tomar] [NAC] [24 VDC] 490S-1280T, 495S-1280A, 495S-1280C, 495S-1280R
3ec7dc9f-47f8-4626-8e09-c1e249862f4f | BP MANUAL STATION |  |  | North | BluePoint |  | Manual Station |  |  |  | Module | TRUE | BP02-202P | ++ | Police Pull Station (RF-BR) | 1 | [6 empty] | FALSE | [5 empty] | #FFFF0000 | FA-BP MANUAL STATION | 1 | FALSE | FALSE | FALSE | 957 | [13 empty] | FALSE |  |  | P |  |  | THOR\acont | 2024-03-20 12:07 | THOR\acont | 2024-09-08 17:27 | Cloned from Silent Knight PS-DA | [BluePoint, Bosch] [BOSCH WIRELESS] [ALL DEVICES ++] BP01-302, BP02-202M, BP02-202P, BP02-A202M, BP02-A202P, BP02-A202PH, BP03-302, BP03-A102M, BP03-A102P, RFBT-A, RFDL-11, RFDL-11-A, RFDL-11-CHI, RFDW-RM, RFDW-RM-A, RFDW-RM-CHI, RFDW-SM, RFDW-SM-A, RFDW
6e85a9ff-0cfb-44d4-a799-c1e756969116 |  |  |  | North | Autocall |  | Hardware |  |  |  | Hardware | TRUE | A4098-9845 |  | Weatherproof Duct Housing Enclosure | 1 | 0 | 0 |  |  |  |  | TRUE | [5 empty] | #FFFFFFFF |  |  | FALSE | FALSE | FALSE | [20 empty] | DESKTOP-0D6CQVA\lousc | 2019-07-06 09:41 | THOR\acont | 2024-10-09 10:48
49baa6aa-ea67-4ef0-880a-c1e8d2a25fb7 |  |  |  | North | System Sensor |  | Hardware |  |  |  | Hardware | TRUE | BCK-200 | ++ | Black Detector Conversion Kit. Package of ten | 1 | [6 empty] | FALSE | FALSE |  |  |  |  | #FFFFFFFF |  |  | FALSE | FALSE | FALSE | [14 empty] | FALSE | [7 empty] | THOR\acont | 2024-10-09 10:48
b3ce628e-2b01-4b3f-8d98-c1ea8f8c611f |  |  |  | North | Rath Area of Refuge | Area of Refuge | Hardware |  |  |  | Hardware | TRUE | RP6600100M |  | 2 HR. FIRE RATED CABLE 2 PR 22AWG | 1 | [6 empty] | FALSE | [5 empty] | #FFFFFFFF |  |  | FALSE | FALSE | FALSE | [14 empty] | FALSE | [5 empty] | ALIENWIN10\AugWin7 | 2019-12-23 13:42 | THOR\acont | 2024-10-09 10:48 | Cloned from NEW PART CLONED CLONED CLONED CLONED CLONED
e4962f5b-96cf-4c31-aa20-c1f1216b52c1 | NFPA 170 FIRE PUMP CONTROLLER |  |  | North | Block Definition Only |  | Pump Controller |  |  |  | Module | TRUE | NFPA 170 FIRE PUMP CONTROLLER |  | NFPA 170 FIRE PUMP CONTROLLER | 1 | [12 empty] | #FFFF0000 | FA-NFPA 170 FIRE PUMP CONTROLLER | 1 | FALSE | FALSE | FALSE | 1800 | [19 empty] | AULAPTOP-PC\Aulaptop | 2020-03-26 07:41 | THOR\acont | 2024-09-08 17:27
6c7bf6f8-924d-416a-bad1-c1f268b2b13a |  |  |  | North | Fike |  | Cards & Components |  |  |  | Card | TRUE | 10-2254 |  | Reverse Polarity Module | 1 | 0.038 | 0.03 |  |  |  |  | TRUE | [5 empty] | #FFFFFFFF |  |  | FALSE | FALSE | FALSE | [14 empty] | FALSE | [5 empty] | AULAPTOP-PC\Aulaptop | 2019-07-06 06:59 | THOR\acont | 2024-10-09 10:48 | Cloned from Fike XXXX CLONED CLONED
01a4951f-e7ef-494e-a1a6-c205b0cea869 |  |  |  | North | Firelite |  | Cards & Components |  |  |  | Card | TRUE | FL-PS10 MAIN BOARD | + | Fire Alarm Power Supply Main Board | 1 | 0.156 | 0.185 | 10 |  |  |  | TRUE | FALSE | SURFACE |  | PROVIDED | N/A | #FFFFFFFF |  |  | FALSE | FALSE | FALSE |  |  |  | 7315-0028:0225 | [10 empty] | FALSE | [5 empty] | DESKTOP-7EIEB7A\acont | 2021-05-12 09:02 | THOR\acont | 2024-10-09 10:48 | Cloned from Notifier PSE-10 MAIN BOARD | [Firelite] [NAC Trigger] [#2] FL-PS10 MAIN BOARD, FL-PS6 MAIN BOARD [ADT Unimode, AES, Firelite, NAPCO, Notifier] [VAC ] [VAC] 1640, 200UDLS Main Board, 411UDAC Main Board, ACC-25/50 Main Board, BE-500 CPU, CPU-N16LD, CPU-N16LND, ECC-125DA (25V) Main Board, ECC-50/100 Main Board (100W, 25V), ECC-50/100 Main Board (100W, [Ditek, Monaco Enterprises, Spectronix, WBOX] [VAC ] [VAC] 0E-SPROACHW, 210-524-00, DTK-120HW, DTK-120HWLOK, DTK-120HW-SS, DTK-1F, DTK-1FF, SA400 Main Board [Firelite] [NAC Trigger] [ALL DEVICES ++] FL-PS10 MAIN BOARD, FL-PS6 MAIN BOARD | [Firelite] FL-PS10 MAIN BOARD [Firelite] FL-PS10 MAIN BOARD
02a0c70e-c461-4f21-9bd8-c2069eadef40 |  |  |  | North | Fike |  | Cards & Components |  |  |  | Card | TRUE | 10-2525 | + | Cybercat 254 System Controller | 1 | 0.275 | 0.275 |  |  |  |  | TRUE | [5 empty] | #FFFFFFFF |  |  | FALSE | FALSE | FALSE | [14 empty] | FALSE | [7 empty] | THOR\acont | 2024-10-09 10:48 | 20180820 Added By AuC |  | [Fike] 10-2525
3b60c70b-4f7a-4ca6-b5ce-c209251b4981 |  |  |  | North | Bosch | [5 empty] | Module | TRUE | GES24-15/75WR | * | General Evacuation Strobe. Wall Mount. Red | 1 | [12 empty] | #FFFFFFFF |  |  | FALSE | FALSE | FALSE | [20 empty] | DESKTOP-7EIEB7A\acont | 2021-08-13 06:25 | THOR\acont | 2024-10-09 10:48
d2c108ba-390d-465d-8c22-c20f0385c441 | NFPA 170 SPEAKER STROBE |  |  | North | Siemens |  | Speaker/Strobe |  |  |  | Module | TRUE | SL2SPSWR-AL | S54329-F170-A1++ | Speaker-Strobe, Wall, Clear, Red, Alert | 1 | [12 empty] | #FF0070C0 | FA-NFPA 170 SPEAKER STROBE | 1 | FALSE | FALSE | FALSE | 2023 | [19 empty] | DESKTOP-7EIEB7A\acont | 2023-08-03 07:56 | THOR\acont | 2024-09-08 17:27 | Cloned from Siemens SL2SWR-AL | [Siemens] [NAC] [16.0 – 33.0 VDC] SL2SPSWR-AL, SL2SPSWR-ALA, SL2SPSWR-F, SL2SPSWR-FB, SL2SPSWR-M, SL2SPSWR-N, SL2SPSWR-NA, SL2SPSWW-AL, SL2SPSWW-ALA, SL2SPSWW-F, SL2SPSWW-FB, SL2SPSWW-M, SL2SPSWW-N, SL2SPSWW-NA, SL2SWR-A, SL2SWR-AL, SL2SWR-ALA, SL2SWR-AL [Siemens] [AUDIO 70.7v] [70V AUDIO] SL2SPSCR-A (C), SL2SPSCR-AL (C), SL2SPSCR-ALA (C), SL2SPSCR-F (C), SL2SPSCR-FB (C), SL2SPSCR-N (C), SL2SPSCR-NA (C), SL2SPSCW-A (C), SL2SPSCW-AL (C), SL2SPSCW-ALA (C), SL2SPSCW-F (C), SL2SPSCW-FB (C), SL2SPSCW-N (C), S [Siemens] [AUDIO 25v] [25V AUDIO] SL2SPSCR-A (C), SL2SPSCR-AL (C), SL2SPSCR-ALA (C), SL2SPSCR-F (C), SL2SPSCR-FB (C), SL2SPSCR-N (C), SL2SPSCR-NA (C), SL2SPSCW-A (C), SL2SPSCW-AL (C), SL2SPSCW-ALA (C), SL2SPSCW-F (C), SL2SPSCW-FB (C), SL2SPSCW-N (C), SL2
6b795bd6-0b3d-4626-b319-c210bb15000c |  |  |  | North | Edwards |  | Hardware |  |  |  | Hardware | TRUE | QS1-1-R-1-FR |  | OBSOLETE - FAP w/ 1 Option Card Space, Red, French | 1 | [6 empty] | FALSE | [5 empty] | #FFFFFFFF |  |  | FALSE | FALSE | FALSE | [14 empty] | FALSE | [7 empty] | THOR\acont | 2024-10-09 10:48
bf7f2711-8e07-4399-a12d-c2161dbd8784 | NFPA 170 AMPLIFIER RACK | RISER AMP |  | North | Notifier |  | Amplifier |  |  |  | Assembly | TRUE | NFC-50BDA (100W, 25V) | + | Distributed (Remote) Audio Amplifier, 100 watts | 1 | [6 empty] | FALSE | [5 empty] | #FFFF0000 | FA-NFPA 170 AMPLIFIER RACK | 1 | FALSE | FALSE | FALSE | 300 | [8 empty] | 7,12,18,26,33 |  |  |  | 100 | TRUE | [5 empty] | DESKTOP-7SAL8M7\acont | 2019-10-02 17:27 | THOR\acont | 2024-09-08 17:27 | Cloned from Firelite ECC-50DA (50W, 25V)
d614363a-2d96-48e0-ac80-c217ba651b3b | NFPA 170 STROBE CEILING |  |  | North | System Sensor |  | Strobe |  |  |  | Module | TRUE | SCWL | + | Strobe, White | 1 | 0 | 0.111 |  |  |  |  | FALSE | TRUE |  |  |  |  | #FF0070C0 | FA-NFPA 170 STROBE CEILING | 1 | FALSE | FALSE | FALSE | 2022 | [13 empty] | FALSE |  |  | C |  |  |  |  | THOR\acont | 2024-09-08 17:27 |  | [BluePoint, System Sensor] [NAC] [12VDC] BP04-501P (C), BP04-A501P (C), SCRL (C), SCWL (C), SCWL-CLR-ALERT (C) [BluePoint, System Sensor] [NAC] [24VFWR] BP04-501P (C), BP04-A501P (C), SCRL (C), SCWL (C), SCWL-CLR-ALERT (C) [BluePoint, System Sensor] [NAC] [24VDC] BP04-501P (C), BP04-A501P (C), SCRL (C), SCWL (C), SCWL-CLR-ALERT (C)
bd39556c-f314-4239-b9bf-c2194b134226 | NFPA 170 HORN STROBE |  |  | North | Eaton Wheelock |  | Horn/Strobe |  |  |  | Module | TRUE | LFHSHW3-AL | + | Horn/Strobe Exceder Series, White, ALERT, LED, LF, 177cd | 1 | [6 empty] | FALSE | [5 empty] | #FF0070C0 | FA-NFPA 170 HORN STROBE | 1 | FALSE | FALSE | FALSE | 2012 | [13 empty] | FALSE | [5 empty] | DESKTOP-7SAL8M7\acont | 2019-02-11 17:15 | THOR\acont | 2024-09-08 17:27 | Cloned from Wheelock LFHSHW3 | [Eaton Wheelock] [NAC] LFHSHR3, LFHSHR3-AL, LFHSHR3-CO, LFHSHR3-N, LFHSHW3, LFHSHW3-AL, LFHSHW3-CO, LFHSHW3-N
7b77382d-0566-484e-9273-c21ef0e51df4 |  |  |  | North | Autocall |  | Cards & Components |  |  |  | Card | TRUE | A100-1254 |  | 2 Channel (full audio) | 1 | 0.024 | 0 |  |  |  |  | TRUE | [5 empty] | #FFFFFFFF |  |  | FALSE | FALSE | FALSE | [20 empty] | DESKTOP-0D6CQVA\lousc | 2019-07-07 14:40 | THOR\acont | 2024-10-09 10:48 | Cloned from AutoCall A100-1253
5e930842-5e60-40b2-ac78-c2217e2fe664 | NFPA 170 NON ADDRESSABLE RELAY |  |  | North | Bosch |  | Non-Addressable Relay |  |  |  | Module | TRUE | D134 | ++ | Dual relay module for 2A at 30VDC | 1 |  | 0.04 | [10 empty] | #FFFF0000 | FA-NFPA 170 NON ADDRESSABLE RELAY | 1 | FALSE | FALSE | FALSE | [17 empty] | R |  |  | DESKTOP-7EIEB7A\acont | 2022-07-25 08:20 | THOR\acont | 2024-09-08 17:27 | Cloned from Bosch D130 CLONED | [Bosch] [AUX POWER] [OPTIONAL RELAY INPUT ++] B308, D130, D133, D134, D8129, FLM-325-2R4-2A, FLM-325-2R4-2AI, FLM-325-2R4-8A, FLM-325-2R4-8AI | [Bosch] D130, D133, D134, D7053, D8130, DS7465I
c6da2e43-e5e8-45d8-b859-c226e431c983 | NFPA 170 HEAT DETECTOR |  |  | North | Hochiki |  | Heat Detector |  |  |  | Module | TRUE | DCD-190 w/NS6-224 STANDARD BASE | DCD-190 w/NS6-224 STANDARD BASE | HEAT DETECTOR w/ STANDARD BASE | 1 |  | 0.193 |  |  |  |  | TRUE | TRUE |  | *Refer to Install Sheet |  |  | #FFFF0000 | FA-NFPA 170 HEAT DETECTOR | 1 | FALSE | FALSE | FALSE | 1403 | [19 empty] | DESKTOP-0D6CQVA\lousc | 2019-10-12 07:53 | THOR\acont | 2024-09-08 17:27 | Cloned from Hochiki DCD-135 w/NS6-224 STANDARD BASE | [Hochiki] [IDC] 01 [IDC] DCD-135 w/HSC-220L LATCHING LED BASE (C), DCD-135 w/HSC-220R - 2 WIRE RELAY BASE (C), DCD-135 w/HSC-221L LATCHING LED BASE (C), DCD-135 w/HSC-221R - 2 WIRE RELAY BASE (C), DCD-135 w/HSC-224L LATCHING LED BASE (C), DCD-135 w
1b3a0741-5783-4bb3-a55d-c2276d531859 | NFPA 170 REMOTE INDICATOR |  |  | North | Hochiki |  | Remote Indicator |  |  |  | Module | TRUE | MS-KA/R | REMOTE ALARM INDICATOR | REMOTE ALARM INDICATOR | 1 | 0.0015 | 0.0015 |  |  |  |  | TRUE |  |  | *Refer to Install Sheet |  |  | #FFFF0000 | FA-NFPA 170 REMOTE INDICATOR | 1 | FALSE | FALSE | FALSE | 2016 | [19 empty] | DESKTOP-0D6CQVA\lousc | 2019-10-12 10:34 | THOR\acont | 2024-09-08 17:27 | Cloned from Hochiki MS-RA | [Hochiki] [RTS] [HORN] MS-KA/P/R, MS-KA/R, MS-RA, MS-RA/P, MS-RA/P/R, MS-RA/R, MS-RH/KA/P/R [Hochiki] [RTS] [PILOT LED] MS-KA/P/R, MS-KA/R, MS-RA, MS-RA/P, MS-RA/P/R, MS-RA/R, MS-RH/KA/P/R [Hochiki] [RTS] [ALARM LED] MS-KA/P/R, MS-KA/R, MS-RA, MS-RA/P, MS-RA/P/R, MS-RA/R, MS-RH/KA/P/R
c04b92dd-f98d-4a5c-b8da-c23161113619 | NFPA 170 CLEAN AGENT ABORT SWITCH |  |  | North | Fike |  | Switch |  |  |  | Module | TRUE | 10-1638 | + | Manual Release Station | 1 | [6 empty] | FALSE | [5 empty] | #FFFF0000 | FA-NFPA 170 CLEAN AGENT ABORT SWITCH | 1 | FALSE | FALSE | FALSE | 903 | [13 empty] | FALSE | [7 empty] | THOR\acont | 2024-09-08 17:27 | 20180810 Added By AuC | [Fike] [IDC] 02 02-12533, 02-12534, 10-1638, 10-1639, 10-1643, 10-2698
78102c28-aa95-49c5-9f3c-c234542c709a | NFPA 170 STROBE WALL |  |  | North | Potter |  | Strobe |  |  |  | Module | TRUE | CSLP-24G-WP |  | Strobe, Wall, Red, Green, Outdoor, Low Profile | 1 | 0 | 0.164 |  |  |  |  | FALSE | FALSE |  |  |  |  | #FF0070C0 | FA-NFPA 170 STROBE WALL | 1 | FALSE | FALSE | FALSE | 2023 | [13 empty] | FALSE | [7 empty] | THOR\acont | 2024-09-08 17:27 |  | [Potter] [NAC] [UL MAX, HIGH DB] CS-24B-WP, CS-24G-WP, CS-24R-WP, CS-24WB-WP, CS-24WG-WP, CS-24WR-WP, CSLP-24B-WP, CSLP-24G-WP, CSLP-24R-WP, CSLP-24WB-WP, CSLP-24WG-WP, CSLP-24WR-WP
55474728-513c-44c7-b5e9-c23bcf875246 | NFPA 170 AREA OF REFUGE REMOTE |  |  | North | Rath Area of Refuge |  | Area of Refuge Component |  |  |  | Module | TRUE | 2400-808SSPC |  | Stainless Steel Command System Call Box | 1 | [6 empty] | FALSE | [5 empty] | #FF00B050 | FA-NFPA 170 AREA OF REFUGE REMOTE | 1 | FALSE | FALSE | FALSE | 4002 | [13 empty] | FALSE | [5 empty] | THOR\acont | 2024-11-25 10:00 | THOR\acont | 2024-11-25 10:01 | Cloned from Rath Area of Refuge 2400-808NSP | [Rath Area of Refuge] [AOR Call Circuit] 2100-956RR, 2100-956SR, 2100-958NSR, 2100-984LR, 2400-805SP, 2400-808NSP, 2400-808SSPC, 3300FSCN, 3300FSN
9136e7fc-ce08-4c86-9b1c-c23c5c461351 |  |  |  | North | System Sensor |  | Cards & Components |  |  |  | Card | TRUE | B300-6 | ++ | 6" Flanged mounting base | 1 | 0 | 0 |  |  |  |  | TRUE | FALSE |  |  |  |  | #FFFFFFFF |  |  | FALSE | FALSE | FALSE | [20 empty] | DESKTOP-7SAL8M7\acont | 2019-02-18 11:51 | THOR\acont | 2024-10-09 10:48
0cb059c4-5605-49d4-b599-c2435e546040 | NFPA 170 SMOKE DETECTOR |  |  | North | Gentex |  | Smoke Detector |  |  |  | Module | TRUE | 9120 |  | 917-0001-002 120VAC Smoke Detector, 9VDC Battery Backup, Tandem 12 Units, Continuous Sounder | 1 | [6 empty] | TRUE | TRUE |  |  |  |  | #FFFF0000 | FA-NFPA 170 SMOKE DETECTOR | 1 | FALSE | FALSE | FALSE | 1408 | [16 empty] | 120v |  |  |  |  | THOR\acont | 2024-09-08 17:27 | 20191121 AC Detector without base | [Generic, Gentex, Kidde, N/A] [SMOKE ALARM TANDEM] [TANDEM] 10 Amp Circuit Breaker, 120VAC SMOKE DETECTOR (C), 15 Amp Circuit Breaker, 20 Amp Circuit Breaker, 9120 (C), 9120F (C), 9120H (C), 9120HF (C), 9120T (C), 9120TF (C), 9123 (C), 9123F (C), 9123H ( [First Alert, Generic, Gentex, Kidde, N/A] [IDC] 01 120VAC SMOKE DETECTOR (C), 7020BSL (C), 7139CS-C (C), 7139CS-W (C), 9120 (C), 9120F (C), 9120H (C), 9120HF (C), 9120T (C), 9120TF (C), 9123 (C), 9123F (C), 9123H (C), 9123HF (C), 9123T (C), 9123TF (C), [First Alert, Generic, Gentex, Kidde, N/A] [VAC ] 120VAC SMOKE DETECTOR (C), 7020BSL (C), 7139CS-C (C), 7139CS-W (C), 9120 (C), 9120F (C), 9120H (C), 9120HF (C), 9120T (C), 9120TF (C), 9123 (C), 9123F (C), 9123H (C), 9123HF (C), 9123T (C), 9123TF (C), FU | [BRK, First Alert, Generic, Gentex, Kidde, N/A] 120VAC SMOKE DETECTOR, 21006378, 21007624, 7020BSL, 7030BSL, 900-CUAR, 9120, 9120B, 9120F, 9120H, 9120HF, 9120T, 9120TF, 9123, 9123F, 9123H, 9123HF, 9123T, 9123TF, 917-0070-002, 917-0071-002, 917-0072-002, 9
abdfb4a1-b4ac-4e75-bf0e-c24b5ac34b90 |  |  |  | North | Kidde | [5 empty] | Module | TRUE | GSA-AB4G |  | Signature audible (sounder) base | 1 | [6 empty] | FALSE | [5 empty] | #FFFFFFFF |  |  | FALSE | FALSE | FALSE | [14 empty] | FALSE | [5 empty] | AULAPTOP-PC\Aulaptop | 2018-09-03 13:55 | THOR\acont | 2024-10-09 10:48
9b105ef6-e1a9-441f-b428-c2554b664539 | NFPA 170 HORN STROBE CEILING |  |  | North | Eaton Wheelock |  | Horn/Strobe |  |  |  | Module | TRUE | NS-24MCCH-FW |  | Horn Strobe ceiling, 24 VDC, , white | 1 | 0 | 0.681 |  |  |  |  | FALSE | TRUE |  |  |  |  | #FF0070C0 | FA-NFPA 170 HORN STROBE CEILING | 1 | FALSE | FALSE | FALSE | 2013 | [13 empty] | FALSE |  |  | C |  |  |  |  | THOR\acont | 2024-09-08 17:27 |  | [Eaton Wheelock] [NAC] NS-24MCCH-FR (C), NS-24MCCH-FW (C)
426ee01c-8f21-43d1-8bde-c256fca6a987 |  |  |  | North | Simplex |  | Cards & Components |  |  |  | Card | TRUE | 4100-5451 | ++ | IDNAC Addressable Notification SLC Module | 1 | 0.124 | 0.23 |  |  |  |  | TRUE | [5 empty] | #FFFFFFFF |  |  | FALSE | FALSE | FALSE | [12 empty] | 9 | [7 empty] | THOR\acont | 2024-02-29 06:14 | THOR\acont | 2024-10-09 10:48 | Cloned from Autocall A100-5451 |  | [Autocall, Simplex] 4100-5451, A100-5451
8cab357a-3b60-4a69-97b6-c25d20d7d325 | NFPA 170 MANUAL PULL |  |  | North | Hochiki |  | Manual Station |  |  |  | Module | TRUE | HPS-DAK - SR | HPS-DAK - SR | HPS-DAK - SR | 1 | 0 | 0 |  |  |  |  | TRUE |  |  | *Refer to Install Sheet |  |  | #FFFF0000 | FA-NFPA 170 MANUAL PULL | 1 | FALSE | FALSE | FALSE | 957 | [19 empty] | DESKTOP-0D6CQVA\lousc | 2019-10-12 10:20 | THOR\acont | 2024-09-08 17:27 | Cloned from Hochiki HPS-DAK - WP | [Hochiki, VES] [IDC] 01 [IDC] HPS-DAH - dual action with Hex lock, HPS-DAH/S - dual action with Hex lock (Spanish), HPS-DAK - dual action with Key lock, HPS-DAK - SR, HPS-DAK - WP, HPS-DAK/S - dual action with Key lock (Spanish), HPS-SA-EX/WP, HPS-SAH si
3fbd7888-dbb3-4438-995b-c25df02183ad |  |  |  | North | Edwards |  | Hardware |  |  |  | Hardware | TRUE | MN-HS32GPC |  | 3200 Watt class optional protective cover | 1 | [6 empty] | FALSE | [5 empty] | #FFFFFFFF |  |  | FALSE | FALSE | FALSE | [14 empty] | FALSE | [7 empty] | THOR\acont | 2024-10-09 10:48
5c7c1725-6cb9-4f39-95e9-c25fd4ca7197 | NFPA 170 STROBE CEILING |  |  | North | Autocall |  | Strobe |  |  |  | Module | TRUE | A4906-9116 | + | Multi-candela strobe, Ceiling Mount, Blank, Red | 1 | 0 | 0 |  |  |  |  | TRUE | TRUE |  |  |  |  | #FF0070C0 | FA-NFPA 170 STROBE CEILING | 1 | FALSE | FALSE | FALSE | 2022 | [16 empty] | C |  |  | DESKTOP-7EIEB7A\acont | 2022-03-07 06:47 | THOR\acont | 2024-09-08 17:27 | Cloned from Autocall A4906-9104 CLONED CLONED | [Autocall, Simplex] [NAC] [MAX] 4906-9102 (C), 4906-9104 (C), 4906-9110 (C), 4906-9112 (C), 4906-9114 (C), 4906-9115 (C), 4906-9116 (C), 4906-9117 (C), A4906-9102 (C), A4906-9104 (C), A4906-9110 (C), A4906-9112 (C), A4906-9114 (C), A4906-9115 (C), A4906-
70a8c5b8-5758-4099-beee-c2609ddaf023 | NFPA 170 HORN STROBE |  |  | North | Eaton Wheelock |  | Horn/Strobe |  |  |  | Module | TRUE | RSSP-24MCWH-FW |  | Strobe Plate, 24 Vdc, white, selectable, | 1 | 0 | 0.645 |  |  |  |  | FALSE | FALSE |  |  |  |  | #FF0070C0 | FA-NFPA 170 HORN STROBE | 1 | FALSE | FALSE | FALSE | 2012 | [13 empty] | FALSE | [7 empty] | THOR\acont | 2024-09-08 17:27 |  | [Eaton Wheelock] [NAC] RSSP-24MCWH-FR, RSSP-24MCWH-FW
b6c629d3-adcd-4a02-9182-c270f77a7919 | NFPA 170 SPEAKER STROBE |  |  | North | Autocall |  | Speaker/Strobe |  |  |  | Module | TRUE | A49SV-APPLW-O-BA | + | Wall Mount Addressable Weatherproof S/V Appliance only, WP, Assembled in USA | 1 | 0 | 0 |  |  |  |  | TRUE | FALSE |  |  |  |  | #FF0070C0 | FA-NFPA 170 SPEAKER STROBE | 1 | FALSE | FALSE | FALSE | 2019 | [16 empty] | WP |  |  | DESKTOP-7EIEB7A\acont | 2022-02-21 14:32 | THOR\acont | 2024-09-08 17:27 | Cloned from Autocall A49SV-APPLW-O | [Autocall, Simplex] [IDNac] [23VDC UL1638] 49SV-APPLW-O, 49SV-APPLW-O-BA, 49VO-APPLW-O, 49VO-APPLW-O-BA, A49SV-APPLW-O, A49SV-APPLW-O-BA, A49VO-APPLW-O, A49VO-APPLW-O-BA [Autocall, Simplex] [AUDIO 70.7v] [70V AUDIO] 49HF-APPLW, 49HF-APPLW-BA, 49HFV-APPLW, 49HFV-APPLW-BA, 49SO-APPLW, 49SO-APPLW-BA, 49SO-APPLW-O, 49SO-APPLW-O-BA, 49SV-APPLW, 49SV-APPLW-BA, 49SV-APPLW-O, 49SV-APPLW-O-BA, A49HF-APPLW, A49HF-APPLW-BA, A49HFV- [Autocall, Simplex] [AUDIO 25v] [25V AUDIO] 49HF-APPLW, 49HF-APPLW-BA, 49HFV-APPLW, 49HFV-APPLW-BA, 49SO-APPLW, 49SO-APPLW-BA, 49SO-APPLW-O, 49SO-APPLW-O-BA, 49SV-APPLW, 49SV-APPLW-BA, 49SV-APPLW-O, 49SV-APPLW-O-BA, A49HF-APPLW, A49HF-APPLW-BA, A49HFV-AP [Autocall, Simplex] [IDNac] [23VDC UL1971] 49SV-APPLW-O, 49SV-APPLW-O-BA, 49VO-APPLW-O, 49VO-APPLW-O-BA, A49SV-APPLW-O, A49SV-APPLW-O-BA, A49VO-APPLW-O, A49VO-APPLW-O-BA
17e7b9eb-9501-4854-b209-c2715ec85585 | AEC SMOKE DETECTOR |  |  | North | CWSI |  | Smoke Detector |  |  |  | Module | TRUE | 302 |  | SMOKE DETECTOR, WIRELESS | 1 | [6 empty] | TRUE | TRUE |  |  |  |  | #FFFF0000 | FA-AEC SMOKE DETECTOR | 1 | FALSE | FALSE | FALSE |  |  |  | 7272-2013:0103 | [16 empty] | AULAPTOP-PC\Aulaptop | 2019-10-15 04:30 | THOR\acont | 2024-09-08 17:27 | 20191121 AC Detector without base | [CWSI] [CWSI SMOKE DETECTORS] 302 (C), 320, 350
d93f001a-851e-4630-b4d7-c2738599e184 | NFPA 170 REMOTE TEST SWITCH |  |  | North | Kidde |  | REMOTE TEST SWITCH |  |  |  | Module | TRUE | SD-TRM |  | SuperDuct, Remote test/reset station, magnetic | 1 | [6 empty] | FALSE | [5 empty] | #FFFF0000 | FA-NFPA 170 REMOTE TEST SWITCH | 1 | FALSE | FALSE | FALSE | 914 | [13 empty] | FALSE | [5 empty] | DESKTOP-7EIEB7A\acont | 2020-12-28 07:50 | THOR\acont | 2024-09-08 17:27 | Cloned from Edwards SD-TRM | [Edwards, Kidde] [RTS] C-DTS, EC-LLT, SD-TRK, SD-TRK4, SD-TRM, SD-TRM4, SIGA-DTS
6c75679b-295a-4668-8180-c2749dd48191 | NFPA 170 SMOKE DETECTOR |  |  | North | Notifier |  | Smoke Detector |  |  |  | Module | TRUE | FSD-751RPL w/B224RB |  | DETECTOR, SMOKE, ADDRESSABLE PHOTO w/RELAY BASE | 1 | 0.00017 | 0.035 |  |  |  |  | FALSE | TRUE |  |  |  |  | #FFFF0000 | FA-NFPA 170 SMOKE DETECTOR | 1 | FALSE | FALSE | FALSE | 1408 | [13 empty] | FALSE |  |  | RB |  |  |  |  | THOR\acont | 2024-09-08 17:27 | 20191121 AC Detector with base | [Honeywell, Notifier, System Sensor] [SLC SENSORS] [*] [#4 TYPE ADDR ¦ SENSORS] 2251B (C), 2251-COPTIR (C), 2251-COPTIR w/B200S-WH (C), 2251TB (C), 2251TMB (C), 5251B (C), 5251B-WP (C), 5251H (C), 5251RB (C), 5251RB-WP (C), 7251 (C), 7251DH (C), DH200LP [Honeywell, Notifier, System Sensor] [SLC MODULES SENSORS] [*] [#2 SHARED ADDR ¦ SENSORS] 2251B (C), 2251-COPTIR (C), 2251-COPTIR w/B200S-WH (C), 2251TB (C), 2251TMB (C), 5251B (C), 5251B-WP (C), 5251H (C), 5251RB (C), 5251RB-WP (C), 7251 (C), 7251DH (C)
bbeef888-5352-4e32-9997-c27fd040a03d | NFPA 170 REMOTE ANNUNCIATOR | RISER ANNUNCIATOR |  | North | Siemens |  | Cards & Components |  |  |  | Card | TRUE | FP2015-A1 | ++ | Power supply (70 W) | 1 | 0 | 0 |  |  |  |  | TRUE | [5 empty] | #FFFF0000 | FA-NFPA 170 REMOTE ANNUNCIATOR | 1 | FALSE | FALSE | FALSE | [20 empty] | DESKTOP-7EIEB7A\acont | 2021-11-20 18:57 | THOR\acont | 2024-09-08 17:27 | Cloned from Siemens FCM7201-Z3
7c143dc4-b4c9-4930-9958-c2993a097089 | NFPA 170 SPEAKER WALL |  |  | North | Block Definition Only |  | Speaker |  |  |  | Module | TRUE | NFPA 170 SPEAKER WALL |  | NFPA 170 SPEAKER WALL | 1 | [12 empty] | #FF0070C0 | FA-NFPA 170 SPEAKER WALL | 1 | FALSE | FALSE | FALSE | 2021 | [19 empty] | AULAPTOP-PC\Aulaptop | 2020-03-26 07:41 | THOR\acont | 2024-09-08 17:27
b6471b61-b3ee-4026-b2fd-c29c2772f061 |  |  |  | North | Kidde |  | Cards & Components |  |  |  | Card | TRUE | VS4-G-2 Mainboard |  | Mainboard for VS4-G-2 assembly | 1 | 0.227 | 0.392 |  |  |  |  | TRUE | [5 empty] | #FFFFFFFF |  |  | FALSE | FALSE | FALSE | [14 empty] | FALSE | [7 empty] | THOR\acont | 2024-10-09 10:48 |  | [Edwards, Kidde, Macurco] [IDC] [#1 ALARM] 2IDC, 76-600000-001 Main Board, 76-800xxx-xxx Main Board, 77-600000-901 Main Board, 84-732001-901 Main Board, DVP-120 Mainboard, EST1-2Z Mainboard, FSP1004G Mainboard, FSP1004G-2 Mainboard, FSP1004GD Mainboard, [Edwards, Kidde] [VAC ] 2IDC, 76-600000-001 Main Board, 76-800xxx-xxx Main Board, 77-600000-901 Main Board, 84-732001-901 Main Board, APS10A Mainboard, APS6A Mainboard, BPS10A Mainboard, BPS10A/230 Mainboard, BPS6A Mainboard, BPS6A/230 Mainboard, EST1-2Z [Edwards, Kidde, Macurco] [IDC] [#3 SUPERVISORY] 2IDC, 76-600000-001 Main Board, 76-800xxx-xxx Main Board, 77-600000-901 Main Board, 84-732001-901 Main Board, DVP-120 Mainboard, EST1-2Z Mainboard, FSP1004G Mainboard, FSP1004G-2 Mainboard, FSP1004GD Mainb [Edwards, Kidde, Macurco] [IDC] [#2 TROUBLE] 2IDC, 76-600000-001 Main Board, 76-800xxx-xxx Main Board, 77-600000-901 Main Board, 84-732001-901 Main Board, DVP-120 Mainboard, EST1-2Z Mainboard, FSP1004G Mainboard, FSP1004G-2 Mainboard, FSP1004GD Mainboard | [Edwards] IO-SDC2 [Kidde] VS4-G-2 Mainboard [Edwards, Kidde] FX-64R Mainboard, FX-64RD Mainboard, iO64G Mainboard, iO64G-2 Mainboard, iO64G-2-PG Mainboard, iO64G-2-SP Mainboard, iO64GD Mainboard, iO64GL Mainboard, iO64GL-F Mainboard, iO64G-PG Mainboard, iO64G-SP Mainboard, iO64R Mainboard, iO64R-2 [Kidde] VS4-G Mainboard, VS4-G-2 Mainboard, VS4-G-2-PG Mainboard, VS4-G-2-SP Mainboard, VS4-GC Mainboard, VS4-GD Mainboard, VS4-G-F Mainboard, VS4-G-PG Mainboard, VS4-G-SP Mainboard, VS4-R Mainboard, VS4-R-2 Mainboard, VS4-RD Mainboard [Edwards, Kidde] FX-1000 Mainboard, FX-1000D Mainboard, FX-64RD Mainboard, iO1000G Mainboard, iO1000G-2 Mainboard, iO1000G-2-PG Mainboard, iO1000G-2-SP Mainboard, iO1000GC Mainboard, iO1000GD Mainboard, iO1000G-F Mainboard, iO1000G-PG Mainboard, iO1000G-S [Edwards, Kidde] FX-1000 Mainboard, FX-1000D Mainboard, FX-64RD Mainboard, iO1000G Mainboard, iO1000G-2 Mainboard, iO1000G-2-PG Mainboard, iO1000G-2-SP Mainboard, iO1000GC Mainboard, iO1000GD Mainboard, iO1000G-F Mainboard, iO1000G-PG Mainboard, iO1000G-S [Edwards, Kidde] FX-1000 Mainboard, FX-1000D Mainboard, iO1000G Mainboard, iO1000G-2 Mainboard, iO1000G-2-PG Mainboard, iO1000G-2-SP Mainboard, iO1000GC Mainboard, iO1000GD Mainboard, iO1000G-F Mainboard, iO1000G-PG Mainboard, iO1000G-SP Mainboard, iO1000
8127672f-df3b-4269-b62a-c2a2f109a4b1 | NFPA 170 SPEAKER STROBE |  |  | North | Edwards |  | Speaker/Strobe |  |  |  | Module | TRUE | WG4RF-SVMC |  | 25/70V Speaker/Strobe, red, FIRE, clear, 15, 29, 70, 87 cd | 1 | [6 empty] | FALSE | [5 empty] | #FF0070C0 | FA-NFPA 170 SPEAKER STROBE | 1 | FALSE | FALSE | FALSE | 2019 | [13 empty] | FALSE |  |  | WP |  |  |  |  | THOR\acont | 2024-09-08 17:27 |  | [Edwards, Kidde] [AUDIO 25v] [25V AUDIO] EGCF-S2VMH (C), G4F-S2, G4F-S2V1575, G4F-S2VM, G4HFRF-S2, G4HFRF-S2VMC, G4HFRN-S2, G4HFRN-S2VMC, G4HFWA-S2, G4HFWA-S2VMA, G4HFWA-S2VMC, G4HFWF-S2, G4HFWF-S2VMC, G4HFWN-S2, G4HFWN-S2VMA, G4HFWN-S2VMC, G4RF-S2, G4RF [Edwards, Kidde] [AUDIO 70.7v] [70V AUDIO] G4F-S7, G4F-S7V1575, G4F-S7VM, G4HFRF-S7, G4HFRF-S7VMC, G4HFRN-S7, G4HFRN-S7VMC, G4HFWA-S7, G4HFWA-S7VMA, G4HFWA-S7VMC, G4HFWF-S7, G4HFWF-S7VMC, G4HFWN-S7, G4HFWN-S7VMA, G4HFWN-S7VMB, G4HFWN-S7VMC, G4RF-S7, G4RF [Edwards] [NAC] [24 VDC] WG4RF-SVMC, WG4RN-SVMC, WG4WA-SVMC, WG4WF-SVMC, WG4WN-SVMC
6f27b58b-c66a-419c-a669-c2aa1f56037f | NFPA 170 HORN STROBE |  |  | North | System Sensor |  | Horn/Strobe |  |  |  | Module | TRUE | P2RLED-SP | ++ | 2-Wire, Horn Strobe, Red, FUEGO | 1 | 0 | 0.245 |  |  |  |  | FALSE | [5 empty] | #FF0070C0 | FA-NFPA 170 HORN STROBE | 1 | FALSE | FALSE | FALSE | 2012 | [13 empty] | FALSE | [5 empty] | DESKTOP-QGO6JOK\acont | 2023-10-18 21:11 | THOR\acont | 2024-09-08 17:27 | Cloned from System Sensor P2RL-SP | [System Sensor] [NAC] [24VDC, TEMPORAL LOW] P2GRLED, P2GWLED, P2RLED, P2RLED w/WAV-RL, P2RLED-P, P2RLED-SP, P2WLED, P2WLED w/ WAV-WL, P2WLED-P, P2WLED-SP [System Sensor] [NAC] [24VDC, TEMPORAL HIGH] P2GRLED, P2GWLED, P2RLED, P2RLED w/WAV-RL, P2RLED-P, P2RLED-SP, P2WLED, P2WLED w/ WAV-WL, P2WLED-P, P2WLED-SP
f7cc53b5-d737-4859-8f84-c2b25b5c0a31 | NFPA 170 STROBE CEILING |  |  | North | Potter |  | Strobe |  |  |  | Module | TRUE | CS-24PR |  | Strobe, Ceiling, Plain Red | 1 | 0 | 0.22 |  |  |  |  | FALSE | TRUE |  |  |  |  | #FF0070C0 | FA-NFPA 170 STROBE CEILING | 1 | FALSE | FALSE | FALSE | 2022 |  |  | 7135-0328:0209 | [10 empty] | FALSE |  |  | C |  |  |  |  | THOR\acont | 2024-09-08 17:27 |  | [Potter] [NAC] [24 VDC] CS-24PR (C), CS-24PW (C), CS-24R (C), CS-24W (C) [Potter] [NAC] [UL MAX] CS-24PR (C), CS-24PW (C), CS-24R (C), CS-24W (C)
651fa87a-a6f5-42b3-9a2f-c2b99ab148ec | NFPA 170 REMOTE TEST SWITCH |  |  | North | Edwards |  | REMOTE TEST SWITCH |  |  |  | Module | TRUE | SD-TRM |  | SuperDuct, Remote test/reset station, magnetic | 1 | [6 empty] | FALSE | [5 empty] | #FFFF0000 | FA-NFPA 170 REMOTE TEST SWITCH | 1 | FALSE | FALSE | FALSE | 914 | [13 empty] | FALSE | [7 empty] | THOR\acont | 2024-09-08 17:27 |  | [Edwards, Kidde] [RTS] C-DTS, EC-LLT, SD-TRK, SD-TRK4, SD-TRM, SD-TRM4, SIGA-DTS
7f81afcf-5db8-4752-8b7d-c2b9cf88ea44 | NFPA 170 SMOKE DETECTOR |  |  | North | FFE |  | Smoke Detector |  |  |  | Module | TRUE | 6010-300 (Detector) | + | Fireray One – 164ft (50m) detection range | 1 | 0.005 | 0.005 |  |  |  |  | FALSE | TRUE |  |  |  |  | #FFFF0000 | FA-NFPA 170 SMOKE DETECTOR | 1 | FALSE | FALSE | FALSE | 1408 | [13 empty] | FALSE |  |  | SBD |  |  | DESKTOP-7EIEB7A\acont | 2021-12-29 10:29 | THOR\acont | 2024-09-26 08:13 | Cloned from FFE 5000-031 (Detector) | [FFE, Potter] [IDC] 01 [Trouble] 100RU (C), 1430184 (Controller) (C), 3000-103 (Controller) (C), 5000-103 (Controller) (C), 50RU (C), 6010-300 (Detector) (C), 6020-300 (Controller) (C) [FFE, Potter] [AUX POWER] [*] 100RU (C), 1430184 (Controller) (C), 3000-103 (Controller) (C), 5000-103 (Controller) (C), 50RU (C), 6010-300 (Detector) (C), 6020-300 (Controller) (C) [FFE, Potter] [IDC] 02 [Alarm] 100RU (C), 1430184 (Controller) (C), 3000-103 (Controller) (C), 5000-103 (Controller) (C), 50RU (C), 6010-300 (Detector) (C), 6020-300 (Controller) (C)
4a1ac3ac-6a66-45d8-b6f8-c2ce9176a434 | NFPA 170 SPEAKER STROBE |  |  | North | Gentex |  | Speaker/Strobe |  |  |  | Module | TRUE | SSPKA24-15/75AWW |  | Colored Lens Speaker/Strobe, Fixed 15/75 Candela, Wall, White, Alert, Amber Lens | 1 | 0 | 0.148 |  |  |  |  | FALSE | [5 empty] | #FF0070C0 | FA-NFPA 170 SPEAKER STROBE | 1 | FALSE | FALSE | FALSE | 2019 |  |  | 7320-0569:0141 | [10 empty] | FALSE |  |  | WP |  |  |  |  | THOR\acont | 2024-09-08 17:27 |  | [Gentex, Hochiki, Potter] [AUDIO 70.7v] [70V AUDIO] CSPKSTR-24AR (C), CSPKSTR-24AW (C), CSPKSTR-24BR (C), CSPKSTR-24BW (C), CSPKSTR-24GR (C), CSPKSTR-24GW (C), CSPKSTR-24RR (C), CSPKSTR-24RW (C), FASPKR-R (C), FASPKR-W (C), FASPKR-WR, FASPKR-WW, FASPK-WP [Gentex, Hochiki, Potter] [AUDIO 25v] [25V AUDIO] CSPKSTR-24AR (C), CSPKSTR-24AW (C), CSPKSTR-24BR (C), CSPKSTR-24BW (C), CSPKSTR-24GR (C), CSPKSTR-24GW (C), CSPKSTR-24RR (C), CSPKSTR-24RW (C), FASPKR-R (C), FASPKR-W (C), FASPKR-WR, FASPKR-WW, FASPK-WPR, [Gentex] [NAC] [UL MAX] SSPKA24-15/75AWR, SSPKA24-15/75AWW, SSPKA24-15/75PWR, SSPKA24-15/75PWW
a9ff588a-b501-402f-bf4f-c2cff1233588 |  |  |  | North | Simplex |  | Hardware |  |  |  | Hardware | TRUE | 4090-9807 |  | COVER-ADDRESS MODULE SURFACE | 1 | [6 empty] | FALSE | [5 empty] | #FFFFFFFF |  |  | FALSE | FALSE | FALSE | [14 empty] | FALSE | [5 empty] | AULAPTOP-PC\Aulaptop | 2019-01-09 11:10 | THOR\acont | 2024-10-09 10:48 | Cloned from Simplex NEW
975ce9e2-2d83-4169-9c0d-c2d2cf322038 |  |  |  | North | Edwards |  | Hardware |  |  |  | Hardware | TRUE | MN-GVBTH1 |  | HPSA Battery heating system (requires 120 VAC) | 1 | [6 empty] | FALSE | [5 empty] | #FFFFFFFF |  |  | FALSE | FALSE | FALSE | [14 empty] | FALSE | [7 empty] | THOR\acont | 2024-10-09 10:48
206ecf11-9f5d-4199-b286-c2ddb892f727 | NFPA 170 HORN STROBE |  |  | North | Siemens |  | Horn/Strobe |  |  |  | Module | TRUE | SLHSWR-N | S54329-F34-A1 | SLHSWR-N HRN/ST,WALL,RED,NO-TXT | 1 | [12 empty] | #FF0070C0 | FA-NFPA 170 HORN STROBE | 1 | FALSE | FALSE | FALSE | 2012 | [19 empty] | DESKTOP-7SAL8M7\acont | 2019-08-13 09:04 | THOR\acont | 2024-09-08 17:27 | B,T | [Siemens] [NAC] [24 VDC, HIGH DB, CODE 3] SLHSWR-A, SLHSWR-AL, SLHSWR-F, SLHSWR-FB, SLHSWR-N, SLHSWW-A, SLHSWW-AL, SLHSWW-F, SLHSWW-FB, SLHSWW-N
52bdd931-af24-470f-b787-c2e1d9b95469 | NFPA 170 HVAC PANEL |  |  | North | Light Engineered Displays |  | HVAC Panel |  |  |  | Assembly | TRUE | FS-3 |  | Fan Status & Control Enclosure 27-40 Fans | 1 | [6 empty] | TRUE |  |  |  | 23 7/8” x 35” |  | #FFFF0000 | FA-NFPA 170 HVAC PANEL | 1 | FALSE | FALSE | FALSE | [20 empty] | DESKTOP-7EIEB7A\acont | 2023-02-03 10:27 | THOR\acont | 2024-09-08 17:27 | Cloned from Light Engineered Displays FS-0 CLONED CLONED
591d2464-c0c9-4e26-8154-c2f31fc9abd2 | NFPA 170 HORN STROBE |  |  | North | Eaton Wheelock |  | Horn/Strobe |  |  |  | Module | TRUE | ELFHSR-N | + | WALL SOUNDER STROBE, RED, NONE, LOW FREQ | 1 | [6 empty] | TRUE | [5 empty] | #FF0070C0 | FA-NFPA 170 HORN STROBE | 1 | FALSE | FALSE | FALSE | 2020 | [16 empty] | LF |  |  | DESKTOP-7EIEB7A\acont | 2021-05-13 07:52 | THOR\acont | 2024-09-08 17:27 | Cloned from Eaton Wheelock ELFHSR-CO | [Eaton Wheelock] [NAC] [24VDC, MAX] ELFHSR, ELFHSR-AL, ELFHSRC (C), ELFHSRC-AL (C), ELFHSRC-CO (C), ELFHSRC-N (C), ELFHSR-CO, ELFHSR-N, ELFHSW, ELFHSW-AL, ELFHSWC (C), ELFHSWC-AL (C), ELFHSWC-CO (C), ELFHSWC-N (C), ELFHSW-CO, ELFHSW-N
6be1cc10-5215-49cb-8be0-c2f5f341bf7b | NFPA 170 AREA OF REFUGE MASTER UNIT |  |  | North | Block Definition Only |  | Area of Refuge Component |  |  |  | Module | TRUE | NFPA 170 AREA OF REFUGE MASTER UNIT |  | NFPA 170 AREA OF REFUGE MASTER UNIT | 1 | [12 empty] | #FF00B050 | FA-NFPA 170 AREA OF REFUGE MASTER UNIT | 1 | FALSE | FALSE | FALSE | 4001 | [19 empty] | AULAPTOP-PC\Aulaptop | 2020-03-26 07:41 | THOR\acont | 2024-09-08 17:27
e18d10fd-f292-4dbd-bbfe-c2f6184d717e |  |  |  | North | Siemens | [5 empty] | Module | TRUE | JS-98 | 600-222580 | SUPERVISORY RETURN ASSY. 98" | 1 | [12 empty] | #FFFFFFFF |  |  | FALSE | FALSE | FALSE | [20 empty] | DESKTOP-7SAL8M7\acont | 2019-08-13 09:04 | THOR\acont | 2024-10-09 10:48
ab3a43f1-c6ee-4d64-b475-c2f7690ebd61 | NFPA 170 REMOTE ANNUNCIATOR | RISER ANNUNCIATOR |  | North | Notifier |  | Cards & Components |  |  |  | Card | TRUE | LCD-160 | + | Terminal and ACS mode. 160-character, backlit LCD display | 1 | 0.3 | 0.325 |  |  |  |  | TRUE | FALSE | SEMI-FLUSH |  | 9-3/16"X9-15/16"X3-3/4" | N/A | #FFFF0000 | FA-NFPA 170 REMOTE ANNUNCIATOR | 1 | FALSE | FALSE | FALSE |  |  |  | 7120-0028:0227 | [10 empty] | FALSE | [7 empty] | THOR\acont | 2024-09-08 17:27 |  | [Notifier] [AUX POWER] [*] [PWR] LCD-160 [Notifier] [RS-485] [DATA] LCD-160
ca91515d-b81c-4b6d-be83-c3085c550ffe | NFPA 170 SPEAKER WALL |  |  | North | Kidde |  | Speaker |  |  |  | Module | TRUE | WGSRF | ++ | Outdoor rated speaker, wall, red, fire | 1 | [6 empty] | FALSE | FALSE |  |  |  |  | #FF0070C0 | FA-NFPA 170 SPEAKER WALL | 1 | FALSE | FALSE | FALSE | 2021 | [13 empty] | FALSE |  |  | WP |  |  | THOR\acont | 2024-12-19 13:51 | THOR\acont | 2024-12-19 13:57 | Cloned from Edwards WGSRF | [Edwards, Hochiki, Kidde] [AUDIO 25v] [25V AUDIO] EG4SRF, EG4SRN, EG4SVRF, EG4SVRN, EG4SVWA, EG4SVWF, EG4SVWN, EG4SWA, EG4SWF, EG4SWN, G4SRF, G4SRN, G4SVRF, G4SVRN, G4SVWA, G4SVWF, G4SVWN, G4SWA, G4SWF, G4SWN, WGSRA, WGSRF, WGSRF-FR, WGSRF-SP, WGSRN, WGS [Edwards, Hochiki, Kidde] [AUDIO 70.7v] [70V AUDIO] EG4SRF, EG4SRN, EG4SVRF, EG4SVRN, EG4SVWA, EG4SVWF, EG4SVWN, EG4SWA, EG4SWF, EG4SWN, G4SRF, G4SRN, G4SVRF, G4SVRN, G4SVWA, G4SVWF, G4SVWN, G4SWA, G4SWF, G4SWN, WGSRA, WGSRF, WGSRF-FR, WGSRF-SP, WGSRN, W
2c90d13f-dec7-4ac3-9d72-c3086146c576 | NFPA 170 SPEAKER STROBE |  |  | North | Edwards |  | Speaker/Strobe |  |  |  | Module | TRUE | G4WN-S2VMG |  | 25V Speaker/Strobe, White, no markings, Multi-cd green | 1 | 0 | 0.294 |  |  |  |  | FALSE | [5 empty] | #FF0070C0 | FA-NFPA 170 SPEAKER STROBE | 1 | FALSE | FALSE | FALSE | 2019 | [13 empty] | FALSE | [7 empty] | THOR\acont | 2024-09-08 17:27 |  | [Edwards, Kidde] [AUDIO 25v] [25V AUDIO] EGCF-S2VMH (C), G4F-S2, G4F-S2V1575, G4F-S2VM, G4HFRF-S2, G4HFRF-S2VMC, G4HFRN-S2, G4HFRN-S2VMC, G4HFWA-S2, G4HFWA-S2VMA, G4HFWA-S2VMC, G4HFWF-S2, G4HFWF-S2VMC, G4HFWN-S2, G4HFWN-S2VMA, G4HFWN-S2VMC, G4RF-S2, G4RF [Edwards, Kidde] [NAC] [16 VDC] G4ERA-A, G4ERA-B, G4ERA-G, G4ERA-R, G4ERF-C, G4ERN-A, G4ERN-B, G4ERN-C, G4ERN-G, G4ERN-R, G4EWA-A, G4EWA-B, G4EWA-G, G4EWA-R, G4EWF-C, G4EWN-A, G4EWN-B, G4EWN-C, G4EWN-G, G4EWN-R, G4F-S2V1575, G4F-S2VM, G4F-S7V1575, G4F-S7 [Edwards, Kidde] [NAC] [24 VDC] G4ERA-A, G4ERA-B, G4ERA-G, G4ERA-R, G4ERF-C, G4ERN-A, G4ERN-B, G4ERN-C, G4ERN-G, G4ERN-R, G4EWA-A, G4EWA-B, G4EWA-G, G4EWA-R, G4EWF-C, G4EWN-A, G4EWN-B, G4EWN-C, G4EWN-G, G4EWN-R, G4F-S2V1575, G4F-S2VM, G4F-S7V1575, G4F-S7
d41e0e82-6468-4074-9b42-c30c157b960b | NFPA 170 SPEAKER WALL |  |  | North | Potter |  | Speaker |  |  |  | Module | TRUE | PE-SPKR | ++ | Speaker, Wall, Red | 1 | 0 | 0.043 |  |  |  |  | FALSE | [5 empty] | #FF0070C0 | FA-NFPA 170 SPEAKER WALL | 1 | FALSE | FALSE | FALSE | 2023 | [13 empty] | FALSE | [5 empty] | THOR\acont | 2024-07-11 13:32 | THOR\acont | 2024-09-08 17:27 | Cloned from Potter PE-SPSTR | [Potter] [AUDIO 25v] [25V AUDIO] PE-SPKR, PE-SPKW, PE-SPKWC (C), PE-SPSTR, PE-SPSTRC (C), PE-SPSTWC (C) [Potter] [AUDIO 70.7v] [70V AUDIO] PE-SPKR, PE-SPKW, PE-SPKWC (C), PE-SPSTR, PE-SPSTRC (C), PE-SPSTWC (C)
d46a109d-c491-46b7-9c4a-c30e3de47099 | NFPA 170 NOTIFICATION CIRCUIT EXTENDER PANEL | RISER NAC |  | North | Fike |  | Notification Circuit Extender Panel |  |  |  | Assembly | TRUE | 10-2829 |  | Remote Power Supply | 1 | [6 empty] | FALSE | [5 empty] | #FFFF0000 | FA-NFPA 170 NOTIFICATION CIRCUIT EXTENDER PANEL | 1 | FALSE | FALSE | FALSE | 212 | [13 empty] | TRUE | [5 empty] | AULAPTOP-PC\Aulaptop | 2019-07-06 06:59 | THOR\acont | 2024-09-08 17:27 | Cloned from Fike XXXX
af405858-2ce9-4d04-9ee4-c30f20d9c4cf |  |  |  | North | Kidde |  | Cards & Components |  |  |  | Card | TRUE | ANS25AM |  | 25W expander module /w microphone | 1 | [6 empty] | TRUE | [5 empty] | #FFFFFFFF |  |  | FALSE | FALSE | FALSE | [14 empty] | FALSE | [5 empty] | DESKTOP-7SAL8M7\acont | 2020-01-02 07:17 | THOR\acont | 2024-10-09 10:48 | Cloned from Edwards ANS25AM |  | [Edwards, Kidde] ANS25A, ANS25AM, ANS25AMD, ANS25AMD2
170f69b1-615a-4b79-90a9-c3109061666d |  |  |  | North | Gamewell FCI |  | Cards & Components |  |  |  | Card | TRUE | MMI-10F | ++ | Ten-Input Monitor Module | 10 | 0.0035 | 0.06 |  |  |  |  | TRUE | FALSE |  |  |  |  | #FFFFFFFF |  |  | FALSE | FALSE | FALSE | [14 empty] | FALSE | [7 empty] | THOR\acont | 2024-10-09 10:48 |  | [Gamewell FCI] [SLC MODULES] [#05 ++] MMI-10F, MMI-6SF, MMO-6RF, MMO-6SF [Gamewell FCI] [SLC MODULES/SENSORS] [#04 ++] MMI-10F, MMI-6SF, MMO-6RF, MMO-6SF [Gamewell FCI] [SLC MODULES/SENSORS] [#10 ++] MMI-10F [Gamewell FCI] [SLC MODULES/SENSORS] [#08 ++] MMI-10F [Gamewell FCI] [SLC MODULES] [#06 ++] MMI-10F, MMI-6SF, MMO-6RF, MMO-6SF [Gamewell FCI] [SLC MODULES/SENSORS] [#03 ++] MMI-10F, MMI-6SF, MMO-6RF, MMO-6SF, VW-GATE [Gamewell FCI] [SLC MODULES] [#04 ++] MMI-10F, MMI-6SF, MMO-6RF, MMO-6SF [Gamewell FCI] [SLC MODULES] [#08 ++] MMI-10F [Gamewell FCI] [SLC MODULES SENSORS] [*] [#1 SHARED ADDR ¦ MODULES] AMM-2F, AMM-2IF, AMM-2RF, AMM-2RIF, AMM-4F, AMM-4SF, AOM-2RF, AOM-2SF, AOM-TELF, MMI-10F, MMI-6SF, MMO-6RF, MMO-6SF, MS-7AF, MS-7ASF, MS-7S w/AMM-2F, MS-WS w/AMM-2F, TC81021000, VW-DIS-D [Gamewell FCI] [SLC MODULES] [#03 ++] MMI-10F, MMI-6SF, MMO-6RF, MMO-6SF, VW-GATE [Gamewell FCI] [SLC MODULES/SENSORS] [#09 ++] MMI-10F [Gamewell FCI] [SLC MODULES/SENSORS] [#06 ++] MMI-10F, MMI-6SF, MMO-6RF, MMO-6SF [Gamewell FCI] [SLC MODULES] [#09 ++] MMI-10F [Gamewell FCI] [SLC MODULES] [#10 ++] MMI-10F [Gamewell FCI] [SLC MODULES] [*] [#3 TYPE ADDR ¦ MODULES] AMM-2F, AMM-2IF, AMM-2RF, AMM-2RIF, AMM-4F, AMM-4SF, AOM-2RF, AOM-2SF, AOM-TELF, MMI-10F, MMI-6SF, MMO-6RF, MMO-6SF, MS-7AF, MS-7ASF, MS-7S w/AMM-2F, MS-WS w/AMM-2F, TC81021000, VW-GATE, WAM-MM, W [Gamewell FCI] [SLC MODULES] [#07 ++] MMI-10F [Gamewell FCI] [SLC MODULES/SENSORS] [#02 ++] AMM-2IF, AMM-2RIF, AOM-2RF, MMI-10F, MMI-6SF, MMO-6RF, MMO-6SF, VW-GATE [Gamewell FCI] [SLC MODULES/SENSORS] [#05 ++] MMI-10F, MMI-6SF, MMO-6RF, MMO-6SF [Gamewell FCI] [SLC MODULES/SENSORS] [#07 ++] MMI-10F [Gamewell FCI] [SLC MODULES] [#02 ++] AMM-2IF, AMM-2RIF, AOM-2RF, MMI-10F, MMI-6SF, MMO-6RF, MMO-6SF, VW-GATE | [Gamewell FCI, Notifier] MMI-10F, XP10-M
0dce345c-7588-4751-aed2-c3113fdcd2b7 | NFPA 170 DAMPERS FIRE SMOKE |  |  | East | Generic |  | Damper |  |  |  | Module | TRUE | FIRE SMOKE DAMPER |  |  | 1 | [6 empty] | FALSE | TRUE | PROVIDED BY MECHANICAL CONTRACTOR |  | PROVIDED BY OTHERS |  | #FFFF0000 | FA-NFPA 170 DAMPERS FIRE SMOKE | 1 | FALSE | FALSE | FALSE | 1902 | [13 empty] | FALSE | [7 empty] | THOR\acont | 2024-09-08 17:27 |  | [Generic, N/A] [RELAY] [#2 CLOSE] FIRE SMOKE DAMPER (C), FURNISHED BY OTHERS (C), SMOKE DAMPER (C) [Generic, N/A] [RELAY] [#2 OPEN] FIRE SMOKE DAMPER (C), FURNISHED BY OTHERS (C), SMOKE DAMPER (C) [Det-Tronics, Generic, Macurco, N/A, STI] [IDC] 01 30-3013, AIR PRESSURE SWITCH, AIR PRESSURE SWITCH HIGH/LOW, BACKFLOW VALVE, CM-12, CONTACT DEVICE, DUCT DETECTOR (C), Fire Suppression Control Unit (FSCU), FURNISHED BY OTHERS, FURNISHED BY OTHERS, FURNI [Generic, N/A] [IDC] [#2 CLOSED STATUS] FIRE SMOKE DAMPER (C), FURNISHED BY OTHERS (C), SMOKE DAMPER (C) [Generic, N/A] [IDC] [#1 OPEN STATUS] FIRE SMOKE DAMPER (C), FURNISHED BY OTHERS (C), SMOKE DAMPER (C)
50155082-5004-40a4-a659-c31278091524 | NFPA 170 NOTIFICATION CIRCUIT EXTENDER PANEL | RISER NAC |  | North | Advanced |  | Notification Circuit Extender Panel |  |  |  | Assembly | TRUE | AX-PSN104 |  | 10 Amp 4B/2A NAC Power Extender | 1 | [6 empty] | TRUE | [5 empty] | #FFFF0000 | FA-NFPA 170 NOTIFICATION CIRCUIT EXTENDER PANEL | 1 | FALSE | FALSE | FALSE | 212 | [8 empty] | 7,12,18,55 |  |  |  |  | TRUE | [5 empty] | AULAPTOP-PC\Aulaptop | 2019-05-12 11:51 | THOR\acont | 2024-09-08 17:27 | Cloned from Advanced New Part
19a43569-3682-4630-8f6d-c31397e74722 | NFPA 170 FIRE PHONE |  |  | North | Simplex |  | Fire Phone |  |  |  | Module | TRUE | 2084-9007 | ++ | Firefighter Telephone Assembly with 2975-9053 backbox | 1 | [6 empty] | FALSE | [5 empty] | #FFFF0000 | FA-NFPA 170 FIRE PHONE | 1 | FALSE | FALSE | FALSE | [14 empty] | FALSE | [5 empty] | THOR\acont | 2025-02-04 12:31 |  |  | Cloned from Autocall A2084-9007 | [Autocall, Potter, Simplex] [FFT] [FFT] 2084-9001, 2084-9002, 2084-9003, 2084-9006, 2084-9007, 2084-9014, 2084-9018, 2084-9023, 2084-9024, A2084-9001, A2084-9002, A2084-9003, A2084-9006, A2084-9007, A2084-9014, A2084-9018, A2084-9023, A2084-9024, FFT-FPJ
8311240c-593a-4e97-809d-c31919cdb928 | NFPA 170 HORN STROBE |  |  | North | Siemens |  | Horn/Strobe |  |  |  | Module | TRUE | SL2FSSWW-N | S54329-F139-A1++ | Sounder-Strobe, Wall, Clear, White, No Lettering | 1 | [12 empty] | #FF0070C0 | FA-NFPA 170 HORN STROBE | 1 | FALSE | FALSE | FALSE | 2023 | [16 empty] | LF |  |  | DESKTOP-7EIEB7A\acont | 2023-08-03 11:49 | THOR\acont | 2024-09-08 17:27 | Cloned from Siemens SL2HSWW-N | [Siemens] [NAC] [24 VDC, HORN TEMPORAL] SL2FSSCR-AL (C), SL2FSSCR-CO (C), SL2FSSCR-F (C), SL2FSSCR-N (C), SL2FSSCW-AL (C), SL2FSSCW-CO (C), SL2FSSCW-F (C), SL2FSSCW-N (C), SL2FSSWR-AL, SL2FSSWR-CO, SL2FSSWR-F, SL2FSSWR-N, SL2FSSWW-CO, SL2FSSWW-F, SL2FSSW
7337942f-e679-4881-b483-c31931919e87 |  |  |  | North | Edwards |  | Cards & Components |  |  |  | Card | TRUE | iO64R-2 Mainboard |  | Mainboard for iO64R-2 assembly | 1 | 0.155 | 0.204 | 3.75 |  |  |  | TRUE | [5 empty] | #FFFFFFFF |  |  | FALSE | FALSE | FALSE | [14 empty] | FALSE | [7 empty] | THOR\acont | 2024-10-09 10:48 |  | [Edwards, Kidde, Macurco] [IDC] [#1 ALARM] 2IDC, 76-600000-001 Main Board, 76-800xxx-xxx Main Board, 77-600000-901 Main Board, 84-732001-901 Main Board, DVP-120 Mainboard, EST1-2Z Mainboard, FSP1004G Mainboard, FSP1004G-2 Mainboard, FSP1004GD Mainboard, [Edwards, Kidde] [VAC ] 2IDC, 76-600000-001 Main Board, 76-800xxx-xxx Main Board, 77-600000-901 Main Board, 84-732001-901 Main Board, APS10A Mainboard, APS6A Mainboard, BPS10A Mainboard, BPS10A/230 Mainboard, BPS6A Mainboard, BPS6A/230 Mainboard, EST1-2Z [Edwards, Kidde, Macurco] [IDC] [#2 TROUBLE] 2IDC, 76-600000-001 Main Board, 76-800xxx-xxx Main Board, 77-600000-901 Main Board, 84-732001-901 Main Board, DVP-120 Mainboard, EST1-2Z Mainboard, FSP1004G Mainboard, FSP1004G-2 Mainboard, FSP1004GD Mainboard [Edwards, Kidde, Macurco] [IDC] [#3 SUPERVISORY] 2IDC, 76-600000-001 Main Board, 76-800xxx-xxx Main Board, 77-600000-901 Main Board, 84-732001-901 Main Board, DVP-120 Mainboard, EST1-2Z Mainboard, FSP1004G Mainboard, FSP1004G-2 Mainboard, FSP1004GD Mainb | [Edwards, Kidde] FX-1000 Mainboard, FX-1000D Mainboard, FX-64RD Mainboard, iO1000G Mainboard, iO1000G-2 Mainboard, iO1000G-2-PG Mainboard, iO1000G-2-SP Mainboard, iO1000GC Mainboard, iO1000GD Mainboard, iO1000G-F Mainboard, iO1000G-PG Mainboard, iO1000G-S [Edwards, Kidde] FX-64R Mainboard, FX-64RD Mainboard, iO64G Mainboard, iO64G-2 Mainboard, iO64G-2-PG Mainboard, iO64G-2-SP Mainboard, iO64GD Mainboard, iO64GL Mainboard, iO64GL-F Mainboard, iO64G-PG Mainboard, iO64G-SP Mainboard, iO64R Mainboard, iO64R-2 [Edwards, Kidde] FX-64R Mainboard, FX-64RD Mainboard, iO64G Mainboard, iO64G-2 Mainboard, iO64G-2-PG Mainboard, iO64G-2-SP Mainboard, iO64GD Mainboard, iO64GL Mainboard, iO64GL-F Mainboard, iO64G-PG Mainboard, iO64G-SP Mainboard, iO64R Mainboard, iO64R-2 [Edwards] iO64R-2 Mainboard [Edwards, Kidde] FX-1000 Mainboard, FX-1000D Mainboard, FX-64RD Mainboard, iO1000G Mainboard, iO1000G-2 Mainboard, iO1000G-2-PG Mainboard, iO1000G-2-SP Mainboard, iO1000GC Mainboard, iO1000GD Mainboard, iO1000G-F Mainboard, iO1000G-PG Mainboard, iO1000G-S [Edwards, Kidde] FX-64R Mainboard, FX-64RD Mainboard, iO64G Mainboard, iO64G-2 Mainboard, iO64G-2-PG Mainboard, iO64G-2-SP Mainboard, iO64GD Mainboard, iO64GL Mainboard, iO64GL-F Mainboard, iO64G-PG Mainboard, iO64G-SP Mainboard, iO64R Mainboard, iO64R-2
5b26c03f-7e1b-4c8f-bcb0-c31ab3afabef |  |  |  | North | Potter |  | Cards & Components |  |  |  | Card | TRUE | P200 MAIN BOARD | + | Main Board | 1 | 0.13 | 0.22 | 5 |  |  |  | TRUE | [5 empty] | #FFFFFFFF |  |  | FALSE | FALSE | FALSE | [14 empty] | FALSE | [5 empty] | DESKTOP-7EIEB7A\acont | 2023-02-01 06:36 | THOR\acont | 2024-10-09 10:48 | Cloned from Potter PFC-6200 MAIN BOARD | [Advanced, Potter] [VAC ] [120VAC] AFC-100 Main Board, AFC-1000 Main Board, AFC-50 Main Board, ARC-100 Main Board, AX-PSN104 Main Board, AX-PSN106 Main Board, AX-PSN108 Main Board, AX-PSN-64 Main Board, DCA-10025 (25V) Main Board, DCA-10025 (70V) Main Bo [Potter] [IDC] [#2 TROUBLE] AFC-100 Main Board, AFC-1000 Main Board, AFC-50 Main Board, ARC-100 Main Board, IPA-100 MAIN BOARD, IPA-4000 MAIN BOARD, IPA-4000V MAIN BOARD, IPA-60 MAIN BOARD, P200 MAIN BOARD, PFC-4064 MAIN BOARD, PFC-4410G3 MAIN BOARD, PFC [Potter] [IDC] [#3 SUPERVISORY] AFC-100 Main Board, AFC-1000 Main Board, AFC-50 Main Board, ARC-100 Main Board, IPA-100 MAIN BOARD, IPA-4000 MAIN BOARD, IPA-4000V MAIN BOARD, IPA-60 MAIN BOARD, P200 MAIN BOARD, PFC-4064 MAIN BOARD, PFC-4410G3 MAIN BOARD, [Potter] [IDC] [#1 ALARM] AFC-100 Main Board, AFC-1000 Main Board, AFC-50 Main Board, ARC-100 Main Board, IPA-100 MAIN BOARD, IPA-4000 MAIN BOARD, IPA-4000V MAIN BOARD, IPA-60 MAIN BOARD, P200 MAIN BOARD, PFC-4064 MAIN BOARD, PFC-4410G3 MAIN BOARD, PFC-4 | [Potter] P200 MAIN BOARD
48c7898d-229c-47eb-a5b3-c31b500c90c2 |  |  |  | North | Edwards |  | Hardware |  |  |  | Hardware | TRUE | G4AVRA-CVR | ++ | Replacement Appliance Cover, Horn Strobe, Red, ALERT | 1 | [12 empty] | #FFFFFFFF |  |  | FALSE | FALSE | FALSE | [20 empty] | THOR\acont | 2024-06-05 08:48 | THOR\acont | 2024-10-09 10:48 | Cloned from Edwards G4VRA-CVR
ec22b84e-3cad-4f02-805e-c31c7999e643 | NFPA 170 STROBE CEILING |  |  | North | Gentex |  | Strobe |  |  |  | Module | TRUE | GCSA24PCW |  | GCS Colored Lens, Selectable Candela, Ceiling, White, Plain, Amber Lens | 1 | 0 | 0.313 |  |  |  |  | FALSE | TRUE |  |  |  |  | #FF0070C0 | FA-NFPA 170 STROBE CEILING | 1 | FALSE | FALSE | FALSE | 2022 | [13 empty] | FALSE |  |  | C |  |  |  |  | THOR\acont | 2024-09-08 17:27 |  | [Gentex] [NAC] [UL MAX] GCSA24PCR (C), GCSA24PCW (C)
a0f79483-707e-4b5e-8f19-c31e7f8a7c6f | D17 |  |  | North | Consilium |  | Miscellaneous |  |  |  | Module | TRUE | 5600965-00 | ++ | CD-CGI Intrinsically safe isolator with enclosure for addressable IS loop units, Max 20 loop units/isol. IP55 | 1 |  |  |  |  | 30 |  | TRUE | [5 empty] | #FFFF0000 | FA-D17 | 1 | FALSE | FALSE | FALSE | [20 empty] | THOR\acont | 2023-09-19 06:19 | THOR\acont | 2024-09-08 17:27 | Cloned from Consilium 5200030-02B | [Consilium] [SLC CONSILIUM] [*] [#1 SHARED ADDR ¦ ALL] 040000 + 5100774-00A, 040005 + 5100774-00A, 040020 + 5100776-00A + 5100774-00A, 040020 + 5200313-00A, 040030 + 5100776-00A + 5100774-00A, 040030 + 5200313-00A + 5100626-00B, 5101060-00A + 5100774-00A
557d321b-073c-4fbd-94cd-c31fad05db11 |  |  |  | North | Edwards |  | Cards & Components |  |  |  | Card | TRUE | MN-HS64G2P |  | 1280 Watt Non-Omni directional HPSA Assembly (2 of 5 Active Panels) with lockable NEMA 4 amplifier, 110V/60 Hz. inverter/battery charger and electronics enclosure, lockable NEMA 4 battery enclosure (w/o batteries). Enclosures equipped with tamper switches. AC powered amplifier with DC backup. Edwards hard-wire interface included. Batteries and accessories are ordered separately. Gray colored speaker head. | 1 | [6 empty] | TRUE | [5 empty] | #FFFFFFFF |  |  | FALSE | FALSE | FALSE | [14 empty] | FALSE | [7 empty] | THOR\acont | 2024-10-09 10:48
15d3e2d6-e365-47f7-87e9-c320645ab97e | NFPA 170 SPEAKER WALL |  |  | North | Autocall |  | Speaker |  |  |  | Module | TRUE | A49HF-APPLW | + | Wall Mount Addressable High fidelity S/O appliance only | 1 | 0 | 0 |  |  |  |  | TRUE | [5 empty] | #FF0070C0 | FA-NFPA 170 SPEAKER WALL | 1 | FALSE | FALSE | FALSE | 2019 | [19 empty] | DESKTOP-7EIEB7A\acont | 2021-11-14 10:21 | THOR\acont | 2024-09-08 17:27 | Cloned from AutoCall A49HFV-APPLW | [Autocall, Simplex] [AUDIO 70.7v] [70V AUDIO] 49HF-APPLW, 49HF-APPLW-BA, 49HFV-APPLW, 49HFV-APPLW-BA, 49SO-APPLW, 49SO-APPLW-BA, 49SO-APPLW-O, 49SO-APPLW-O-BA, 49SV-APPLW, 49SV-APPLW-BA, 49SV-APPLW-O, 49SV-APPLW-O-BA, A49HF-APPLW, A49HF-APPLW-BA, A49HFV- [Autocall, Simplex] [AUDIO 25v] [25V AUDIO] 49HF-APPLW, 49HF-APPLW-BA, 49HFV-APPLW, 49HFV-APPLW-BA, 49SO-APPLW, 49SO-APPLW-BA, 49SO-APPLW-O, 49SO-APPLW-O-BA, 49SV-APPLW, 49SV-APPLW-BA, 49SV-APPLW-O, 49SV-APPLW-O-BA, A49HF-APPLW, A49HF-APPLW-BA, A49HFV-AP [Autocall, Simplex] [IDNac] [IDNAC] 49HF-APPLC (C), 49HF-APPLC-BA (C), 49HF-APPLW, 49HF-APPLW-BA, 49SO-APPLC (C), 49SO-APPLC-BA (C), 49SO-APPLC-O (C), 49SO-APPLC-O-BA (C), 49SO-APPLW, 49SO-APPLW-BA, 49SO-APPLW-O, 49SO-APPLW-O-BA, A49HF-APPLC (C), A49HF-A
b51f16ad-f53b-45ad-8d5c-c322a0f8b229 | NFPA 170 HORN STROBE |  |  | North | Eaton Wheelock |  | Horn/Strobe |  |  |  | Module | TRUE | CH70-2430W-FR | ++ | Chime Strobe, 24 VDC, Red, 30cd | 1 | [6 empty] | FALSE | FALSE |  |  |  |  | #FF0070C0 | FA-NFPA 170 HORN STROBE | 1 | FALSE | FALSE | FALSE | 2012 | [13 empty] | FALSE | [5 empty] | THOR\acont | 2023-10-23 17:11 | THOR\acont | 2024-09-08 17:27 | Cloned from Eaton Wheelock CH70-241575W-FR | [Eaton Wheelock] [NAC] [24VDC] CH70-24110W-FR, CH70-241575W-FR, CH70-2415W-FR, CH70-2430W-FR, CH70-2475W-FR [Eaton Wheelock] [STROBE] [24VDC 4-WIRE STROBE ONLY] CH70-24110W-FR, CH70-241575W-FR, CH70-2415W-FR, CH70-2430W-FR, CH70-2475W-FR [Eaton Wheelock] [HORN] [24VDC 4-WIRE HORN ONLY] CH70-24110W-FR, CH70-241575W-FR, CH70-2415W-FR, CH70-2430W-FR, CH70-2475W-FR, CH70-24R, CH70-24-W
847c120a-ca91-494b-b474-c324726277c9 | NFPA 170 HORN STROBE |  |  | North | Eaton Wheelock |  | Horn/Strobe |  |  |  | Module | TRUE | LFHSKR3-N | + | Horn/Strobe Exceder Series, Red, No Lettering, LED, LF, 110cd | 1 | [6 empty] | FALSE | FALSE |  |  |  |  | #FF0070C0 | FA-NFPA 170 HORN STROBE | 1 | FALSE | FALSE | FALSE | 2012 | [13 empty] | FALSE | [5 empty] | DESKTOP-7SAL8M7\acont | 2019-02-11 17:07 | THOR\acont | 2024-09-08 17:27 | Cloned from Wheelock LFHSKR3-CO | [Eaton Wheelock] [NAC] LFHSKR3, LFHSKR3-AL, LFHSKR3-CO, LFHSKR3-N, LFHSKW3, LFHSKW3-AL, LFHSKW3-CO, LFHSKW3-N
c1a671d4-3403-490c-8f41-c32767fdb598 | NFPA 170 REMOTE INDICATOR |  |  | North | Autocall |  | Remote Indicator |  |  |  | Module | TRUE | A4098-9830 |  | Remote LED Indicator | 1 | 0.0033 | 0.0033 |  |  |  |  | TRUE | [5 empty] | #FFFF0000 | FA-NFPA 170 REMOTE INDICATOR | 1 | FALSE | FALSE | FALSE | 2016 | [19 empty] | DESKTOP-0D6CQVA\lousc | 2019-07-06 08:17 | THOR\acont | 2024-09-08 17:27 | Cloned from AutoCall A2098-9808 | [Autocall, Simplex] [RTS] 2098-9806, A2098-9806, A2098-9808, A4098-9830
90f11ddf-8b05-4154-840d-c3359dde97cf |  |  |  | North | AES |  | Cards & Components |  |  |  | Card | TRUE | 7706-ULF MAIN CARD | + | 7706-ULF Main Board | 1 | 0.305 | 0.36 |  |  |  |  | TRUE | [5 empty] | #FFFFFFFF |  |  | FALSE | FALSE | FALSE | [14 empty] | FALSE | [5 empty] | AULAPTOP-PC\Aulaptop | 2019-12-17 07:15 | THOR\acont | 2024-10-09 10:48 | Cloned from Generic NEW PART | [AES, Keltron] [IDC] 05 [IDC7] 7706-ULF MAIN CARD, 7707P-44-M, 7707P-44-ULP-M, 7707P-88-M, 7707P-88-ULP-M, 7788F Main Board, RF774F Main Board [AES, Keltron] [IDC] 01 [IDC1] 7706-ULF MAIN CARD, 7707P-44-M, 7707P-44-ULP-M, 7707P-88-M, 7707P-88-ULP-M, 7788F Main Board, 7794, RF774F Main Board [AES, Keltron] [IDC] 03 [IDC3] 7706-ULF MAIN CARD, 7707P-44-M, 7707P-44-ULP-M, 7707P-88-M, 7707P-88-ULP-M, 7788F Main Board, RF774F Main Board [AES, Keltron] [IDC] 08 [IDC4] 7706-ULF MAIN CARD, 7707P-44-M, 7707P-44-ULP-M, 7707P-88-M, 7707P-88-ULP-M, 7788F Main Board, RF774F Main Board [AES, Keltron] [IDC] 04 [IDC5] 7706-ULF MAIN CARD, 7707P-44-M, 7707P-44-ULP-M, 7707P-88-M, 7707P-88-ULP-M, 7788F Main Board, RF774F Main Board [AES, Keltron] [IDC] 06 [IDC2] 7706-ULF MAIN CARD, 7707P-44-M, 7707P-44-ULP-M, 7707P-88-M, 7707P-88-ULP-M, 7788F Main Board, RF774F Main Board [AES, Keltron] [IDC] 02 [IDC6] 7706-ULF MAIN CARD, 7707P-44-M, 7707P-44-ULP-M, 7707P-88-M, 7707P-88-ULP-M, 7788F Main Board, RF774F Main Board [AES, Keltron] [IDC] 07 [IDC8] 7706-ULF MAIN CARD, 7707P-44-M, 7707P-44-ULP-M, 7707P-88-M, 7707P-88-ULP-M, 7788F Main Board, RF774F Main Board | [AES, Keltron] 7706-ULF MAIN CARD, 7788F Main Board, 7794, RF774F Main Board
4d48d621-0650-4250-9dec-c341078f834c | NFPA 170 STROBE WALL |  |  | North | Gentex |  | Strobe |  |  |  | Module | TRUE | WGESR24-75PW |  | WGES Colored Lens Outdoor Strobe (GOE Enclosure), Red Lens | 1 | 0 | 0.164 |  |  |  |  | FALSE | [5 empty] | #FF0070C0 | FA-NFPA 170 STROBE WALL | 1 | FALSE | FALSE | FALSE | 2023 | [13 empty] | FALSE | [7 empty] | THOR\acont | 2024-09-08 17:27 |  | [Gentex] [NAC] [UL MAX] WGESB24-75PW, WGESB24-75PWLP, WGESG24-75PW, WGESG24-75PWLP, WGESR24-75PW, WGESR24-75PWLP
45373d58-2a57-449a-9d16-c34123aa19ee | NFPA 170 SMOKE DETECTOR |  |  | North | Hochiki |  | Smoke Detector |  |  |  | Module | TRUE | SLR-24V w/NS6-221 STANDARD BASE | SLR-24V w/NS6-221 STANDARD BASE | PHOTOELECTRIC SMOKE DETECTOR w/ STANDARD BASE | 1 |  | 0.196 |  |  |  |  | TRUE | TRUE |  | *Refer to Install Sheet |  |  | #FFFF0000 | FA-NFPA 170 SMOKE DETECTOR | 1 | FALSE | FALSE | FALSE | 1408 | [19 empty] | DESKTOP-0D6CQVA\lousc | 2019-10-06 17:46 | THOR\acont | 2024-09-08 17:27 | from Hochiki SOC-24V w/NS6-221 STANDARD BASE | [Hochiki] [IDC] 02 [IDC] SLR-24H w/HSC-220L LATCHING LED BASE (C), SLR-24H w/HSC-220R - 2 WIRE RELAY BASE (C), SLR-24H w/HSC-221L LATCHING LED BASE (C), SLR-24H w/HSC-221R - 2 WIRE RELAY BASE (C), SLR-24H w/HSC-224L LATCHING LED BASE (C), SLR-24H w/HSC-2
cc5e58ea-b275-4398-9939-c34aee245da0 | NFPA 170 REMOTE ANNUNCIATOR | RISER ANNUNCIATOR |  | North | Siemens |  | Remote Annunciator |  |  |  | Assembly | TRUE | FT924 WITH LEDS |  | ASSEMBLY,Fire Terminal Cerberus PRO/Desigo Systems | 1 | [6 empty] | TRUE | [5 empty] | #FFFF0000 | FA-NFPA 170 REMOTE ANNUNCIATOR | 1 | FALSE | FALSE | FALSE | 255 | [19 empty] | AULAPTOP-PC\Aulaptop | 2019-05-19 10:36 | THOR\acont | 2024-09-08 17:27 | Cloned from Siemens FT924
33cad2c6-45e5-45c2-8402-c35529e6fba1 | NFPA 170 HORN |  |  | North | Eaton Wheelock |  | Horn |  |  |  | Module | TRUE | MIZ-24S-R |  | Mini-Horn, 24 Vdc, Red, Sync with built-in temporal. | 1 | 0 | 0.026 |  |  |  |  | FALSE | FALSE |  |  |  |  | #FF0070C0 | FA-NFPA 170 HORN | 1 | FALSE | FALSE | FALSE | 2010 | [13 empty] | FALSE | [7 empty] | THOR\acont | 2024-09-08 17:27 |  | [Eaton Wheelock] [HORN] MIZ-24S-R, MIZ-24S-W [Eaton Wheelock] [NAC] MIZ-24S-R, MIZ-24S-W
078a6a9e-a767-4f78-8199-c3556658b93f |  |  |  | North | Potter | [5 empty] | Module | TRUE | PCDS-B |  | Chemical Delivery System | 1 | [6 empty] | FALSE | [5 empty] | #FFFFFFFF |  |  | FALSE | FALSE | FALSE | [14 empty] | FALSE | [7 empty] | THOR\acont | 2024-10-09 10:48
5357ce29-d795-47d9-946b-c3585d57de0d |  |  |  | North | Firelite |  | Cards & Components |  |  |  | Card | TRUE | B200SR-WH | + | Standard sounder base (compatible with B501BH series) | 1 | 0.0005 | 0.035 |  |  |  |  | TRUE | FALSE |  |  |  |  | #FFFFFFFF |  |  | FALSE | FALSE | FALSE | [14 empty] | FALSE | [5 empty] | DESKTOP-7SAL8M7\acont | 2019-02-18 14:45 | THOR\acont | 2024-10-09 10:48 | Cloned from Firelite B200S
bf9de0f1-d496-49df-9e0f-c360b1272f8c |  |  |  | North | Honeywell | [5 empty] | Module | TRUE | 6160RF MAIN CARD |  |  | 1 | 0.05 | 0.15 |  |  |  |  | TRUE | [5 empty] | #FFFFFFFF |  |  | FALSE | FALSE | FALSE | [14 empty] | FALSE | [5 empty] | ALIENWIN10\AugWin7 | 2018-12-14 08:30 | THOR\acont | 2024-10-09 10:48 | Cloned from Honeywell New Part CLONED CLONED CLONED CLONED CLONED CLONED CLONED CLONED CLONED CLONED | [Honeywell] [RS-485] [*] [12 VDC] 6160RF MAIN CARD
f7f3bddd-a1aa-4df7-b80f-c361add13111 | NFPA 170 SMOKE DETECTOR |  |  | North | Monaco Enterprises |  | Smoke Detector |  |  |  | Module | TRUE | 723-345-00 w/B224RB-WH | + | DETECTOR,SYSTEM:IONIZATION,15-32VDC,INTELLIGENT,HEAD | 1 | 0.0007 | 0.06 |  |  |  |  | FALSE | TRUE |  |  |  |  | #FFFF0000 | FA-NFPA 170 SMOKE DETECTOR | 1 | FALSE | FALSE | FALSE | 1408 | [13 empty] | FALSE |  |  | P, R |  |  | DESKTOP-7SAL8M7\acont | 2020-03-03 09:21 | THOR\acont | 2024-09-08 17:27 | Cloned from Monaco Enterprises 723-353-00 w/B224RB | [Monaco Enterprises] [SLC MODULES SENSORS] 01 [*] 708-026-01, 708-031-00, 721-121-00 w/B200SR-LF-WH (C), 721-121-00 w/B200SR-WH (C), 721-121-00 w/B210LP (C), 721-121-00 w/B224RB-WH (C), 721-121-00 w/B501 (C), 721-124-00 w/B200SR-LF-WH (C), 721-124-00 w/B [Monaco Enterprises] [SLC SENSORS] 01 [*] 721-121-00 w/B200SR-LF-WH (C), 721-121-00 w/B200SR-WH (C), 721-121-00 w/B210LP (C), 721-121-00 w/B224RB-WH (C), 721-121-00 w/B501 (C), 721-124-00 w/B200SR-LF-WH (C), 721-124-00 w/B200SR-WH (C), 721-124-00 w/B210L [Monaco Enterprises] [SLC SENSORS] 01 [*] 721-121-00 w/B200SR-LF-WH (C), 721-121-00 w/B200SR-WH (C), 721-121-00 w/B210LP (C), 721-121-00 w/B224RB-WH (C), 721-121-00 w/B501 (C), 721-124-00 w/B200SR-LF-WH (C), 721-124-00 w/B200SR-WH (C), 721-124-00 w/B210L [Monaco Enterprises] [SLC MODULES/SENSORS] 01 [*] 721-121-00 w/B200SR-LF-WH (C), 721-121-00 w/B200SR-WH (C), 721-121-00 w/B210LP (C), 721-121-00 w/B224RB-WH (C), 721-121-00 w/B501 (C), 721-124-00 w/B200SR-LF-WH (C), 721-124-00 w/B200SR-WH (C), 721-124-00
8f145b8b-3d87-4aa9-a76c-c371419efa53 | 170 BASIC SHAPE |  |  | North | Fike |  | Miscellaneous |  |  |  | Assembly | TRUE | 10-2937 |  | Enclosure Kit 10” (254mm) X 8”(203mm) X 6”(152mm) (Houses 4 converters) | 1 | [6 empty] | FALSE | [5 empty] | #FFFF0000 | FA-170 BASIC SHAPE | 1 | FALSE | FALSE | FALSE | 5000 | [13 empty] | FALSE | [5 empty] | AULAPTOP-PC\Aulaptop | 2019-07-06 06:59 | THOR\acont | 2024-09-08 17:27 | Cloned from Fike XXXX CLONED CLONED CLONED
4c26fa9b-c3e6-449d-bb0c-c37432bbe920 |  |  |  | North | Siemens | [5 empty] | Module | TRUE | SIM-16 | 500-034060 | SUPERVISED INPUT MODULE; (16) SUPERVISED INPUTS (WITH 2 CONTROL RELAYS) OUTPUTS TO DRIVE LED'S OR RELAYS MOUNTS TO REMBOX-MP'S OR IN CUSTOM GRAPHIC | 1 | [12 empty] | #FFFFFFFF |  |  | FALSE | FALSE | FALSE | [20 empty] | DESKTOP-7SAL8M7\acont | 2019-08-13 09:04 | THOR\acont | 2024-10-09 10:48
f60ed927-3b1c-4bdf-a45b-c3750a49f38f |  |  |  | North | Bosch | [5 empty] | Module | TRUE | D704M | * | MUX MINI MODULE | 1 | [12 empty] | #FFFFFFFF |  |  | FALSE | FALSE | FALSE | [20 empty] | DESKTOP-7EIEB7A\acont | 2021-08-13 06:25 | THOR\acont | 2024-10-09 10:48
ba0bb6eb-3fbc-4576-867b-c375cdde05d1 | NFPA 170 STROBE WALL |  |  | North | Eaton Wheelock |  | Strobe |  |  |  | Module | TRUE | EL3RMTSTA | ++ | WALL STROBE, AMBER, WP | 1 | [6 empty] | TRUE | [5 empty] | #FF0070C0 | FA-NFPA 170 STROBE WALL | 1 | FALSE | FALSE | FALSE | 2020 | [16 empty] | WP |  |  | THOR\acont | 2024-09-11 19:11 | THOR\acont | 2024-10-09 10:48 | Cloned from Eaton Wheelock EL3RMST | [Eaton Wheelock] [NAC] [24VDC] EL3RMST, EL3RMTSTA, EL3RST-FR, EL3RST-FW, EL4XMST, EL4XMTSTA, EL4XST-FR, EL4XST-FW
1c42c98a-b49a-4d9c-89c2-c37991404bc0 |  |  |  | North | Edwards |  | Hardware |  |  |  | Hardware | TRUE | CSBU-1 |  | Standard Detector Base for EC Detectors | 1 | [6 empty] | FALSE | [5 empty] | #FFFFFFFF |  |  | FALSE | FALSE | FALSE | [14 empty] | FALSE | [7 empty] | THOR\acont | 2024-10-09 10:48
e5d8c57b-25a8-4994-a8a8-c3875bbcbecb | NFPA 170 HEAT CO DETECTOR |  |  | North | Kidde |  | Heat/CO Detector |  |  |  | Module | TRUE | KIR-HCD w/KI-ABDT BASE | ++ | Multisensor Heat, and CO Detector | 1 | 3.2e-05 | 3.2e-05 |  |  |  |  | FALSE | [5 empty] | #FFFF0000 | FA-NFPA 170 HEAT CO DETECTOR | 1 | FALSE | FALSE | FALSE | 1403 | [13 empty] | FALSE | [5 empty] | DESKTOP-7EIEB7A\acont | 2023-05-24 19:35 | THOR\acont | 2024-09-08 17:27 | Cloned from Kidde KI-HCD w/KI-ABDT BASE | [Edwards, Kidde] [SLC EST SENSORS] 01 [*] [EST3, iO1000] DS-HFS (C), DS-PS (C), FX-HD w/IB4U BASE, FX-HD w/RB4U BASE, FX-HD w/SB4U BASE, FX-HD w/SB4U-LF BASE, FX-HD wB4U BASE, FX-PD w/B4U BASE (C), FX-PD w/IB4U BASE (C), FX-PD w/SB4U BASE (C), FX-PD w/SB [Kidde] [SLC EST MODULES SENSORS] [*] [#2 SHARED ADDR ¦ SENSORS] DS-HFS (C), DS-PS (C), FX-HD w/IB4U BASE, FX-HD w/RB4U BASE, FX-HD w/SB4U BASE, FX-HD w/SB4U-LF BASE, FX-HD wB4U BASE, FX-PD w/B4U BASE (C), FX-PD w/IB4U BASE (C), FX-PD w/SB4U BASE (C), FX [Kidde] [SLC EST SENSORS] [*] [#4 TYPE ADDR ¦ SENSORS] DS-HFS (C), DS-PS (C), FX-HD w/IB4U BASE, FX-HD w/RB4U BASE, FX-HD w/SB4U BASE, FX-HD w/SB4U-LF BASE, FX-HD wB4U BASE, FX-PD w/B4U BASE (C), FX-PD w/IB4U BASE (C), FX-PD w/SB4U BASE (C), FX-PD w/SB4U [Edwards, Kidde] [AUX POWER] KI-COD w/KI-ABDT BASE (C), KI-HCD w/KI-ABDT BASE, KI-HRD w/KI-ABDT BASE, KI-PCD w/KI-ABDT BASE (C), KI-PD w/KI-ABDT BASE (C), KI-PHCD w/KI-ABDT BASE (C), KI-PHD w/KI-ABDT BASE (C), KIR-COD w/KI-ABDT BASE (C), KIR-HCD w/KI-ABD [Edwards, Kidde] [SLC EST MODULES/SENSORS] 01 [*] [iO64] DS-HFS (C), DS-PS (C), FX-HD w/IB4U BASE, FX-HD w/RB4U BASE, FX-HD w/SB4U BASE, FX-HD w/SB4U-LF BASE, FX-HD wB4U BASE, FX-PD w/B4U BASE (C), FX-PD w/IB4U BASE (C), FX-PD w/SB4U BASE (C), FX-PD w/SB
51644daf-6dd1-4c86-ba6b-c38b9f51ebc2 |  |  |  | North | Evax |  | Cards & Components |  |  |  | Card | TRUE | EVAX-100/4Z Main Board | + | Main Board | 1 | 0.18 | 2.5 |  |  |  |  | TRUE | [5 empty] | #FFFFFFFF |  |  | FALSE | FALSE | FALSE | [13 empty] | 100 | TRUE | [5 empty] | DESKTOP-7SAL8M7\acont | 2020-11-19 08:22 | THOR\acont | 2024-10-09 10:48 | Cloned from Evax EVAX-100 Main Board | [Evax] [VAC ] EVAX-100 Main Board, EVAX-100/4Z Main Board, EVAX-100/8Z Main Board, EVAX-100E Main Board, EVAX-25 Main Board, EVAX-25/4Z Main Board, EVAX-50 Main Board, EVAX-50/4Z Main Board [Evax] [NAC Trigger] EVAX-100 Main Board, EVAX-100/4Z Main Board, EVAX-100/8Z Main Board, EVAX-100E Main Board, EVAX-25 Main Board, EVAX-25/4Z Main Board, EVAX-50 Main Board, EVAX-50/4Z Main Board
adfcc970-35c4-4b82-9ed2-c3924583d3b6 | NFPA 170 SMOKE CO DETECTOR |  |  | North | Gamewell FCI |  | Smoke/CO Detector |  |  |  | Module | TRUE | MCS-COP3 w/B200S-LF-IV | + | Intelligent multi-criteria photo/CO, bright white, Velociti w/ Intelligent sounder base, low frequency, ivory, UL-listed | 1 | 0.0002 | 0.0045 |  |  |  |  | FALSE | TRUE | FLUSH |  | 4" SQ. DEEP | 3 "O" PLASTER RING | #FFFF0000 | FA-NFPA 170 SMOKE CO DETECTOR | 1 | FALSE | FALSE | FALSE | 1407 | [13 empty] | FALSE |  |  | LF |  |  | DESKTOP-7SAL8M7\acont | 2020-11-19 16:12 | THOR\acont | 2024-09-08 17:27 | Cloned from Gamewell ASD-PL3 w/B200S-LF-WH | [Gamewell FCI] [AUX POWER] [16VDC, HIGH VOLUME, 16VDC, LOW VOLUME] ASD-PL2F w/B200S-LF-WH (C), ASD-PL3 w/B200S-LF-WH (C), ASD-PL3F w/B200S-LF-WH (C), ASD-PL3-IV w/B200S-LF-IV (C), ASD-PTL3 w/B200S-LF-WH (C), ASD-PTL3-IV w/B200S-LF-IV (C), ATD-L3 w/B200S- [Gamewell FCI] [SLC SENSORS] [*] [#4 TYPE ADDR ¦ SENSORS] ADPF (C), ASD-PL2F w/B200S-LF-WH (C), ASD-PL2F w/B210LP (C), ASD-PL2FR (C), ASD-PL3 w/B200S-LF-WH (C), ASD-PL3 w/B200SR-LF-WH (C), ASD-PL3 w/B200SR-WH (C), ASD-PL3 w/B224BI-WH (C), ASD-PL3 w/B224R
5d3204cb-cd71-44f6-bfa4-c39510746327 |  |  |  | North | Siemens | [5 empty] | Module | TRUE | 40/40L4B-222SF | S54430-F227-A1 | UV/IR FLM 4.5U BIT WO2 85C 3/4" SS FM | 1 | [12 empty] | #FFFFFFFF |  |  | FALSE | FALSE | FALSE | [20 empty] | DESKTOP-7SAL8M7\acont | 2019-08-13 09:04 | THOR\acont | 2024-10-09 10:48
a377dfd3-9668-4d12-8028-c3954b61c144 |  |  |  | North | Edwards |  | Hardware |  |  |  | Hardware | TRUE | MN-HSAMPCL16 |  | ECC replacement 120 VAC power amplifier and mated compression/limiter mounted in mini-rack for ECC for MN-HS16 or MN-HSMP650 Series | 1 | [6 empty] | FALSE | [5 empty] | #FFFFFFFF |  |  | FALSE | FALSE | FALSE | [14 empty] | FALSE | [7 empty] | THOR\acont | 2024-10-09 10:48
27734dbc-07f6-4941-afdc-c396d4db3efb | NFPA 170 ISOLATION MODULE |  |  | North | Farenhyt |  | Isolator Module |  |  |  | Module | TRUE | IDP-ISO | ++ | Line isolation module | 1 | 0.00045 | 0.005 |  |  |  |  | FALSE | [5 empty] | #FFFF0000 | FA-NFPA 170 ISOLATION MODULE | 1 | FALSE | FALSE | FALSE | 1200 | [13 empty] | FALSE | [5 empty] | DESKTOP-7EIEB7A\acont | 2023-02-27 07:10 | THOR\acont | 2024-09-08 17:27 | Cloned from Silent Knight SK-ISO | [Farenhyt, Silent Knight] [ISO] 01 [*] [ISO ++] IDP-ISO, ISO-6, SD500-LIM, SK-ISO
018b3a68-87d9-45ff-9d49-c3a0ab22daac | NFPA 170 HORN STROBE CEILING |  |  | North | Kidde |  | Horn/Strobe |  |  |  | Module | TRUE | WG4RN-HVMHC (C) |  | Outdoor horn-strobe, red w/o marking, high candela, clear lens | 1 | 0 | 0.526 |  |  |  |  | FALSE | TRUE |  |  |  |  | #FF0070C0 | FA-NFPA 170 HORN STROBE CEILING | 1 | FALSE | FALSE | FALSE | 2013 | [13 empty] | FALSE |  |  | C, WP |  |  | DESKTOP-7EIEB7A\acont | 2022-01-05 12:28 | THOR\acont | 2024-09-08 17:27 | Cloned from Edwards WG4RN-HVMHC (C) | [Edwards, Kidde] [NAC] [UL1638, 16 VFWR, CONTINUOUS] WG4RF-HVMHC, WG4RF-HVMHC (C) (C), WG4RN-HVMHC, WG4RN-HVMHC (C) (C), WG4WF-HVMHC, WG4WF-HVMHC (C) (C), WG4WN-HVMHC, WG4WN-HVMHC (C) (C) [Edwards, Kidde] [NAC] [UL1971, 24 VDC, CONTINUOUS] WG4RF-HVMHC, WG4RF-HVMHC (C) (C), WG4RN-HVMHC, WG4RN-HVMHC (C) (C), WG4WF-HVMHC, WG4WF-HVMHC (C) (C), WG4WN-HVMHC, WG4WN-HVMHC (C) (C) [Edwards, Kidde] [NAC] [UL1638, 16 VDC, CONTINUOUS] WG4RF-HVMHC, WG4RF-HVMHC (C) (C), WG4RN-HVMHC, WG4RN-HVMHC (C) (C), WG4WF-HVMHC, WG4WF-HVMHC (C) (C), WG4WN-HVMHC, WG4WN-HVMHC (C) (C) [Edwards, Kidde] [NAC] [UL1638, 24 VDC, CONTINUOUS] WG4RF-HVMHC, WG4RF-HVMHC (C) (C), WG4RN-HVMHC, WG4RN-HVMHC (C) (C), WG4WF-HVMHC, WG4WF-HVMHC (C) (C), WG4WN-HVMHC, WG4WN-HVMHC (C) (C) [Edwards, Kidde] [NAC] [UL1971, 16 VFWR, CONTINUOUS] WG4RF-HVMHC, WG4RF-HVMHC (C) (C), WG4RN-HVMHC, WG4RN-HVMHC (C) (C), WG4WF-HVMHC, WG4WF-HVMHC (C) (C), WG4WN-HVMHC, WG4WN-HVMHC (C) (C) [Edwards, Kidde] [NAC] [UL1971, 16 VDC, CONTINUOUS] WG4RF-HVMHC, WG4RF-HVMHC (C) (C), WG4RN-HVMHC, WG4RN-HVMHC (C) (C), WG4WF-HVMHC, WG4WF-HVMHC (C) (C), WG4WN-HVMHC, WG4WN-HVMHC (C) (C)
2a59caa3-ef22-4f7a-80c8-c3b040be31c4 | NFPA 170 FIRE ALARM CONTROL UNIT | RISER FACP |  | North | MIRCOM |  | Fire Alarm Control Unit |  |  |  | Assembly | TRUE | FA-300-6DDR |  | Six Zone LCD Display Fire Alarm Control Panel with UDACT/Digital Communicator | 1 | [6 empty] | FALSE | [5 empty] | #FFFF0000 | FA-NFPA 170 FIRE ALARM CONTROL UNIT | 1 | FALSE | FALSE | FALSE | 202 | [8 empty] | 7,12,18 |  |  |  |  | TRUE | [5 empty] | AULAPTOP-PC\Aulaptop | 2018-10-13 06:06 | THOR\acont | 2024-09-08 17:27
236960c9-bd60-4b77-95a2-c3b702b01c10 | NFPA 170 SMOKE DETECTOR |  |  | North | Edwards |  | Smoke Detector |  |  |  | Module | TRUE | SIGA2-PHS w/SIGA-AB4G-LF BASE | ++ | Photoelectric Smoke/Heat Detector | 1 | 7e-05 | 7e-05 |  |  |  |  | FALSE | TRUE |  |  |  |  | #FFFF0000 | FA-NFPA 170 SMOKE DETECTOR | 1 | FALSE | FALSE | FALSE | 1408 | [13 empty] | FALSE |  |  | LF |  |  |  |  | THOR\acont | 2024-10-08 16:26 | 20191121 AC Detector with base | [Edwards, Kidde] [AUX POWER] FX-HD w/SB4U-LF BASE, FX-PD w/SB4U-LF BASE (C), FX-PHD w/SB4U-LF BASE (C), SIGA2-COS w/SIGA-AB4G-LF BASE, SIGA2-HCOS w/SIGA-AB4G-LF BASE, SIGA2-HFS w/SIGA-AB4G-LF BASE, SIGA2-HRS w/SIGA-AB4G-LF BASE, SIGA2-PCOS w/SIGA-AB4G-LF [Edwards, Kidde] [SLC EST SENSORS] 01 [*] [EST3, iO1000] DS-HFS (C), DS-PS (C), FX-HD w/IB4U BASE, FX-HD w/RB4U BASE, FX-HD w/SB4U BASE, FX-HD w/SB4U-LF BASE, FX-HD wB4U BASE, FX-PD w/B4U BASE (C), FX-PD w/IB4U BASE (C), FX-PD w/SB4U BASE (C), FX-PD w/SB [Edwards, Kidde] [SLC EST SENSORS] [*] [#4 TYPE ADDR ¦ SENSORS] KI-DDOS (C), SIGA2-COS w/SIGA-AB4G BASE, SIGA2-COS w/SIGA-AB4G-LF BASE, SIGA2-COS w/SIGA-AB4GT BASE, SIGA2-COS w/SIGA-IB BASE, SIGA2-COS w/SIGA-RB BASE, SIGA2-COS w/SIGA-SB BASE, SIGA2-HCOS [Edwards, Kidde] [SLC EST MODULES/SENSORS] 01 [*] [iO64] DS-HFS (C), DS-PS (C), FX-HD w/IB4U BASE, FX-HD w/RB4U BASE, FX-HD w/SB4U BASE, FX-HD w/SB4U-LF BASE, FX-HD wB4U BASE, FX-PD w/B4U BASE (C), FX-PD w/IB4U BASE (C), FX-PD w/SB4U BASE (C), FX-PD w/SB [Edwards, Kidde] [SLC EST MODULES SENSORS] [*] [#2 SHARED ADDR ¦ SENSORS] KI-DDOS (C), SIGA2-COS w/SIGA-AB4G BASE, SIGA2-COS w/SIGA-AB4G-LF BASE, SIGA2-COS w/SIGA-AB4GT BASE, SIGA2-COS w/SIGA-IB BASE, SIGA2-COS w/SIGA-RB BASE, SIGA2-COS w/SIGA-SB BASE, S
0bed572a-5f52-4840-bd1b-c3b8e5e3d294 | NFPA 170 ADDRESSABLE OUTPUT MODULE |  |  | North | Bosch |  | Addressable Control/Relay |  |  |  | Module | TRUE | D7035 | ++ | Multiplex octal relay module | 1 | 0.215 | 0.215 |  |  | 12 | [7 empty] | #FFFF0000 | FA-NFPA 170 ADDRESSABLE OUTPUT MODULE | 1 | FALSE | FALSE | FALSE | [20 empty] | DESKTOP-7EIEB7A\acont | 2021-08-13 06:25 | THOR\acont | 2024-09-08 17:27 |  | [Bosch] [OPTION BUS] [*] [BUS ++] D7030X, D7030X-S2, D7030X-S8, D7032, D7035, D7035B, D7042, D7042B, D7048, D7048B, FMR-1000-RA, FMR-1000-RCMD, FMR-7033, FMR-7036 | [Bosch] B308, D7035, D7035B, D8129
ab235f41-454a-4ce2-b595-c3b96dc7c63d | NFPA 170 FIRE ALARM CONTROL UNIT | RISER FACP |  | North | Hochiki |  | Fire Alarm Control Unit |  |  |  | Assembly | TRUE | LA801K1-44 |  | FireNET L@TITUDE Analog Addressable Fire Alarm Control Panel, 8 Slot Standard Plex-Door Enclosure, 5.25 A 115V, 2-Loop Panel Module, Hochiki Protocol, Network Module, and Media Gateway™, Gray, Printer / 48 Zone LEDs | 1 | [6 empty] | FALSE |  |  | *Refer to Install Sheet | 16.5in (W) x 23.2in (H) x 6in (D) | KM5FCRD (Optional Semi-Flush Mounting Kit) | #FFFF0000 | FA-NFPA 170 FIRE ALARM CONTROL UNIT | 1 | FALSE | FALSE | FALSE | 202 | [8 empty] | 7,12,18,28,33,40 |  |  | 5.25 |  | TRUE | [5 empty] | DESKTOP-GHR3H5U\Anthony | 2019-11-27 07:23 | THOR\acont | 2024-09-08 17:27
091f8fad-5d6a-415a-8ce8-c3bbfdf1afbd | NFPA 170 DUCT SMOKE DETECTOR |  |  | North | Potter |  | Duct Smoke Detector |  |  |  | Module | TRUE | PAD100-DUCTR | + | Analog Addressable Duct Detector W/ Relay | 1 | 0.0005 | 0.0005 |  |  |  |  | FALSE | TRUE |  |  |  |  | #FFFF0000 | FA-NFPA 170 DUCT SMOKE DETECTOR | 1 | FALSE | FALSE | FALSE | 1400 | [13 empty] | FALSE |  |  | R |  |  |  |  | THOR\acont | 2024-09-08 17:27 | 20191121 AC Detector without base | [Potter] [SLC PAD] [*] [#2 SHARED ADDR ¦ SENSORS] PAD100-CD w/PAD100-4DB, PAD100-CD w/PAD100-6DB, PAD100-CD w/PAD100-IB, PAD100-CD w/PAD100-LFSB, PAD100-CD w/PAD100-RB, PAD100-CD w/PAD100-SB, PAD100-CD w/PAD100-SPKB, PAD100-DUCT (C), PAD100-DUCTR (C), PA [Potter] [AUX POWER] PAD100-DUCTR (C), PAD200-DUCTR (C) | [Potter] PAD100-DUCTR, PAD200-DUCT, PAD200-DUCTR, PAD300-DUCTR w/PAD300-DD [Potter] PAD100-DUCTR, PAD100-OROI, PAD100-RM, PAD200-DUCTR, PAD300-DUCTR w/PAD300-DD
7f160a7f-d48a-4094-a130-c3bc68900f02 |  |  |  | North | Edwards |  | Hardware |  |  |  | Hardware | TRUE | VP-3 |  | Vented Panel, takes 2 Rack Spaces, 3 1/2" | 1 | [6 empty] | FALSE | [5 empty] | #FFFFFFFF |  |  | FALSE | FALSE | FALSE | [14 empty] | FALSE | [7 empty] | THOR\acont | 2024-10-09 10:48
7b499f48-ea8e-4462-95b9-c3bd481a5725 | NFPA 170 HORN STROBE |  |  | North | Eaton Wheelock |  | Horn/Strobe |  |  |  | Module | TRUE | AMT-24MCW-FR |  | Horn Strobe Multi-Candela, red | 1 | 0.06 | 0.102 |  |  |  |  | FALSE | FALSE |  |  |  |  | #FF0070C0 | FA-NFPA 170 HORN STROBE | 1 | FALSE | FALSE | FALSE | 2012 | [13 empty] | FALSE | [7 empty] | THOR\acont | 2024-09-08 17:27 |  | [Eaton Wheelock] [NAC] AMT-24MCW-FR, AMT-24MCW-FW
c274e389-2ee0-4a4d-b156-c3be87bdfdd1 | NFPA 170 SMOKE HEAT DETECTOR |  |  | North | Potter |  | Smoke/Heat Detector |  |  |  | Module | TRUE | PAD100-PHD w/PAD100-RB (Split) | + | Photoelectric Smoke/Heat Detector with 6" Base with One Form-C Relay Contact | 1 | 0.0005 | 0.0005 |  |  |  |  | FALSE | TRUE |  |  |  |  | #FFFF0000 | FA-NFPA 170 SMOKE HEAT DETECTOR | 1 | FALSE | FALSE | FALSE | 1411 | [13 empty] | FALSE |  |  | RB |  |  | THOR\acont | 2025-02-13 08:09 |  |  | Cloned from Potter PAD100-PHD w/PAD100-RB | [Potter] [SLC PAD] [*] [#2 SHARED ADDR ¦ SENSORS] PAD100-CD w/PAD100-4DB, PAD100-CD w/PAD100-6DB, PAD100-CD w/PAD100-IB, PAD100-CD w/PAD100-LFSB, PAD100-CD w/PAD100-RB, PAD100-CD w/PAD100-SB, PAD100-CD w/PAD100-SPKB, PAD100-DUCT (C), PAD100-DUCTR (C), PA
37a10df1-b026-485d-94ba-c3bfd385017f | NFPA 170 HEAT DETECTOR LINE TYPE |  |  | North | Protectowire |  | Heat Detector |  |  |  | Module | TRUE | ZONE BOX | + | Zone Box for Linear Heat Detection | 1 | [6 empty] | TRUE | [5 empty] | #FFFF0000 | FA-NFPA 170 HEAT DETECTOR LINE TYPE | 1 | FALSE | FALSE | FALSE | [20 empty] | DESKTOP-7EIEB7A\acont | 2020-12-11 10:48 | THOR\acont | 2024-09-08 17:27 | Cloned from Protectowire ELR-HD-4-QC | [Protectowire] [IDC] 04 ZONE BOX | [Protectowire] SPLICE BOX, ZONE BOX
79f3430a-963f-42d3-bfb6-c3c2d01d3000 |  |  |  | North | Autocall |  | Cards & Components |  |  |  | Card | TRUE | A100-6031 |  | City Circuit, with disconnect switches | 1 | 0.02 | 0.036 |  |  |  |  | TRUE | [5 empty] | #FFFFFFFF |  |  | FALSE | FALSE | FALSE | [20 empty] | DESKTOP-0D6CQVA\lousc | 2019-07-06 11:40 | THOR\acont | 2024-10-09 10:48 | Cloned from AutoCall A100-6047
91de6518-d481-47f2-a411-c3c3c546fd02 |  |  |  | North | Edwards |  | Hardware |  |  |  | Hardware | TRUE | G4AVWF-FR-CVR | ++ | Replacement Appliance Cover, Horn Strobe, White, FEU | 1 | [12 empty] | #FFFFFFFF |  |  | FALSE | FALSE | FALSE | [20 empty] | THOR\acont | 2024-06-05 08:48 | THOR\acont | 2024-10-09 10:48 | Cloned from Edwards G4AVRF-FR-CVR
88ab2612-50f5-411f-b0ab-c3c4d278d61a |  |  |  | North | Autocall |  | Cards & Components |  |  |  | Card | TRUE | A100-1253 |  | 1 Channel (audio or mike) | 1 | 0.024 | 0 |  |  |  |  | TRUE | [5 empty] | #FFFFFFFF |  |  | FALSE | FALSE | FALSE | [20 empty] | DESKTOP-0D6CQVA\lousc | 2019-07-07 14:40 | THOR\acont | 2024-10-09 10:48 | Cloned from AutoCall A100-1252 |  | [Autocall] A100-1252, A100-1253
eef6988c-0fb3-4dc0-a67b-c3c514f7486c |  |  |  | North | Honeywell |  | Cards & Components |  |  |  | Card | TRUE | HPF-PS10 MAIN BOARD | + | Fire Alarm Power Supply Main Board | 1 | 0.156 | 0.185 |  |  |  |  | TRUE | FALSE | SURFACE |  | PROVIDED | N/A | #FFFFFFFF |  |  | FALSE | FALSE | FALSE |  |  |  | 7315-0028:0225 | [10 empty] | FALSE | [5 empty] | DESKTOP-7EIEB7A\acont | 2023-03-15 08:12 | THOR\acont | 2024-10-09 10:48 | Cloned from Gamewell FCI HPF-PS10 MAIN BOARD | [Gamewell FCI, Honeywell] [NAC Trigger] [#2] HPF-PS10 MAIN BOARD, HPF-PS6 MAIN BOARD [Gamewell FCI, Honeywell] [NAC Trigger] [ALL DEVICES ++] HPF-PS10 MAIN BOARD, HPF-PS6 MAIN BOARD | [Gamewell FCI, Honeywell] HPF-PS10 MAIN BOARD [Gamewell FCI, Honeywell] HPF-PS10 MAIN BOARD
312db536-28ec-4b10-86a6-c3c6b5b2a427 | NFPA 170 STROBE CEILING |  |  | North | System Sensor |  | Strobe |  |  |  | Module | TRUE | SCRL | + | Strobe, Red | 1 | 0 | 0.111 |  |  |  |  | FALSE | TRUE |  |  |  |  | #FF0070C0 | FA-NFPA 170 STROBE CEILING | 1 | FALSE | FALSE | FALSE | 2022 | [13 empty] | FALSE |  |  | C |  |  |  |  | THOR\acont | 2024-09-08 17:27 |  | [BluePoint, System Sensor] [NAC] [12VDC] BP04-501P (C), BP04-A501P (C), SCRL (C), SCWL (C), SCWL-CLR-ALERT (C) [BluePoint, System Sensor] [NAC] [24VDC] BP04-501P (C), BP04-A501P (C), SCRL (C), SCWL (C), SCWL-CLR-ALERT (C) [BluePoint, System Sensor] [NAC] [24VFWR] BP04-501P (C), BP04-A501P (C), SCRL (C), SCWL (C), SCWL-CLR-ALERT (C)
1725adc3-4272-4ffc-b19f-c3ce4e3f9724 |  |  |  | North | Edwards |  | Hardware |  |  |  | Hardware | TRUE | 3000-203 |  | 4-inch Square Cover Plate | 1 | [6 empty] | FALSE | [5 empty] | #FFFFFFFF |  |  | FALSE | FALSE | FALSE | [14 empty] | FALSE | [7 empty] | THOR\acont | 2024-10-09 10:48
9e4b3b3f-cae4-494d-a6a9-c3d30e275069 | CADGEN DOOR CONTACT |  |  | North | NASCOM |  | Door Contact |  |  |  | Module | TRUE | N707AU/STR1xxR2xxR3xxR4xx | ++ | Switch and e-strike magnet set with tamper circuit resistor in series — xx=resistor value | 1 |  |  |  |  | 1.5 | [7 empty] | #FFFF0000 | FA-CADGEN DOOR CONTACT | 1 | FALSE | FALSE | FALSE | [17 empty] | REX |  |  | THOR\acont | 2023-11-10 12:48 | THOR\acont | 2024-09-08 17:27 | Cloned from NASCOM N707AU/ST CLONED CLONED CLONED CLONED CLONED CLONED CLONED | [NASCOM] [ACCESS CONTROL INPUT] [*] [INPUT] C CONTACT, D CONTACT, MET-200, MET-200 AR, MET-201B, MET-201B AR, MET-202C, MET-202C AR, MET-202C AR-WP18, MET-204C, MET-204C AR, N1178CGSHK/STO36W1, N200AU/ST036, N200AU/ST036 x 2, N505AUTMC, N707AU/M, N707AU/ [NASCOM] [IDC] 01 [INPUT] C CONTACT, D CONTACT, MET-200, MET-200 AR, MET-201B, MET-201B AR, MET-202C, MET-202C AR, MET-202C AR-WP18, MET-204C, MET-204C AR, N1178CGSHK/STO36W1, N200AU/ST036, N200AU/ST036 x 2, N505AUTMC, N707AU/M, N707AU/ST, N707AU/STATS,
b0e0b85d-88a1-4cec-be1a-c3dd585cbe62 | NFPA 170 HORN CEILING |  |  | North | Autocall |  | Horn |  |  |  | Module | TRUE | A49AO-APPLC-O-BA | + | Audible Only Notification Appliances, Weatherproof Ceiling Mount Electronic Horns, Specify Cover, Assembled in USA | 1 | 0 | 0 |  |  |  |  | TRUE | TRUE |  |  |  |  | #FF0070C0 | FA-NFPA 170 HORN CEILING | 1 | FALSE | FALSE | FALSE | 2013 | [16 empty] | C, WP |  |  | DESKTOP-7EIEB7A\acont | 2022-02-21 14:19 | THOR\acont | 2024-09-08 17:27 | Cloned from Autocall A49AO-APPLC-O | [Autocall, Simplex] [IDNac] [23VDC, STEADY HIGH] 49AO-APPLC-O (C), 49AO-APPLC-O-BA (C), A49AO-APPLC-O (C), A49AO-APPLC-O-BA (C)
879bdca7-bf82-42d3-8c6a-c3e3d8350678 | NFPA 170 SMOKE DETECTOR |  |  | North | Notifier |  | Smoke Detector |  |  |  | Module | TRUE | FSL-751 w/B200SR | ++ | DETECTOR, SMOKE, ADDRESSABLE PHOTO w/SOUNDER BASE, LOW FREQUENCY | 1 | 0.00033 | 0.0065 |  |  |  |  | FALSE | TRUE |  |  |  |  | #FFFF0000 | FA-NFPA 170 SMOKE DETECTOR | 1 | FALSE | FALSE | FALSE | 1408 | [13 empty] | FALSE |  |  | LF¦SB |  |  |  |  | THOR\acont | 2024-09-08 17:27 | 20191121 AC Detector with base | [Honeywell, Notifier, System Sensor] [SLC MODULES SENSORS] [*] [#2 SHARED ADDR ¦ SENSORS] 2251B (C), 2251-COPTIR (C), 2251-COPTIR w/B200S-WH (C), 2251TB (C), 2251TMB (C), 5251B (C), 5251B-WP (C), 5251H (C), 5251RB (C), 5251RB-WP (C), 7251 (C), 7251DH (C) [Honeywell, Notifier, System Sensor] [SLC SENSORS] [*] [#4 TYPE ADDR ¦ SENSORS] 2251B (C), 2251-COPTIR (C), 2251-COPTIR w/B200S-WH (C), 2251TB (C), 2251TMB (C), 5251B (C), 5251B-WP (C), 5251H (C), 5251RB (C), 5251RB-WP (C), 7251 (C), 7251DH (C), DH200LP [Notifier] [AUX POWER] B200SR-WH, FSD-751P w/B200SR (C), FSD-751PL w/B200SR (C), FSD-751RP w/B200SR (C), FSD-751RPL w/B200SR (C), FSI-851 w/B200SR (C), FSL-751 w/B200SR (C), FSP-851 w/B200SR (C), FSP-851T w/B200SR (C), FST-851 w/B200SR (C), FST-851H w/B2
960056da-59e8-422c-bbfb-c3e54d13a3a7 | NFPA 170 FIRE PHONE |  |  | North | Siemens |  | Fire Phone |  |  |  | Module | TRUE | FJ-303 | ++ | Fireman's Phone Jack | 1 | 0 | 0.02 |  |  |  |  | FALSE | [5 empty] | #FFFF0000 | FA-NFPA 170 FIRE PHONE | 1 | FALSE | FALSE | FALSE | 208 | [13 empty] | FALSE |  |  | FPJ |  |  | DESKTOP-7EIEB7A\acont | 2023-07-10 17:22 | THOR\acont | 2024-09-08 17:27 | Cloned from Siemens FT-302CL | [Siemens] [FFT] [FFT] FJ-303, FJ-304, FT-302, FT-302C, FT-302CL
f8a31433-567c-4624-90a6-c3e55db00e34 | NFPA 170 SPEAKER STROBE |  |  | North | Hochiki |  | Speaker/Strobe |  |  |  | Module | TRUE | ET70WP-24185W-FR |  | Speaker/Strobe, wall, 24 VDC, 185CD, WP, red | 1 | 0 | 0.155 |  |  |  |  | FALSE | FALSE |  |  |  |  | #FF0070C0 | FA-NFPA 170 SPEAKER STROBE | 1 | FALSE | FALSE | FALSE | 2019 | [13 empty] | FALSE |  |  | WP |  |  | DESKTOP-7SAL8M7\acont | 2020-11-17 09:39 | THOR\acont | 2024-09-08 17:27 | Cloned from Hochiki ET70WP-2475W-FR | [Eaton Wheelock, Hochiki] [AUDIO 25v] [25V AUDIO] ET70WP-24115C-FR (C), ET70WP-24115C-FW (C), ET70WP-24135C-FR (C), ET70WP-24135C-FW (C), ET70WP-24135W-FR (C), ET70WP-24135W-FW (C), ET70WP-24177C-FR (C), ET70WP-24177C-FW (C), ET70WP-24185W-FR, ET70WP-241 [Eaton Wheelock, Hochiki] [NAC] ET70WP-24185W-FR, ET70WP-24185W-FW, ET70WP-24185W-FW w/IOB-W [Eaton Wheelock, Hochiki] [AUDIO 70.7v] [70V AUDIO] ET70WP-24115C-FR (C), ET70WP-24115C-FW (C), ET70WP-24135C-FR (C), ET70WP-24135C-FW (C), ET70WP-24135W-FR (C), ET70WP-24135W-FW (C), ET70WP-24177C-FR (C), ET70WP-24177C-FW (C), ET70WP-24185W-FR, ET70WP-2
bab7f104-b393-4a66-b0fd-c3e7d2703929 | NFPA 170 STROBE CEILING |  |  | North | System Sensor |  | Strobe |  |  |  | Module | TRUE | SCR | + | Strobe, Red | 1 | 0 | 0.111 |  |  |  |  | FALSE | TRUE |  |  |  |  | #FF0070C0 | FA-NFPA 170 STROBE CEILING | 1 | FALSE | FALSE | FALSE | 2022 | [13 empty] | FALSE |  |  | C |  |  | DESKTOP-7EIEB7A\acont | 2021-10-06 06:58 | THOR\acont | 2024-09-08 17:27 | Cloned from System Sensor SCRL | [System Sensor] [NAC] [VFWR] SCR (C), SCW (C) [System Sensor] [NAC] [VDC] SCR (C), SCW (C)
3ac2b21b-fb31-4aae-b233-c3f114c9f157 |  |  |  | North | Bosch | [5 empty] | Module | TRUE | D5060 | * | Need To Program Existing Lka Account That Uses These Bosch Modules/Equipment | 1 | [12 empty] | #FFFFFFFF |  |  | FALSE | FALSE | FALSE | [20 empty] | DESKTOP-7EIEB7A\acont | 2021-08-13 06:25 | THOR\acont | 2024-10-09 10:48
fc13814f-95dd-421e-a385-c3f3c0761d79 | NFPA 170 NOTIFICATION CIRCUIT EXTENDER PANEL | RISER NAC |  | North | MIRCOM |  | Notification Circuit Extender Panel |  |  |  | Assembly | TRUE | BPS-602 | + | 6-Amp, 24-Volt Power Supply | 1 | [6 empty] | FALSE | [5 empty] | #FFFF0000 | FA-NFPA 170 NOTIFICATION CIRCUIT EXTENDER PANEL | 1 | FALSE | FALSE | FALSE | 212 | [8 empty] | 7,12 |  |  |  |  | TRUE | [5 empty] | DESKTOP-7EIEB7A\acont | 2022-04-08 09:38 | THOR\acont | 2024-09-08 17:27 | Cloned from Altronix AL602ULADA
5afc097f-f73e-4f05-acf5-c3f7bdbb7959 | NFPA 170 SMOKE HEAT DETECTOR |  |  | North | Kidde |  | Smoke/Heat Detector |  |  |  | Module | TRUE | KIR-PHD w/KI-ABDT BASE | ++ | Intelligent Multisensor Smoke and Heat Detector | 1 | 5.1e-05 | 6.8e-05 |  |  |  |  | FALSE | TRUE |  |  |  |  | #FFFF0000 | FA-NFPA 170 SMOKE HEAT DETECTOR | 1 | FALSE | FALSE | FALSE | 1408 | [13 empty] | FALSE | [5 empty] | DESKTOP-7EIEB7A\acont | 2023-05-24 19:04 | THOR\acont | 2024-09-08 17:27 | Cloned from Kidde KI-PHD w/KI-ABDT BASE | [Edwards, Kidde] [SLC EST SENSORS] 01 [*] [EST3, iO1000] DS-HFS (C), DS-PS (C), FX-HD w/IB4U BASE, FX-HD w/RB4U BASE, FX-HD w/SB4U BASE, FX-HD w/SB4U-LF BASE, FX-HD wB4U BASE, FX-PD w/B4U BASE (C), FX-PD w/IB4U BASE (C), FX-PD w/SB4U BASE (C), FX-PD w/SB [Edwards, Kidde] [SLC EST MODULES/SENSORS] 01 [*] [iO64] DS-HFS (C), DS-PS (C), FX-HD w/IB4U BASE, FX-HD w/RB4U BASE, FX-HD w/SB4U BASE, FX-HD w/SB4U-LF BASE, FX-HD wB4U BASE, FX-PD w/B4U BASE (C), FX-PD w/IB4U BASE (C), FX-PD w/SB4U BASE (C), FX-PD w/SB [Kidde] [SLC EST MODULES SENSORS] [*] [#2 SHARED ADDR ¦ SENSORS] DS-HFS (C), DS-PS (C), FX-HD w/IB4U BASE, FX-HD w/RB4U BASE, FX-HD w/SB4U BASE, FX-HD w/SB4U-LF BASE, FX-HD wB4U BASE, FX-PD w/B4U BASE (C), FX-PD w/IB4U BASE (C), FX-PD w/SB4U BASE (C), FX [Kidde] [SLC EST SENSORS] [*] [#4 TYPE ADDR ¦ SENSORS] DS-HFS (C), DS-PS (C), FX-HD w/IB4U BASE, FX-HD w/RB4U BASE, FX-HD w/SB4U BASE, FX-HD w/SB4U-LF BASE, FX-HD wB4U BASE, FX-PD w/B4U BASE (C), FX-PD w/IB4U BASE (C), FX-PD w/SB4U BASE (C), FX-PD w/SB4U [Edwards, Kidde] [AUX POWER] KI-COD w/KI-ABDT BASE (C), KI-HCD w/KI-ABDT BASE, KI-HRD w/KI-ABDT BASE, KI-PCD w/KI-ABDT BASE (C), KI-PD w/KI-ABDT BASE (C), KI-PHCD w/KI-ABDT BASE (C), KI-PHD w/KI-ABDT BASE (C), KIR-COD w/KI-ABDT BASE (C), KIR-HCD w/KI-ABD
ed602869-4715-43b2-8652-c3fdddb5074b |  |  |  | North | Edwards |  | Hardware |  |  |  | Hardware | TRUE | PC-1326 |  | 100 Proximity Molded Card - EST Brand | 1 | [6 empty] | FALSE | [5 empty] | #FFFFFFFF |  |  | FALSE | FALSE | FALSE | [14 empty] | FALSE | [7 empty] | THOR\acont | 2024-10-09 10:48
145c7cb7-7a83-4413-ab29-c40027725c97 |  |  |  | North | Siemens |  | Hardware |  |  |  | Hardware | TRUE | FHK2004-R3 | S54400-C169-A1 | Cerberus PRO Voice Enclosure Kit (Red) Consists of: One FHB2005-R1 3HU Backbox (red), two FHD2004-U1 Inner Door, one FHD2007-R3 Outer Door (red), one FHD2009-R1 Blank Outer Door Plate (red), two FHD2006-U1 Clear Window | 1 | [6 empty] | FALSE | [5 empty] | #FFFFFFFF |  |  | FALSE | FALSE | FALSE | [14 empty] | FALSE | [5 empty] | AULAPTOP-PC\Aulaptop | 2019-04-21 04:21 | THOR\acont | 2024-10-09 10:48 | Cloned from Siemens FHK2004-U3
4f4989c1-08bc-4d23-8c2f-c401faf53edf | NFPA 170 SMOKE CO DETECTOR |  |  | North | Edwards |  | Smoke/CO Detector |  |  |  | Module | TRUE | SIGA-PCD w/SIGA-AB4G BASE | ++ | Photoelectric smoke and carbon monoxide life safety detector, | 1 | 5.1e-05 | 6.8e-05 |  |  |  |  | FALSE | TRUE |  |  |  |  | #FFFF0000 | FA-NFPA 170 SMOKE CO DETECTOR | 1 | FALSE | FALSE | FALSE | 1408 | [13 empty] | FALSE | [7 empty] | THOR\acont | 2024-10-08 16:47 | 20191121 AC Detector with base | [Edwards, Kidde] [SLC EST MODULES SENSORS] [*] [#2 SHARED ADDR ¦ SENSORS] KI-DDOS (C), SIGA2-COS w/SIGA-AB4G BASE, SIGA2-COS w/SIGA-AB4G-LF BASE, SIGA2-COS w/SIGA-AB4GT BASE, SIGA2-COS w/SIGA-IB BASE, SIGA2-COS w/SIGA-RB BASE, SIGA2-COS w/SIGA-SB BASE, S [Edwards, Kidde] [SLC EST SENSORS] 01 [*] [EST3, iO1000] DS-HFS (C), DS-PS (C), FX-HD w/IB4U BASE, FX-HD w/RB4U BASE, FX-HD w/SB4U BASE, FX-HD w/SB4U-LF BASE, FX-HD wB4U BASE, FX-PD w/B4U BASE (C), FX-PD w/IB4U BASE (C), FX-PD w/SB4U BASE (C), FX-PD w/SB [Edwards, Kidde] [SLC EST MODULES/SENSORS] 01 [*] [iO64] DS-HFS (C), DS-PS (C), FX-HD w/IB4U BASE, FX-HD w/RB4U BASE, FX-HD w/SB4U BASE, FX-HD w/SB4U-LF BASE, FX-HD wB4U BASE, FX-PD w/B4U BASE (C), FX-PD w/IB4U BASE (C), FX-PD w/SB4U BASE (C), FX-PD w/SB [Edwards, Kidde] [AUX POWER] FX-HD w/SB4U BASE, FX-PD w/SB4U BASE (C), FX-PHD w/SB4U BASE (C), KI-COD w/KI-ABST BASE (C), KI-HCD w/KI-ABST BASE, KI-HRD w/KI-ABST BASE, KI-PCD w/KI-ABST BASE (C), KI-PD w/KI-ABST BASE (C), KI-PHCD w/KI-ABST BASE (C), KI-PH [Edwards, Kidde] [SLC EST SENSORS] [*] [#4 TYPE ADDR ¦ SENSORS] KI-DDOS (C), SIGA2-COS w/SIGA-AB4G BASE, SIGA2-COS w/SIGA-AB4G-LF BASE, SIGA2-COS w/SIGA-AB4GT BASE, SIGA2-COS w/SIGA-IB BASE, SIGA2-COS w/SIGA-RB BASE, SIGA2-COS w/SIGA-SB BASE, SIGA2-HCOS
237db525-b3dc-44bc-a2ff-c4020869c553 |  |  |  | North | Honeywell | [5 empty] | Module | TRUE | 4275 |  | Dual PIR | 1 | [6 empty] | FALSE | [5 empty] | #FFFFFFFF |  |  | FALSE | FALSE | FALSE | [14 empty] | FALSE | [5 empty] | AULAPTOP-PC\Aulaptop | 2018-09-03 05:46 | THOR\acont | 2024-10-09 10:48
4d537a76-67e6-4add-909f-c409f61c4c08 | NFPA 170 ASPIRATING SMOKE DETECTOR |  |  | North | Gamewell FCI |  | Air Sampling Detection |  |  |  | Module | TRUE | 8100 | ++ | FAAST Conventional Fire Alarm Aspiration Sensing Technology | 1 | 0.5 | 0.65 |  |  |  |  | TRUE | TRUE |  |  |  |  | #FFFF0000 | FA-NFPA 170 ASPIRATING SMOKE DETECTOR | 1 | FALSE | FALSE | FALSE | 1408 | [19 empty] | DESKTOP-7EIEB7A\acont | 2023-05-03 08:42 | THOR\acont | 2024-09-08 17:27 | Cloned from Gamewell FCI 7100X | [Gamewell FCI] [AUX POWER] 7100X (C), 8100 (C), 9400X (C), AAD-7100X (C), AAD-8100 (C) [Gamewell FCI, Xtralis] [IDC] 03 [FIRE1] 7100X (C), 8100 (C), 9400X (C), AAD-7100X (C), AAD-8100 (C), VEP-A00-1P, VEP-A00-1P-NTF, VEP-A00-P, VEP-A00-P-NTF, VEP-A10-P, VEP-A10-P-NTF, VLF-250 (C), VLF-500 (C), VLI-880 (C), VLI-885 (C), XAS-1-US (C), XAS-2- [Gamewell FCI, Xtralis] [IDC] 01 [FAULT 1] 7100X (C), 8100 (C), 9400X (C), AAD-7100X (C), AAD-8100 (C), VEP-A00-1P, VEP-A00-1P-NTF, VEP-A00-P, VEP-A00-P-NTF, VEP-A10-P, VEP-A10-P-NTF, VLF-250 (C), VLF-500 (C), VLI-880 (C), VLI-885 (C), XAS-1-US (C), XAS- [Gamewell FCI, Xtralis] [IDC] 02 [ACTION] 7100X (C), 8100 (C), 9400X (C), AAD-7100X (C), AAD-8100 (C), VEP-A00-1P, VEP-A00-1P-NTF, VEP-A00-P, VEP-A00-P-NTF, VEP-A10-P, VEP-A10-P-NTF, VLF-250 (C), VLF-500 (C), VLI-880 (C), VLI-885 (C), XAS-1-US (C), XAS-2
c0d49576-90bf-4312-b864-c415b65f4531 | NFPA 170 ADDRESSABLE INPUT MONITOR MODULE |  |  | North | NAPCO |  | Addressable Module |  |  |  | Module | TRUE | GEMC-BSLC-1PT | + | Addressable SLC 1 point input expansion module | 1 | 0.002 | 0.002 | [10 empty] | #FFFF0000 | FA-NFPA 170 ADDRESSABLE INPUT MONITOR MODULE | 1 | FALSE | FALSE | FALSE | 1000 | [19 empty] | DESKTOP-7SAL8M7\acont | 2020-01-21 11:59 | THOR\acont | 2024-09-08 17:27 |  | [NAPCO] [SLC NAPCO BURG] 01 [*] GEMC-BSLC-1PT, GEMC-BSLC-4PT, GEMC-BSLC-DT, GEMC-BSLC-PIR, GEMC-BSLC-RLY
758daf76-0faf-490f-a2e8-c41b802fa1a7 |  |  |  | North | Edwards |  | Hardware |  |  |  | Hardware | TRUE | 4-2ANNMT | ++ | Mounting assembly for 4-2ANN, two wide annunciator | 1 | [12 empty] | #FFFFFFFF |  |  | FALSE | FALSE | FALSE | [20 empty] | DESKTOP-7EIEB7A\acont | 2023-02-09 23:02 | THOR\acont | 2024-10-09 10:48 | Cloned from Edwards 4-CAB16D-E
bc3cf566-bf7f-46f1-b02e-c4207f60897d |  |  |  | North | Edwards |  | Hardware |  |  |  | Hardware | TRUE | TRIM-1 |  | Gray Flush Mount Trim Ring for 1 Option Card Space Cabinet | 1 | [6 empty] | FALSE | [5 empty] | #FFFFFFFF |  |  | FALSE | FALSE | FALSE | [14 empty] | FALSE | [7 empty] | THOR\acont | 2024-10-09 10:48
33204c6e-8ee5-419b-91c8-c423ea0154d3 | NFPA 170 HEAT DETECTOR |  |  | North | Potter |  | Heat Detector |  |  |  | Module | TRUE | PAD300-HD w/PAD300-6DB | ++ | Heat Detector with 6" Standard Base | 1 | 0.0003 | 0.0003 |  |  |  |  | FALSE | [5 empty] | #FFFF0000 | FA-NFPA 170 HEAT DETECTOR | 1 | FALSE | FALSE | FALSE | 1403 | [13 empty] | FALSE |  |  | 6DB |  |  | DESKTOP-7EIEB7A\acont | 2023-01-20 07:12 | THOR\acont | 2024-09-08 17:27 | Cloned from Potter PAD100-HD w/PAD100-6DB | [Potter] [SLC PAD] [*] [#2 SHARED ADDR ¦ SENSORS] PAD100-CD w/PAD100-4DB, PAD100-CD w/PAD100-6DB, PAD100-CD w/PAD100-IB, PAD100-CD w/PAD100-LFSB, PAD100-CD w/PAD100-RB, PAD100-CD w/PAD100-SB, PAD100-CD w/PAD100-SPKB, PAD100-DUCT (C), PAD100-DUCTR (C), PA
4079de42-856a-4b0e-8a8e-c4242ce4dc8e | NFPA 170 SPEAKER STROBE CEILING |  |  | North | Edwards |  | Speaker/Strobe |  |  |  | Module | TRUE | GCF-S7VMH |  | 70V Speaker/Strobe, white, FIRE, 95, 115, 150, 177 cd, clear | 1 | 0 | 0.502 |  |  |  |  | FALSE | TRUE |  |  |  |  | #FF0070C0 | FA-NFPA 170 SPEAKER STROBE CEILING | 1 | FALSE | FALSE | FALSE | 2020 | [13 empty] | FALSE |  |  | C |  |  |  |  | THOR\acont | 2024-09-08 17:27 |  | [Edwards, Kidde] [AUDIO 70.7v] [70V AUDIO] G4F-S7, G4F-S7V1575, G4F-S7VM, G4HFRF-S7, G4HFRF-S7VMC, G4HFRN-S7, G4HFRN-S7VMC, G4HFWA-S7, G4HFWA-S7VMA, G4HFWA-S7VMC, G4HFWF-S7, G4HFWF-S7VMC, G4HFWN-S7, G4HFWN-S7VMA, G4HFWN-S7VMB, G4HFWN-S7VMC, G4RF-S7, G4RF [Edwards, Kidde] [NAC] [16 VDC] EGCF-S2VMH (C), EGCF-VMH (C), GCF-S2VMH (C), GCF-S7VMH (C), GCF-VMH (C), GCHFRF-S2VMCH (C), GCHFRF-S7VMCH (C), GCHFRN-S2VMCH (C), GCHFRN-S7VMCH (C), GCHFWA-S2VMAH (C), GCHFWA-S2VMCH (C), GCHFWA-S7VMAH (C), GCHFWA-S7VMCH (C [Edwards, Kidde] [NAC] [24 VDC] EGCF-S2VMH (C), EGCF-VMH (C), GCF-S2VMH (C), GCF-S7VMH (C), GCF-VMH (C), GCHFRF-S2VMCH (C), GCHFRF-S7VMCH (C), GCHFRN-S2VMCH (C), GCHFRN-S7VMCH (C), GCHFWA-S2VMAH (C), GCHFWA-S2VMCH (C), GCHFWA-S7VMAH (C), GCHFWA-S7VMCH (C
84272b22-6ca5-4d10-8834-c425c29fa503 | NFPA 170 STROBE WALL |  |  | North | Federal Signal |  | Strobe |  |  |  | Module | TRUE | FSEX-24PMR | ++ | Explosion Proof Strobe | 1 | [6 empty] | FALSE | [5 empty] | #FF0070C0 | FA-NFPA 170 STROBE WALL | 1 | FALSE | FALSE | FALSE | 2023 | [13 empty] | FALSE |  |  | XP |  |  | THOR\acont | 2024-08-14 12:30 | THOR\acont | 2024-09-08 17:27 | Cloned from Potter FSEX-24PMR | [Federal Signal, Potter] [NAC] FSEX-24 PMR, FSEX-24PMA-MOD, FSEX-24PMB-MOD, FSEX-24PMC-MOD, FSEX-24PMR, FSEX-24PMR-MOD
5caefc5a-a954-4f54-9c37-c42b09580faf |  |  |  | North | Potter | [5 empty] | Module | TRUE | HUS-7A |  | Latching Hold-up Switch U Shape Key Reset | 1 | [6 empty] | FALSE | [5 empty] | #FFFFFFFF |  |  | FALSE | FALSE | FALSE | [14 empty] | FALSE | [7 empty] | THOR\acont | 2024-10-09 10:48
8f263650-d056-4727-bcf7-c42b3ffa568c | NFPA 170 FIRE ALARM CONTROL UNIT | RISER FACP |  | North | Hochiki |  | Fire Alarm Control Unit |  |  |  | Assembly | TRUE | LA301K1-64 |  | FireNET L@TITUDE Analog Addressable Fire Alarm Control Panel, 4 Slot Deep Enclosure, 5.25 A 115V, 2-Loop Panel Module, Hochiki Protocol, Network Module, and Media Gateway™, Black, Printer / 48 Zone LEDs | 1 | [6 empty] | FALSE |  |  | *Refer to Install Sheet | 16.5in (W) x 23.2in (H) x 8in (D) | KM5FCRD (Optional Semi-Flush Mounting Kit) | #FFFF0000 | FA-NFPA 170 FIRE ALARM CONTROL UNIT | 1 | FALSE | FALSE | FALSE | 202 | [8 empty] | 7,12,18,28 |  |  | 5.25 |  | TRUE | [5 empty] | DESKTOP-GHR3H5U\Anthony | 2019-11-27 07:05 | THOR\acont | 2024-09-08 17:27
70c29e93-1432-4dd6-8e23-c432826fd625 |  |  |  | North | Edwards | [5 empty] | Card | TRUE | iO1000G-PG Mainboard |  | Mainboard for iO1000G-PG assembly |  | 0.227 | 0.392 |  |  |  |  | TRUE | [5 empty] | #FFFFFFFF |  |  | FALSE | FALSE | [15 empty] | FALSE | [7 empty] | DESKTOP-7EIEB7A\acont | 2023-03-31 12:04 |  | [Edwards, Kidde, Macurco] [IDC] [#1 ALARM] 2IDC, 76-600000-001 Main Board, 76-800xxx-xxx Main Board, 77-600000-901 Main Board, 84-732001-901 Main Board, DVP-120 Mainboard, EST1-2Z Mainboard, FSP1004G Mainboard, FSP1004G-2 Mainboard, FSP1004GD Mainboard, [Edwards, Kidde, Macurco] [IDC] [#3 SUPERVISORY] 2IDC, 76-600000-001 Main Board, 76-800xxx-xxx Main Board, 77-600000-901 Main Board, 84-732001-901 Main Board, DVP-120 Mainboard, EST1-2Z Mainboard, FSP1004G Mainboard, FSP1004G-2 Mainboard, FSP1004GD Mainb [Edwards, Kidde, Macurco] [IDC] [#2 TROUBLE] 2IDC, 76-600000-001 Main Board, 76-800xxx-xxx Main Board, 77-600000-901 Main Board, 84-732001-901 Main Board, DVP-120 Mainboard, EST1-2Z Mainboard, FSP1004G Mainboard, FSP1004G-2 Mainboard, FSP1004GD Mainboard | [Edwards, Kidde] FX-1000 Mainboard, FX-1000D Mainboard, FX-64RD Mainboard, iO1000G Mainboard, iO1000G-2 Mainboard, iO1000G-2-PG Mainboard, iO1000G-2-SP Mainboard, iO1000GC Mainboard, iO1000GD Mainboard, iO1000G-F Mainboard, iO1000G-PG Mainboard, iO1000G-S [Edwards] IO-SDC2 [Edwards, Kidde] FX-1000 Mainboard, FX-1000D Mainboard, FX-64RD Mainboard, iO1000G Mainboard, iO1000G-2 Mainboard, iO1000G-2-PG Mainboard, iO1000G-2-SP Mainboard, iO1000GC Mainboard, iO1000GD Mainboard, iO1000G-F Mainboard, iO1000G-PG Mainboard, iO1000G-S [Edwards, Kidde] FX-1000 Mainboard, FX-1000D Mainboard, iO1000G Mainboard, iO1000G-2 Mainboard, iO1000G-2-PG Mainboard, iO1000G-2-SP Mainboard, iO1000GC Mainboard, iO1000GD Mainboard, iO1000G-F Mainboard, iO1000G-PG Mainboard, iO1000G-SP Mainboard, iO1000
68788b10-82b6-4926-80d7-c432cc4c056c |  |  |  | North | Edwards |  | Hardware |  |  |  | Hardware | TRUE | 30813 |  | 19 Rack In-Fill Plate with PC RS232 Interface | 1 | [6 empty] | FALSE | [5 empty] | #FFFFFFFF |  |  | FALSE | FALSE | FALSE | [14 empty] | FALSE | [7 empty] | THOR\acont | 2024-10-09 10:48
0055b974-8657-480e-9e80-c43d92871bcb |  |  |  | North | Silent Knight |  | Cards & Components |  |  |  | Card | TRUE | 5104B Main Board | ++ | Main Board | 1 | 0.05 | 0.135 | 1.3 |  | 12 | 10.2 | TRUE | [5 empty] | #FFFFFFFF |  |  | FALSE | FALSE | FALSE | [14 empty] | FALSE | [7 empty] | THOR\acont | 2024-10-09 10:48 |  | [Silent Knight] [IDC] [#3 SUPERVISORY] 5104B Main Board, 5204 Main Board, 5207 Main Board, 5208 Main Board, 5600 Main Board, 5700 Main Board, 5808 Main Board, 5820XL Main Board, 6700 Main Board, 6808 Main Board, 6820 Main Board, 6820EVS Main Board, SK-2 [Farenhyt, Silent Knight, Stanley Security Solutions] [VAC ] 5104B Main Board, 5204 Main Board, 5207 Main Board, 5208 Main Board, 5495 Main Board, 5496 Main Board, 5499 Main Board, 5600 Main Board, 5700 Main Board, 5808 Main Board, 5820XL Main Board, 588 [Silent Knight] [IDC] [#1 ALARM] 5104B Main Board, 5204 Main Board, 5207 Main Board, 5208 Main Board, 5600 Main Board, 5700 Main Board, 5808 Main Board, 5820XL Main Board, 5895XL Main Board, 6700 Main Board, 6808 Main Board, 6820 Main Board, 6820EVS Main [Silent Knight] [IDC] [#2 TROUBLE] 5104B Main Board, 5204 Main Board, 5207 Main Board, 5208 Main Board, 5495 Main Board, 5600 Main Board, 5700 Main Board, 5808 Main Board, 5820XL Main Board, 5895XL Main Board, 6700 Main Board, 6808 Main Board, 6820 Main | [Silent Knight] 5104B Main Board
0a4e6533-224f-4fb2-b2d6-c44af816446d |  |  |  | North | Edwards |  | Hardware |  |  |  | Hardware | TRUE | 270-GLR |  | 20 Glass Rods for SIGA-270 Series Stations | 1 | [6 empty] | FALSE | [5 empty] | #FFFFFFFF |  |  | FALSE | FALSE | FALSE | [14 empty] | FALSE | [7 empty] | THOR\acont | 2024-10-09 10:48
fc95dc9d-bf14-4ada-b8c9-c44b4780d975 | NFPA 170 AMPLIFIER RACK | RISER AMP |  | North | Notifier |  | Amplifier |  |  |  | Assembly | TRUE | AMPLIFIER CABINET (2x DS-AMP, 70V) | + | Amplifier Assembly with EQBB-B4, EQDR-B4, 2x DS-AMP, DS-DB, AMPS-24, CHS-6 | 1 | [6 empty] | FALSE |  | SURFACE |  | PROVIDED ("WX"HX"D) | N/A | #FFFF0000 | FA-NFPA 170 AMPLIFIER RACK | 1 | FALSE | FALSE | FALSE | 300 |  |  | 7165-0028:0224 | [5 empty] | 7,12,18,26,50 |  |  |  | 200 | TRUE | [5 empty] | DESKTOP-7EIEB7A\acont | 2021-04-12 15:32 | THOR\acont | 2024-09-08 17:27 | Cloned from Notifier AMPLIFIER CABINET (2x DS-AMP, 25V)
9678b7db-3ca9-4297-957b-c45267cb22b4 |  |  |  | North | Silent Knight |  | Cards & Components |  |  |  | Card | TRUE | EVS-125W MAIN BOARD |  | PANEL COMPONENT, INTELLIGENT 125 WATT AMPLIFIER | 1 | 0.3 | 2.2 |  |  |  |  | TRUE | [5 empty] | #FFFFFFFF |  |  | FALSE | FALSE | FALSE | [14 empty] | FALSE | [7 empty] | THOR\acont | 2024-10-09 10:48 |  | [Farenhyt, Silent Knight, Stanley Security Solutions] [VAC ] 5104B Main Board, 5204 Main Board, 5207 Main Board, 5208 Main Board, 5495 Main Board, 5496 Main Board, 5499 Main Board, 5600 Main Board, 5700 Main Board, 5808 Main Board, 5820XL Main Board, 588 [Silent Knight, Stanley Security Solutions] [VBUS] EVS-100W MAIN BOARD, EVS-125W MAIN BOARD, EVS-50W MAIN BOARD, EVS-INT50W, EVS-LOC, EVS-RCU, VIP-50 Main Board [Silent Knight, Stanley Security Solutions] [SBUS] [SBUS ++] 5496 Main Board, 5895XL Main Board, EVS-100W MAIN BOARD, EVS-125W MAIN BOARD, EVS-50W MAIN BOARD, EVS-INT50W, VIP-50 Main Board | [Farenhyt, Silent Knight, Stanley Security Solutions] EVS-125W MAIN BOARD, EVS-50W MAIN BOARD, EVS-CE4, VIP-50, VIP-50 Main Board, VIP-CE4
94875a2f-3110-4e14-b068-c459fad1073e | NFPA 170 SMOKE HEAT DETECTOR |  |  | North | Potter |  | Smoke/Heat Detector |  |  |  | Module | TRUE | PAD100-PHD w/PAD100-RB | + | Photoelectric Smoke/Heat Detector with 6" Base with One Form-C Relay Contact | 1 | 0.0005 | 0.0005 |  |  |  |  | FALSE | TRUE |  |  |  |  | #FFFF0000 | FA-NFPA 170 SMOKE HEAT DETECTOR | 1 | FALSE | FALSE | FALSE | 1411 | [13 empty] | FALSE |  |  | RB |  |  |  |  | THOR\acont | 2024-09-08 17:27 | 20191121 AC Detector with base | [Potter] [SLC PAD] [*] [#2 SHARED ADDR ¦ SENSORS] PAD100-CD w/PAD100-4DB, PAD100-CD w/PAD100-6DB, PAD100-CD w/PAD100-IB, PAD100-CD w/PAD100-LFSB, PAD100-CD w/PAD100-RB, PAD100-CD w/PAD100-SB, PAD100-CD w/PAD100-SPKB, PAD100-DUCT (C), PAD100-DUCTR (C), PA
ee905578-aa4b-4596-b5f2-c45a842f95a2 | NFPA 170 FIRE ALARM CONTROL UNIT | RISER FACP |  | North | NAPCO |  | Fire Alarm Control Unit |  |  |  | Assembly | TRUE | FL-32FACP-LTEVS | ++ | FireLink Conventional 8 to 32 Zone Fire Alarm Control Panel, 2 programmable NAC circuits, 2A max @ 24V; Cellular Alarm Communicator (Verizon) and integral menu-Driven LCD annunciator | 1 | [6 empty] | TRUE |  |  |  | 16”x 14.25” x 5.2” (H x W x D) |  | #FFFF0000 | FA-NFPA 170 FIRE ALARM CONTROL UNIT | 1 | FALSE | FALSE | FALSE | 202 | [8 empty] | 7,12,16 |  | 16 |  |  | TRUE | [5 empty] | THOR\acont | 2023-10-25 13:01 | THOR\acont | 2024-09-08 17:27 | Cloned from NAPCO FL-255FACP-LTVI
d7945f6c-7849-4f84-acac-c45d7c2abf10 | NFPA 170 GRAPHIC ANNUNCIATOR PANEL | RISER ANNUNCIATOR |  | North | Edwards |  | Graphic Annunciator |  |  |  | Module | TRUE | FSCBA72 |  | Smoke Ctrl Graphic Annunciator 17.5"w x 63"h viewing area | 1 | [6 empty] | FALSE | [5 empty] | #FFFF0000 | FA-NFPA 170 GRAPHIC ANNUNCIATOR PANEL | 1 | FALSE | FALSE | FALSE | 256 | [13 empty] | FALSE | [7 empty] | THOR\acont | 2024-09-08 17:27
5f2e5e4d-7c87-45d6-aaeb-c46b11b1d7b5 | NFPA 170 REMOTE ANNUNCIATOR | RISER ANNUNCIATOR |  | North | Potter |  | Remote Annunciator |  |  |  | Module | TRUE | RA-7692 |  | LCD Annunciator for PFC-7500 | 1 | 0.02 | 0.025 |  |  |  |  | TRUE | [5 empty] | #FFFF0000 | FA-NFPA 170 REMOTE ANNUNCIATOR | 1 | FALSE | FALSE | FALSE | 255 | [13 empty] | FALSE | [7 empty] | THOR\acont | 2024-09-08 17:27 |  | [Potter] [P-LINK] [*] RA-6006, RA-6075, RA-6075R, RA-6500, RA-6500F, RA-6500R, RA-7630, RA-7692
10e2d55f-435e-40c4-968c-c46b6d7edfb5 |  |  |  | North | Siemens |  | Cards & Components |  |  |  | Card | TRUE | VCI2001-U1 (25/70.7V) | S54400-A45-A1 | Voice Amplifier Card 50 Watt amplifier card for the Voice system. The VCI2001 gets mounted in the VCA2002 card cage, with all speaker zone wiring connected to the card cage. Up to four VCI2001 amplifiers are supported on a single system. | 1 | 0.33 | 3.2 | [10 empty] | #FFFFFFFF |  |  | FALSE | FALSE | FALSE | [20 empty] | HOMEAUGUSTXPS-1\aucon | 2021-09-18 07:07 | THOR\acont | 2024-10-09 10:48 | Cloned from Siemens VCI2001-U1 |  | [Siemens] VCI2001-U1, VCI2001-U1 (25/70.7V)
c0f0abac-bb2a-415c-8dcf-c474e7885e5c | NFPA 170 SMOKE DETECTOR |  |  | North | Notifier |  | Smoke Detector |  |  |  | Module | TRUE | FSD-751RPL w/B200SR |  | DETECTOR, SMOKE, ADDRESSABLE PHOTO w/SOUNDER BASE | 1 | 0.0003 | 0.0003 |  |  |  |  | FALSE | TRUE |  |  |  |  | #FFFF0000 | FA-NFPA 170 SMOKE DETECTOR | 1 | FALSE | FALSE | FALSE | 1408 | [13 empty] | FALSE |  |  | SB |  |  |  |  | THOR\acont | 2024-09-08 17:27 | 20191121 AC Detector with base | [Notifier] [AUX POWER] B200SR-WH, FSD-751P w/B200SR (C), FSD-751PL w/B200SR (C), FSD-751RP w/B200SR (C), FSD-751RPL w/B200SR (C), FSI-851 w/B200SR (C), FSL-751 w/B200SR (C), FSP-851 w/B200SR (C), FSP-851T w/B200SR (C), FST-851 w/B200SR (C), FST-851H w/B2 [Honeywell, Notifier, System Sensor] [SLC MODULES SENSORS] [*] [#2 SHARED ADDR ¦ SENSORS] 2251B (C), 2251-COPTIR (C), 2251-COPTIR w/B200S-WH (C), 2251TB (C), 2251TMB (C), 5251B (C), 5251B-WP (C), 5251H (C), 5251RB (C), 5251RB-WP (C), 7251 (C), 7251DH (C) [Honeywell, Notifier, System Sensor] [SLC SENSORS] [*] [#4 TYPE ADDR ¦ SENSORS] 2251B (C), 2251-COPTIR (C), 2251-COPTIR w/B200S-WH (C), 2251TB (C), 2251TMB (C), 5251B (C), 5251B-WP (C), 5251H (C), 5251RB (C), 5251RB-WP (C), 7251 (C), 7251DH (C), DH200LP
f86f8090-258a-4391-aed8-c47e97527e78 | NFPA 170 SPEAKER STROBE CEILING |  |  | North | Kidde |  | Speaker/Strobe |  |  |  | Module | TRUE | MGCF-S7VMH |  | 70V Speaker/Strobe, white, FIRE, 95, 115, 150, 177 cd, clear | 1 | 0 | 0.502 |  |  |  |  | FALSE | TRUE |  |  |  |  | #FF0070C0 | FA-NFPA 170 SPEAKER STROBE CEILING | 1 | FALSE | FALSE | FALSE | 2020 | [13 empty] | FALSE |  |  | C |  |  | DESKTOP-7SAL8M7\acont | 2020-01-02 08:45 | THOR\acont | 2024-09-08 17:27 | Cloned from Edwards GCF-S7VMH | [Edwards, Kidde] [NAC] [24 VDC] EGCF-S2VMH (C), EGCF-VMH (C), GCF-S2VMH (C), GCF-S7VMH (C), GCF-VMH (C), GCHFRF-S2VMCH (C), GCHFRF-S7VMCH (C), GCHFRN-S2VMCH (C), GCHFRN-S7VMCH (C), GCHFWA-S2VMAH (C), GCHFWA-S2VMCH (C), GCHFWA-S7VMAH (C), GCHFWA-S7VMCH (C [Edwards, Kidde] [NAC] [16 VDC] EGCF-S2VMH (C), EGCF-VMH (C), GCF-S2VMH (C), GCF-S7VMH (C), GCF-VMH (C), GCHFRF-S2VMCH (C), GCHFRF-S7VMCH (C), GCHFRN-S2VMCH (C), GCHFRN-S7VMCH (C), GCHFWA-S2VMAH (C), GCHFWA-S2VMCH (C), GCHFWA-S7VMAH (C), GCHFWA-S7VMCH (C [Edwards, Kidde] [AUDIO 70.7v] [70V AUDIO] G4F-S7, G4F-S7V1575, G4F-S7VM, G4HFRF-S7, G4HFRF-S7VMC, G4HFRN-S7, G4HFRN-S7VMC, G4HFWA-S7, G4HFWA-S7VMA, G4HFWA-S7VMC, G4HFWF-S7, G4HFWF-S7VMC, G4HFWN-S7, G4HFWN-S7VMA, G4HFWN-S7VMB, G4HFWN-S7VMC, G4RF-S7, G4RF
f76201b0-7bcc-44c9-b244-c486840af04a | NFPA 170 ADDRESSABLE INPUT MONITOR MODULE |  |  | North | Gamewell FCI |  | Addressable Module |  |  |  | Assembly | TRUE | MMI-10F w/MBB-6 | ++ | MMI-10F w/ MBB-6 Backbox | 1 | [6 empty] | FALSE | [5 empty] | #FFFF0000 | FA-NFPA 170 ADDRESSABLE INPUT MONITOR MODULE | 1 | FALSE | FALSE | FALSE | 1000 | [13 empty] | FALSE |  |  | 10 |  |  | DESKTOP-7SAL8M7\acont | 2019-01-21 09:51 | THOR\acont | 2024-09-08 17:27 | Cloned from Gamewell MMI-10F w/ MBB-2
50506d7b-5931-46c7-88a6-c48970d33bca |  |  |  | North | Autocall |  | Hardware |  |  |  | Hardware | TRUE | A100-0637 |  | Audio Box Interconnection Harness Kit | 1 | 0 | 0 |  |  |  |  | TRUE | [5 empty] | #FFFFFFFF |  |  | FALSE | FALSE | FALSE | [20 empty] | DESKTOP-0D6CQVA\lousc | 2019-07-07 14:29 | THOR\acont | 2024-10-09 10:48 | Cloned from AutoCall A100-2320
65782644-5bd7-47dd-bfa7-c493316e4f4e | NFPA 170 SMOKE DETECTOR |  |  | North | Potter |  | Smoke Detector |  |  |  | Module | TRUE | PAD100-PHD w/PAD100-LFSB | + | Photoelectric Smoke/Heat Detector with 6" Base with LF Sounder Module Included | 1 | 0.0005 | 0.0005 |  |  |  |  | FALSE | TRUE |  |  |  |  | #FFFF0000 | FA-NFPA 170 SMOKE DETECTOR | 1 | FALSE | FALSE | FALSE | 1408 | [13 empty] | FALSE |  |  | LF¦SB |  |  | DESKTOP-7SAL8M7\acont | 2020-12-03 16:26 | THOR\acont | 2024-09-08 17:27 | Cloned from Potter PAD100-PD w/PAD100-LFSB | [Potter] [AUX POWER] PAD100-CD w/PAD100-LFSB, PAD100-HD w/PAD100-LFSB, PAD100-PD w/PAD100-LFSB (C), PAD100-PHD w/PAD100-LFSB (C), PAD100-PHD w/PAD100-LFSB (Split) (C), PAD200-PD w/PAD100-LFSB (C), PAD200-PHD w/PAD100-LFSB (C), PAD200-PHD w/PAD100-LFSB (S [Potter] [SLC PAD] [*] [#2 SHARED ADDR ¦ SENSORS] PAD100-CD w/PAD100-4DB, PAD100-CD w/PAD100-6DB, PAD100-CD w/PAD100-IB, PAD100-CD w/PAD100-LFSB, PAD100-CD w/PAD100-RB, PAD100-CD w/PAD100-SB, PAD100-CD w/PAD100-SPKB, PAD100-DUCT (C), PAD100-DUCTR (C), PA
370f7bf1-59a2-4b22-8ab3-c49b94889cd7 |  |  |  | North | Notifier |  | Cards & Components |  |  |  | Card | TRUE | FDU-80 CARD |  | Terminal mode. 80-character, backlit LCD display | 1 | 0.025 | 0.0643 |  |  |  |  | TRUE | FALSE |  |  |  |  | #FFFFFFFF |  |  | FALSE | FALSE | FALSE | [12 empty] | 0.064 | 0.064 | FALSE | [7 empty] | THOR\acont | 2024-10-09 10:48 |  | [Firelite, Notifier] [RS-485] [DATA] ADM-24, ANN-SEC CARD, FDU-80 CARD, LCD2-80 MAIN CARD, LDM, LDM-32, LDM-32F, N-ANN-100, N-ANN-80, N-ANN-80C, N-ANN-80-W, N-ANN-I/O, N-ANN-LED, N-ANN-LED-R, N-ANN-RLED, N-ANN-RLED-R, N-ANN-RLY, N-ANN-S/PG, RLD [Notifier] [AUX POWER] FDU-80 CARD
30ce54ee-1880-48f7-9aa1-c4a477a21cd3 | CADGEN AUX POWER SUPPLY | CADGEN AUX POWER SUPPLY |  | North | Altronix |  | Auxilliary Power Supply |  |  |  | Assembly | TRUE | eFlow104N8 | + | Power Supply Charger, 8 Output, 12/24VDC @ 10A, 115VAC | 1 | [6 empty] | FALSE | FALSE |  |  |  |  | #FFFF0000 | FA-CADGEN AUX POWER SUPPLY | 1 | FALSE | FALSE | FALSE | 212 | [8 empty] | 7,12,40,65 |  | 7 | 10 |  | TRUE | [5 empty] | THOR\acont | 2024-10-23 09:51 |  |  | Cloned from Altronix eFlow104N
42ac8dd8-0a3b-4297-a333-c4a6a3e75730 | NFPA 170 MANUAL PULL |  |  | North | Gamewell FCI |  | Manual Station |  |  |  | Module | TRUE | MS-7LOB | + | Double action station, outdoor use (Includes SB-I/O - Indoor/outdoor use backbox) | 1 | 0 | 0 |  |  |  |  | TRUE | [5 empty] | #FFFF0000 | FA-NFPA 170 MANUAL PULL | 1 | FALSE | FALSE | FALSE | 957 | [19 empty] | DESKTOP-7SAL8M7\acont | 2019-03-12 12:46 | THOR\acont | 2024-09-08 17:27 | Cloned from Gamewell MS-7LRA | [Gamewell FCI] [IDC] 01 [*] M34-110, M34-56, MS-7, MS-7LOB, MS-7LOB, MS-7LR, MS-7LRA, MS-7S, MS-7S w/AMM-2F, MS-7SP, MS-WS w/AMM-2F
9e28fcc5-d4fc-48c5-ad37-c4a849c46fba | NFPA 170 SPEAKER CEILING |  |  | North | Edwards |  | Speaker |  |  |  | Module | TRUE | GCHFRF-S7 |  | 70V Speaker, Red, FIRE | 1 | [6 empty] | FALSE | TRUE |  |  |  |  | #FF0070C0 | FA-NFPA 170 SPEAKER CEILING | 1 | FALSE | FALSE | FALSE | 2019 | [13 empty] | FALSE |  |  | C |  |  |  |  | THOR\acont | 2024-09-08 17:27 |  | [Edwards, Kidde] [AUDIO 70.7v] [70V AUDIO] G4F-S7, G4F-S7V1575, G4F-S7VM, G4HFRF-S7, G4HFRF-S7VMC, G4HFRN-S7, G4HFRN-S7VMC, G4HFWA-S7, G4HFWA-S7VMA, G4HFWA-S7VMC, G4HFWF-S7, G4HFWF-S7VMC, G4HFWN-S7, G4HFWN-S7VMA, G4HFWN-S7VMB, G4HFWN-S7VMC, G4RF-S7, G4RF
1e9fa09e-1392-4bdc-b8fe-c4a8e0ec517c |  |  |  | North | Bosch | [5 empty] | Module | TRUE | GX93-W-MI | * | ***(Microsoft- Q0056Tnx)Hrn 12/24V Sync/Avs Wht | 1 | [12 empty] | #FFFFFFFF |  |  | FALSE | FALSE | FALSE | [20 empty] | DESKTOP-7EIEB7A\acont | 2021-08-13 06:25 | THOR\acont | 2024-10-09 10:48
22dc8bbf-fe7c-428f-a5ce-c4abdff9190d |  |  |  | North | Siemens | [5 empty] | Module | TRUE | XLS-MLE6-ADPT | S54430-C9-A1 | MLE-6 BLACK ENCLOSURE ADAPTER FOR FIREFINDER XLS | 1 | [12 empty] | #FFFFFFFF |  |  | FALSE | FALSE | FALSE | [20 empty] | DESKTOP-7SAL8M7\acont | 2019-08-13 09:04 | THOR\acont | 2024-10-09 10:48
f444bafb-436c-40ef-b2ce-c4add79d7bd4 |  |  |  | North | Siemens |  | Hardware |  |  |  | Hardware | TRUE | ABHW-INSERT | S54320-F15-A1 | ABHW Base Mounting Screw Insert (Screw Cover) - bag of 50 | 1 | [12 empty] | #FFFFFFFF |  |  | FALSE | FALSE | FALSE | [20 empty] | DESKTOP-7SAL8M7\acont | 2019-08-13 09:04 | THOR\acont | 2024-10-09 10:48
4f9df60d-4f68-40b4-82c7-c4af5c9a2a72 |  |  |  | North | Rath Area of Refuge | Area of Refuge | Cards & Components |  |  |  | Card | TRUE | 2500-28RCF MAIN CARD |  | 28 ZONE FLUSH MOUNT CABINET W/DOOR MAIN CARD | 1 | [6 empty] | TRUE | [5 empty] | #FFFFFFFF |  |  | FALSE | FALSE | FALSE | [14 empty] | FALSE | [5 empty] | DESKTOP-7SAL8M7\acont | 2020-09-14 14:46 | THOR\acont | 2024-10-09 10:48 | Cloned from Rath Area of Refuge 2500-16RCF MAIN CARD | [Rath Area of Refuge] [IDC] 01 2500-12RCF MAIN CARD, 2500-16RCF MAIN CARD, 2500-205B MAIN CARD, 2500-205FM MAIN CARD, 2500-205PSS MAIN CARD, 2500-210B MAIN CARD, 2500-210FM MAIN CARD, 2500-210PSS MAIN CARD, 2500-28RCF MAIN CARD, 2500-56XNC, 2500-56XRC, 2 | [Rath Area of Refuge] 2500-28RCF MAIN CARD
3d7f941f-c2d5-4687-b908-c4b05d388550 |  |  |  | North | Siemens |  | Hardware |  |  |  | Hardware | TRUE | CAB2-TK | 500-633014 | MEDIUM ENCLOSURE SEMI FLUSH TRIM KIT-BLACK MOUNTS TO CAB2-BB | 1 | [12 empty] | #FFFFFFFF |  |  | FALSE | FALSE | FALSE | [20 empty] | DESKTOP-7SAL8M7\acont | 2019-08-13 09:04 | THOR\acont | 2024-10-09 10:48
2d3958c4-48b1-4d97-9996-c4b10a627b85 |  |  |  | North | Siemens | [5 empty] | Module | TRUE | 40/40I-222SF | S54430-F35-A1 | IR3 FLM DET WO2 85C 3/4" SS FM | 1 | [12 empty] | #FFFFFFFF |  |  | FALSE | FALSE | FALSE | [20 empty] | DESKTOP-7SAL8M7\acont | 2019-08-13 09:04 | THOR\acont | 2024-10-09 10:48
590d1497-075d-4ec9-a680-c4b618e8675d | NFPA 170 SMOKE DETECTOR |  |  | North | Kidde |  | Smoke Detector |  |  |  | Module | TRUE | KI-PD w/KI-SB4 BASE | + | Photoelectric smoke detector | 1 | [6 empty] | FALSE | TRUE |  |  |  |  | #FFFF0000 | FA-NFPA 170 SMOKE DETECTOR | 1 | FALSE | FALSE | FALSE | 1408 | [13 empty] | FALSE | [5 empty] | DESKTOP-7EIEB7A\acont | 2021-03-17 10:53 | THOR\acont | 2024-09-08 17:27 | Cloned from Kidde KI-PD w/KI-SB BASE | [Kidde] [SLC EST SENSORS] [*] [#4 TYPE ADDR ¦ SENSORS] DS-HFS (C), DS-PS (C), FX-HD w/IB4U BASE, FX-HD w/RB4U BASE, FX-HD w/SB4U BASE, FX-HD w/SB4U-LF BASE, FX-HD wB4U BASE, FX-PD w/B4U BASE (C), FX-PD w/IB4U BASE (C), FX-PD w/SB4U BASE (C), FX-PD w/SB4U [Kidde] [SLC EST MODULES SENSORS] [*] [#2 SHARED ADDR ¦ SENSORS] DS-HFS (C), DS-PS (C), FX-HD w/IB4U BASE, FX-HD w/RB4U BASE, FX-HD w/SB4U BASE, FX-HD w/SB4U-LF BASE, FX-HD wB4U BASE, FX-PD w/B4U BASE (C), FX-PD w/IB4U BASE (C), FX-PD w/SB4U BASE (C), FX [Edwards, Kidde] [SLC EST MODULES/SENSORS] 01 [*] [iO64] DS-HFS (C), DS-PS (C), FX-HD w/IB4U BASE, FX-HD w/RB4U BASE, FX-HD w/SB4U BASE, FX-HD w/SB4U-LF BASE, FX-HD wB4U BASE, FX-PD w/B4U BASE (C), FX-PD w/IB4U BASE (C), FX-PD w/SB4U BASE (C), FX-PD w/SB [Edwards, Kidde] [SLC EST SENSORS] 01 [*] [EST3, iO1000] DS-HFS (C), DS-PS (C), FX-HD w/IB4U BASE, FX-HD w/RB4U BASE, FX-HD w/SB4U BASE, FX-HD w/SB4U-LF BASE, FX-HD wB4U BASE, FX-PD w/B4U BASE (C), FX-PD w/IB4U BASE (C), FX-PD w/SB4U BASE (C), FX-PD w/SB
82ffc054-a25a-4387-ba3d-c4be2dac34ae |  |  |  | North | Edwards |  | Hardware |  |  |  | Hardware | TRUE | CBA72-D-G |  | Outer door for CBA72 - Gray, viewing area 17 3/8"W x 38"H | 1 | [6 empty] | FALSE | [5 empty] | #FFFFFFFF |  |  | FALSE | FALSE | FALSE | [14 empty] | FALSE | [7 empty] | THOR\acont | 2024-10-09 10:48
2a800984-fe06-4f63-93b4-c4bf7486f3fb | TELEPHONE OUTLET |  |  | North | Generic | Structured Cabling | Data Telecom |  |  |  | Module | TRUE | Telephone Outlet |  | Telephone Outlet | 1 | [6 empty] | TRUE | [5 empty] | #FFFF0000 | FA-TELEPHONE OUTLET | 1 | FALSE | FALSE | FALSE | [20 empty] | XPS-17-9710\August | 2024-04-04 07:07 | THOR\acont | 2024-10-09 10:48 | Cloned from Generic Data Outlet
f3036a2a-8432-4f82-9396-c4c07ed148a1 |  |  |  | North | GRI PRODUCTS | Security/Access Control |  |  |  |  | Module | TRUE | 4701-AXL |  |  | 1 | [12 empty] | #FFFFFFFF |  |  | FALSE | FALSE | FALSE | [20 empty] | THOR\acont | 2024-03-12 21:43 | THOR\acont | 2024-10-09 10:48
e1aeabee-4a59-4845-8531-c4c242179ff0 | NFPA 170 HORN STROBE |  |  | North | Potter |  | Horn/Strobe |  |  |  | Module | TRUE | CHSLP-24B-WP |  | Horn Strobe, Wall, Red, Blue, Outdoor, Low Profile | 1 | 0 | 0.22 |  |  |  |  | FALSE | FALSE |  |  |  |  | #FF0070C0 | FA-NFPA 170 HORN STROBE | 1 | FALSE | FALSE | FALSE | 2012 | [13 empty] | FALSE | [7 empty] | THOR\acont | 2024-09-08 17:27 |  | [Potter] [NAC] [UL MAX, HIGH DB] CHS-24B-WP, CHS-24G-WP, CHS-24R-WP, CHS-24WB-WP, CHS-24WG-WP, CHS-24WR-WP, CHSLP-24B-WP, CHSLP-24G-WP, CHSLP-24R-WP, CHSLP-24WB-WP, CHSLP-24WG-WP, CHSLP-24WR-WP
7dba7ade-2971-42c4-9209-c4c32655e44e | NFPA 170 SYNC MODULE |  |  | North | Farenhyt |  | Sync Module |  |  |  | Module | TRUE | W-SYNC | + | Wireless Sync Module | 1 | [6 empty] | FALSE | [5 empty] | #FFFF0000 | FA-NFPA 170 SYNC MODULE | 1 | FALSE | FALSE | FALSE | 1300 | [13 empty] | FALSE |  |  | W-SYNC |  |  | DESKTOP-7SAL8M7\acont | 2019-07-13 12:24 | THOR\acont | 2024-09-08 17:27 | Cloned from Silent Knight W-SYNC | [Farenhyt, Firelite, Gamewell FCI, Notifier, Silent Knight] [SWIFT MESH DEVICES] 01 FWH-200FIX135, FWH-200ROR135, FW-MM, FW-RM, NBG-12WL, WAM-MM, WAM-RC, W-BG12LX, W-CRF, W-H355, W-H355R, WIDP-HEAT w/B210W, WIDP-HEAT-ROR w/B210W, WIDP-MONITOR, WIDP-PULL-
1138a289-9e6a-451d-9296-c4c8ecac44b4 | NFPA 170 FIRE ALARM CONTROL UNIT | RISER FACP |  | North | Edwards |  | Fire Alarm Control Unit |  |  |  | Assembly | TRUE | iO1000RD |  | FACP, 1-4 Loop, 1000pt max, 4 Cl B NACs, red, w/dialer, 120v | 1 | [6 empty] | FALSE | [5 empty] | #FFFF0000 | FA-NFPA 170 FIRE ALARM CONTROL UNIT | 1 | FALSE | FALSE | FALSE | 202 | [8 empty] | 7,12,18 |  |  |  |  | TRUE | [7 empty] | THOR\acont | 2024-09-08 17:27
32e2cc11-b164-4bbb-89e9-c4d2f51f5ca6 |  |  |  | North | Edwards |  | Cards & Components |  |  |  | Card | TRUE | 3-NSHM2 |  | Short Haul Modem, Middle or Pass Through | 1 | 0.1 | 0.1 |  |  |  |  | TRUE | [5 empty] | #FFFFFFFF |  |  | FALSE | FALSE | FALSE | [14 empty] | FALSE | [7 empty] | THOR\acont | 2024-10-09 10:48
50ca912d-677d-45f4-b4b7-c4d8ed10f2f2 | NFPA 170 AMPLIFIER RACK |  |  | North | Eaton Wheelock |  | Amplifier |  |  |  | Assembly | TRUE | SPB-320 | ++ | 320 Watt Supervised Audio Power Booster (Four 80 watt circuits) | 1 | [6 empty] | FALSE |  |  |  | 36” H x 24” W x 6” D (wall mount) |  | #FFFF0000 | FA-NFPA 170 AMPLIFIER RACK | 1 | FALSE | FALSE | FALSE | 211 | [8 empty] | 12 | 4 | 12 |  |  | TRUE | [5 empty] | AULAPTOP-PC\Aulaptop | 2019-01-05 09:19 | THOR\acont | 2024-09-08 17:27 | Cloned from Cooper Notification SP40S-MAIN CARD CLONED
cd5ef5be-f630-4865-bf04-c4de2995002a |  |  |  | North | Edwards |  | Cards & Components |  |  |  | Card | TRUE | MN-HSMPECCCM |  | MN-HSMP650 Class lockable NEMA 4 amplifier, 110V/60Hz. Inverter/battery charger and electronics enclosure, lockable NEMA 4 battery enclosure (w/o batteries). Enclosures equipped with tamper switches. AC powered amplifier with DC backup. Batteries and accessories are ordered separately. | 1 | [6 empty] | TRUE | [5 empty] | #FFFFFFFF |  |  | FALSE | FALSE | FALSE | [14 empty] | FALSE | [7 empty] | THOR\acont | 2024-10-09 10:48
cdbf0178-88f4-405d-94fa-c4e0bff60442 | NFPA 170 SMOKE DETECTOR |  |  | North | Notifier |  | Smoke Detector |  |  |  | Module | TRUE | 30-3003 | ++ | Optical Smoke Detector, Explosion Proof | 1 | 0.0001 | 0.035 |  |  |  |  | FALSE | FALSE |  |  |  |  | #FFFF0000 | FA-NFPA 170 SMOKE DETECTOR | 1 | FALSE | FALSE | FALSE | [14 empty] | FALSE |  |  | XP |  |  |  |  | THOR\acont | 2024-09-08 17:27 |  | [Firelite, Macurco, Notifier, Silent Knight, System Sensor] [AUX POWER] [*] [AUX INPUT ++] 1251B (C), 1412B (C), 1424 (C), 2112/24AT (C), 2112/24S (C), 2112/24TS (C), 2112AITR (C), 2112ATR (C), 2112R (C), 2124AITR (C), 2124ATR (C), 2124R (C), 2151 w/B110 [Firelite, Macurco, Notifier, Silent Knight, System Sensor] [IDC] 01 [IDC 4-WIRE ++] 1251B (C), 1412B (C), 1424 (C), 2112/24AT (C), 2112/24S (C), 2112/24TS (C), 2112AITR (C), 2112ATR (C), 2112R (C), 2124AITR (C), 2124ATR (C), 2124R (C), 2151 w/B110RLP (C
c29be482-c4bc-40cd-81a0-c4e2a2db2da4 | NFPA 170 HORN |  |  | North | Edwards |  | Horn |  |  |  | Module | TRUE | G1-P |  | Genesis Horn, 77.1 dBA, running man, white | 1 | 0 | 0.036 |  |  |  |  | FALSE | [5 empty] | #FF0070C0 | FA-NFPA 170 HORN | 1 | FALSE | FALSE | FALSE | 2010 | [13 empty] | FALSE | [7 empty] | THOR\acont | 2024-09-08 17:27 |  | [Edwards, Kidde] [NAC] [16 VDC, HIGH DB] EG1F-HD, EG1F-P, G1F-HD, G1F-P, G1-HD, G1-P, G1RF-HD, G1RF-P, G1R-HD, G1R-P [Edwards, Kidde] [NAC] [24 VDC, HIGH DB] EG1F-HD, EG1F-P, G1F-HD, G1F-P, G1-HD, G1-P, G1RF-HD, G1RF-P, G1R-HD, G1R-P [Edwards, Kidde] [NAC] [24 VDC, LOW DB] EG1F-HD, EG1F-P, G1F-HD, G1F-P, G1-HD, G1-P, G1RF-HD, G1RF-P, G1R-HD, G1R-P [Edwards, Kidde] [NAC] [16 VDC, LOW DB] EG1F-HD, EG1F-P, G1F-HD, G1F-P, G1-HD, G1-P, G1RF-HD, G1RF-P, G1R-HD, G1R-P
98661e4b-1b46-4e84-9335-c4ef4d8abb8f |  |  |  | North | Autocall |  | Cards & Components |  |  |  | Card | TRUE | A100-6101 |  | Physical Bridge, Class B | 1 | 0.21 | 0.21 |  |  |  |  | TRUE | [5 empty] | #FFFFFFFF |  |  | FALSE | FALSE | FALSE | [20 empty] | DESKTOP-0D6CQVA\lousc | 2019-07-06 14:01 | THOR\acont | 2024-10-09 10:48 | Cloned from AutoCall A100-6038 |  | [Autocall] A010-9930, A100-5152, A100-6038, A100-6046, A100-6101, A100-6102, A100-6103
317b154c-7e9e-4200-88f9-c4f3c8a44417 | NFPA 170 SMOKE DETECTOR |  |  | North | Hochiki |  | Smoke Detector |  |  |  | Module | TRUE | ALN-V w/ASBL SOUNDER BASE | ALN-V SMOKE SENSOR | ALN-V SMOKE SENSOR w/ASBL SOUNDER BASE | 1 | 0.00045 | 0.00054 |  |  |  |  | TRUE | TRUE |  | *Refer to Install Sheet |  |  | #FFFF0000 | FA-NFPA 170 SMOKE DETECTOR | 1 | FALSE | FALSE | FALSE | 1408 | [16 empty] | SB |  |  |  |  | THOR\acont | 2024-09-08 17:27 | from Hochiki ALN-V w/ASB SOUNDER BASE | [Hochiki] [AUX POWER] [24 VDC] ACC-V w/ASBL SOUNDER BASE (C), ACD-V w/ASBL SOUNDER BASE (C), AIE-EA w/ASBL SOUNDER BASE (C), ALK-V w/ASBL SOUNDER BASE (C), ALN-V w/ASBL SOUNDER BASE (C), ATG-EA w/ASBL SOUNDER BASE (C), ATJ-EA w/ASBL SOUNDER BASE (C) [Hochiki, VES] [SLC HOCHIKI] 01 [*] [SLC] ACC-EN (C), ACD-V w/ASBL SOUNDER BASE (C), ACD-V w/HSB-NSA-6 STANDARD BASE (C), ACD-V w/SCI-B4 SHORT CIRCUIT ISOLATOR BASE (C), ACD-V w/SCI-B6 SHORT CIRCUIT ISOLATOR BASE (C), ACD-V w/YBN-NSA-4 STANDARD BASE (C),
0395067c-b814-4ccf-8716-c4f475baa5c0 | D19 |  |  | North | Consilium |  | Miscellaneous |  |  |  | Module | TRUE | N11250 + 5100775-00A + 5100774-00A | ++ | NS-AOHS-IS Optical Smoke/Heat detector Analogue Addressable Intrinsically Safe for wet space IP55 | 1 | 0.0002 | 0.0025 |  |  | 24 |  | TRUE | [5 empty] | #FFFF0000 | FA-D19 | 1 | FALSE | FALSE | FALSE | [20 empty] | THOR\acont | 2023-09-19 06:05 | THOR\acont | 2024-09-08 17:27 | Cloned from Consilium 040030 + 5100776-00A + 5100774-00A | [Consilium] [SLC CONSILIUM] [*] [#1 SHARED ADDR ¦ ALL] 040000 + 5100774-00A, 040005 + 5100774-00A, 040020 + 5100776-00A + 5100774-00A, 040020 + 5200313-00A, 040030 + 5100776-00A + 5100774-00A, 040030 + 5200313-00A + 5100626-00B, 5101060-00A + 5100774-00A
9d7c94ed-59d7-46d7-84cd-c4f6d16308eb | EQUIPMENT ENCLOSURE |  |  | North | Farenhyt |  | Enclosure |  |  |  | Assembly | TRUE | 5815XL w/RMK5815 | ++ | SLC Loop Expander in Enclosure | 1 | 0.078 | 0.078 |  |  |  |  | TRUE | [5 empty] | #FFFF0000 | FA-EQUIPMENT ENCLOSURE | 1 | FALSE | FALSE | FALSE | [14 empty] | FALSE | [5 empty] | THOR\acont | 2024-03-01 07:53 | THOR\acont | 2024-09-08 17:27 | Cloned from Farenhyt 6815 |  | [Farenhyt, Silent Knight] 5815XL, 5815XL w/RMK5815, 6815, 6815 w/RMK5815
61114ff9-7e07-4c70-b7f1-c4f765c14d25 |  |  |  | North | Edwards |  | Cards & Components |  |  |  | Card | TRUE | QSC-CPU-1-FR |  | OBSOLETE - CPU/Display with 1 Annunciator Option Space, French | 1 | [6 empty] | TRUE | [5 empty] | #FFFFFFFF |  |  | FALSE | FALSE | FALSE | [14 empty] | FALSE | [7 empty] | THOR\acont | 2024-10-09 10:48
d22e9364-7df1-4d1c-9188-c4f97990eb21 | NFPA 170 SPEAKER CEILING |  |  | North | Siemens |  | Speaker |  |  |  | Module | TRUE | SL2SPCW-AL | S54329-F144-A1++ | High-Fidelity Speaker, Ceiling, White, Alert | 1 | [7 empty] | TRUE |  |  |  |  | #FF0070C0 | FA-NFPA 170 SPEAKER CEILING | 1 | FALSE | FALSE | FALSE | [20 empty] | DESKTOP-7EIEB7A\acont | 2023-08-02 17:05 | THOR\acont | 2024-09-08 17:27 | Cloned from Siemens SL2SPCB-F CLONED | [Siemens] [AUDIO 70.7v] [70V AUDIO] SL2SPCB-F (C), SL2SPCR-AL (C), SL2SPCR-F (C), SL2SPCR-N (C), SL2SPCW-A (C), SL2SPCW-AL (C), SL2SPCW-F (C), SL2SPCW-N (C), SL2SPWR-AL, SL2SPWR-F, SL2SPWR-N, SL2SPWW-AL, SL2SPWW-F, SL2SPWW-N [Siemens] [AUDIO 25v] [25V AUDIO] SL2SPCB-F (C), SL2SPCR-AL (C), SL2SPCR-F (C), SL2SPCR-N (C), SL2SPCW-A (C), SL2SPCW-AL (C), SL2SPCW-F (C), SL2SPCW-N (C), SL2SPWR-AL, SL2SPWR-F, SL2SPWR-N, SL2SPWW-AL, SL2SPWW-F, SL2SPWW-N
0084ac03-0d5a-4612-97f5-c4fab674c09d | NFPA 170 HORN |  |  | North | Kidde |  | Horn |  |  |  | Module | TRUE | EG1ARN |  | Horn, Wall, Red, None | 1 | [12 empty] | #FF0070C0 | FA-NFPA 170 HORN | 1 | FALSE | FALSE | FALSE | 2010 | [19 empty] | DESKTOP-7SAL8M7\acont | 2019-04-05 23:27 | THOR\acont | 2024-09-08 17:27 |  | [Edwards, Kidde] [NAC] [16 VDC, HIGH] EG1ARF, EG1ARN, EG1AWF, EG1AWN, G1ARF, G1ARN, G1AWF, G1AWN [Edwards, Kidde] [NAC] [16 VDC, LOW] EG1ARF, EG1ARN, EG1AWF, EG1AWN, G1ARF, G1ARN, G1AWF, G1AWN [Edwards, Kidde] [NAC] [16 VFWR, LOW] EG1ARF, EG1ARN, EG1AWF, EG1AWN, G1ARF, G1ARN, G1AWF, G1AWN [Edwards, Kidde] [NAC] [16 VFWR, HIGH] EG1ARF, EG1ARN, EG1AWF, EG1AWN, G1ARF, G1ARN, G1AWF, G1AWN
bebc8cb3-d52e-4546-ad2f-c4fbc44ca39f | NFPA 170 NOTIFICATION CIRCUIT EXTENDER PANEL | RISER NAC |  | North | MIRCOM |  | Notification Circuit Extender Panel |  |  |  | Assembly | TRUE | BPS-802 | ++ | Nac Power Extender Input 120VAC Output 12/24VDC @ 8AMP Class 2 | 1 | [6 empty] | FALSE | [5 empty] | #FFFF0000 | FA-NFPA 170 NOTIFICATION CIRCUIT EXTENDER PANEL | 1 | FALSE | FALSE | FALSE | 212 | [8 empty] | 7,12 |  |  |  |  | TRUE | [5 empty] | DESKTOP-7EIEB7A\acont | 2023-08-04 12:32 | THOR\acont | 2024-09-08 17:27 | Cloned from MIRCOM BPS-602
c3ee3523-4a5d-4f8f-a527-c4fff26703da | NFPA 170 VOICE EVACUATION CONTROL UNIT |  |  | North | Potter |  | Voice Evac Control Unit |  |  |  | Assembly | TRUE | PVX-200/12Z |  | 200W Voice Evacuation System with 12 Speaker Zones | 1 | [6 empty] | FALSE | [5 empty] | #FFFF0000 | FA-NFPA 170 VOICE EVACUATION CONTROL UNIT | 1 | FALSE | FALSE | FALSE | 211 | [8 empty] | 7,12,18 |  |  |  |  | TRUE | [7 empty] | THOR\acont | 2024-09-08 17:27
8a989b7a-8159-4405-aba6-c50930038890 | NFPA 170 FIRE ALARM CONTROL UNIT | RISER FACP |  | North | Monaco Enterprises |  | Fire Alarm Control Unit |  |  |  | Assembly | TRUE | 227-550 |  | M-2 Integrated Radio Transceiver and Fire Alarm Control Panel, narrowband, two Class A or four Class B zones, two 12 V/18 Ah batteries, in a 19 inch × 18 inch × 3.6 inch NEMA 1 Enclosure | 1 | [6 empty] | FALSE | [5 empty] | #FFFF0000 | FA-NFPA 170 FIRE ALARM CONTROL UNIT | 1 | FALSE | FALSE | FALSE | 202 | [8 empty] | 7,12,18 |  |  |  |  | TRUE | [5 empty] | DESKTOP-7SAL8M7\acont | 2018-10-23 10:52 | THOR\acont | 2024-09-08 17:27
c2d3879d-d839-4096-b8bf-c50a173bab63 | NFPA 170 STROBE CEILING |  |  | North | Simplex |  | Strobe |  |  |  | Module | TRUE | 4906-9115 | + | Multi-candela strobe, Ceiling Mount, Alert, White | 1 | 0 | 0 |  |  |  |  | TRUE | TRUE |  |  |  |  | #FF0070C0 | FA-NFPA 170 STROBE CEILING | 1 | FALSE | FALSE | FALSE | 2022 | [16 empty] | C |  |  | DESKTOP-7EIEB7A\acont | 2022-03-07 06:50 | THOR\acont | 2024-09-08 17:27 | Cloned from Autocall A4906-9115 | [Autocall, Simplex] [NAC] [MAX] 4906-9102 (C), 4906-9104 (C), 4906-9110 (C), 4906-9112 (C), 4906-9114 (C), 4906-9115 (C), 4906-9116 (C), 4906-9117 (C), A4906-9102 (C), A4906-9104 (C), A4906-9110 (C), A4906-9112 (C), A4906-9114 (C), A4906-9115 (C), A4906-
141351dc-678a-4a72-a274-c50b03ebccb8 | NFPA 170 SPEAKER WALL |  |  | North | Eaton Wheelock |  | Speaker |  |  |  | Module | TRUE | EL4XSPK-NW | ++ | Outdoor speaker, white | 1 | [6 empty] | TRUE | [5 empty] | #FF0070C0 | FA-NFPA 170 SPEAKER WALL | 1 | FALSE | FALSE | FALSE | 2020 | [16 empty] | WP |  |  | THOR\acont | 2025-01-28 12:25 |  |  | Cloned from Eaton Wheelock EL4XSPK-NR | [Eaton Wheelock] [AUDIO 25v] [25V AUDIO] EL3RSPK-NR, EL3RSPK-NW, EL3RSPSTA-ALW, EL3RSPSTA-NW, EL3RSPST-FR, EL3RSPST-FW, EL4XSPK-NR, EL4XSPK-NW, EL4XSPSTA-ALW, EL4XSPSTA-NW, EL4XSPST-FR, EL4XSPST-FW [Eaton Wheelock] [AUDIO 70.7v] [70V AUDIO] EL3RSPK-NR, EL3RSPK-NW, EL3RSPSTA-ALW, EL3RSPSTA-NW, EL3RSPST-FR, EL3RSPST-FW, EL4XSPK-NR, EL4XSPK-NW, EL4XSPSTA-ALW, EL4XSPSTA-NW, EL4XSPST-FR, EL4XSPST-FW
38819d72-a155-4048-b231-c511ff26dfdf |  |  |  | North | Bosch | [5 empty] | Module | TRUE | NUC-21012-F2 | * | IP Micro Dome 720P Plus | 1 | [12 empty] | #FFFFFFFF |  |  | FALSE | FALSE | FALSE | [20 empty] | DESKTOP-7EIEB7A\acont | 2021-08-13 06:25 | THOR\acont | 2024-10-09 10:48
0e35a05f-e69f-4996-9282-c516fc43cae8 | NFPA 170 SMOKE DETECTOR |  |  | North | Farenhyt |  | Smoke Detector |  |  |  | Module | TRUE | WIDP-PHOTO w/B210W | + | Addressable Wireless Photo Detector | 1 | [6 empty] | FALSE | TRUE |  |  |  |  | #FFFF0000 | FA-NFPA 170 SMOKE DETECTOR | 1 | FALSE | FALSE | FALSE | 1408 | [13 empty] | FALSE |  |  | W |  |  | DESKTOP-7SAL8M7\acont | 2019-07-13 12:24 | THOR\acont | 2024-09-08 17:27 | 20191121 AC Detector without base | [Farenhyt, Firelite, Gamewell FCI, Notifier, Silent Knight] [SWIFT MESH DEVICES] 02 FWD-200 ACCLIMATE (C), FWD-200P (C), WIDP-PHOTO w/B210W (C), WIDP-PHOTO-T w/B210W (C), W-SD355 (C), W-SD355T (C), WSD-ACCLIMATE (C), WSD-P (C), WSK-PHOTO (C), WSK-PHOTO-T [Farenhyt, Silent Knight] [SLC MODULES SENSORS] [*] [#2 SHARED ADDR ¦ SENSORS] CO1224TR w/ IDP-MINIMON, CO1224TR w/ IDP-MONITOR, DNR w/IDP-PHOTO-R-W (C), DNR w/SK-PHOTO-R-W (C), DNRW w/IDP-PHOTO-R-W (C), DNRW w/SK-PHOTO-R-W (C), HFS-D (C), HFS-P (C), HFS [Farenhyt] [SLC IDP SENSORS] [*] [#4 TYPE ADDR ¦ SENSORS] DNR w/IDP-PHOTO-R-W (C), DNRW w/IDP-PHOTO-R-W (C), IDP-ACCLIMATE (C), IDP-BEAM (C), IDP-DUCT-W w/IDP-PHOTO-R-W (C), IDP-FIRE-CO-W w/B200S-LF-WH (C), IDP-FIRE-CO-W w/B200S-WH (C), IDP-FIRE-CO-W w/B
eacf56d4-c01c-4a1c-b039-c51998c993dd | NFPA 170 MAINTENANCE DISCONNECT SWITCH |  |  | North | Hochiki |  | Switch |  |  |  | Module | TRUE | HCVR-DS | ++ | DISCONNECT SWITCH | 1 | [6 empty] | TRUE | [5 empty] | #FFFF0000 | FA-NFPA 170 MAINTENANCE DISCONNECT SWITCH | 1 | FALSE | FALSE | FALSE | [20 empty] | DESKTOP-7EIEB7A\acont | 2022-11-17 14:23 | THOR\acont | 2024-09-08 17:27 | Cloned from Hochiki FNX-4200T | [Hochiki] [IDC] 04 [IDC] HCVR-AS, HCVR-DS
2e27783a-44e1-4f97-9526-c520858da387 |  |  |  | North | Autocall |  | Hardware |  |  |  | Hardware | TRUE | A49WPBB-AVVOWW | + | Mounting back plate in white. | 1 | 0 | 0 |  |  |  |  | TRUE | [5 empty] | #FFFFFFFF |  |  | FALSE | FALSE | FALSE | [20 empty] | DESKTOP-7EIEB7A\acont | 2021-11-14 10:46 | THOR\acont | 2024-10-09 10:48 | Cloned from Autocall A49MP-AVVOWW
a0a185d8-14b5-4dff-a414-c52500fa3404 |  |  |  | North | Gamewell FCI |  | Cards & Components |  |  |  | Card | TRUE | INCC-TEL |  | Fire fighter telephone handset (requires INCC-IDT inner door) | 1 | 0.02 | 0.02 |  |  |  |  | TRUE | [5 empty] | #FFFFFFFF |  |  | FALSE | FALSE | FALSE | [14 empty] | FALSE | [7 empty] | THOR\acont | 2024-10-09 10:48
23070efb-4ad5-438c-8a2c-c52c3fba9f77 | NFPA 170 FLOW DETECTOR |  |  | North | Notifier |  | Flow Detector |  |  |  | Module | TRUE | WFD40 | + | Waterflow Detector, Schedule 10/40, 4" | 1 | [6 empty] | FALSE | FALSE |  |  |  |  | #FFFF0000 | FA-NFPA 170 FLOW DETECTOR | 1 | FALSE | FALSE | FALSE | 1700 | [13 empty] | FALSE | [7 empty] | THOR\acont | 2024-09-08 17:27 | 20191121 AC Detector without base | [Farenhyt, Generic, N/A, Notifier, Potter, Silent Knight] [AUX POWER] [BELL POWER ++] FURNISHED BY OTHERS, PS10 Series, PS10-EX, VSG, VSR Series, VSR-10, VSR-AT, VSR-C, VSR-CF, VSR-FE-2, VSR-FEX Series, VSR-S Series, VSR-SF, VSR-SFG, VSR-SFT, VSR-SG, VSR [Det-Tronics, Edwards, Kidde, Notifier] [IDC] 01 30-3013, 30-3013 w/FMM-101, Q3013D, 5621 (C), 5622 (C), 5623 (C), 5624 (C), BNG-1, BNG-1F, BNG-1FTS, BNG-1R, BNG-1SP, BNG-1TS, BNG-1TSL, BNG-1TSR, BNG-1TSRL, CP-651 (C), HD-601 (C), HD-602 (C), HD-603 (C),
62aed040-84df-4e36-a052-c52e02a9f09b | CADGEN STI STOPPER |  |  | North | STI |  | Accessories |  |  |  | Module | TRUE | STI-1210E |  | Horn/Strobe Damage Stopper - Cover and open back box, flush mount | 1 | [6 empty] | FALSE | [5 empty] | #FFFF0000 | FA-CADGEN STI STOPPER | 1 | FALSE | FALSE | FALSE | [14 empty] | FALSE | [5 empty] | DESKTOP-7EIEB7A\acont | 2022-08-01 08:09 | THOR\acont | 2024-09-08 17:27 | Cloned from Edwards STI-1210B CLONED CLONED
ee86a02b-fd60-49b3-9449-c52ecae8321a |  |  |  | North | Edwards |  | Hardware |  |  |  | Hardware | TRUE | G4AWF-SP-CVR | ++ | Replacement Appliance Cover, Horn, White, FUEGO | 1 | [12 empty] | #FFFFFFFF |  |  | FALSE | FALSE | FALSE | [20 empty] | THOR\acont | 2024-06-05 08:40 | THOR\acont | 2024-10-09 10:48 | Cloned from Edwards G4ARA-CVR CLONED CLONED CLONED CLONED CLONED CLONED CLONED
adfef957-5e83-40e4-b419-c5318ae75e4a | NFPA 170 SPEAKER STROBE CEILING |  |  | North | Edwards |  | Speaker/Strobe |  |  |  | Module | TRUE | GCSVHRF-SP |  | Speaker/Strobe, Ceiling, Red, FUEGO, High CD | 1 | [6 empty] | FALSE | TRUE |  |  |  |  | #FF0070C0 | FA-NFPA 170 SPEAKER STROBE CEILING | 1 | FALSE | FALSE | FALSE | 2020 | [13 empty] | FALSE |  |  | C |  |  | THOR\acont | 2024-09-17 12:35 | THOR\acont | 2024-10-09 10:48 | Cloned from Edwards GCSVHRF CLONED | [Edwards, Kidde] [NAC] [24 VDC] EGCSVHRF (C), EGCSVHRF-FR (C), EGCSVHRF-SP (C), EGCSVHRN (C), EGCSVHWA (C), EGCSVHWF (C), EGCSVHWF-FR (C), EGCSVHWF-SP (C), EGCSVHWN (C), EGCVHRF (C), EGCVHRF-FR (C), EGCVHRF-SP (C), EGCVHRN (C), EGCVHWA (C), [Edwards, Kidde] [NAC] [24 FWR] EGCSVHRF (C), EGCSVHRF-FR (C), EGCSVHRF-SP (C), EGCSVHRN (C), EGCSVHWA (C), EGCSVHWF (C), EGCSVHWF-FR (C), EGCSVHWF-SP (C), EGCSVHWN (C), EGCVHRF (C), EGCVHRF-FR (C), EGCVHRF-SP (C), EGCVHRN (C), EGCVHWA (C), [Edwards, Kidde] [AUDIO 70.7v] [70V AUDIO] EGCSRF (C), EGCSRN (C), EGCSVHRF (C), EGCSVHRF-FR (C), EGCSVHRF-SP (C), EGCSVHRN (C), EGCSVHWA (C), EGCSVHWF (C), EGCSVHWF-FR (C), EGCSVHWF-SP (C), EGCSVHWN (C), EGCSVRF (C), EGCSVRN (C), EGCSVWA (C), E [Edwards, Kidde] [AUDIO 25v] [25V AUDIO] EGCSRF (C), EGCSRN (C), EGCSVHRF (C), EGCSVHRF-FR (C), EGCSVHRF-SP (C), EGCSVHRN (C), EGCSVHWA (C), EGCSVHWF (C), EGCSVHWF-FR (C), EGCSVHWF-SP (C), EGCSVHWN (C), EGCSVRF (C), EGCSVRN (C), EGCSVWA (C), EGC
e4e8f93f-6ef0-4a81-8f0d-c53b3d9c4f2f |  |  |  | North | Edwards |  | Hardware |  |  |  | Hardware | TRUE | 3000-210 |  | Semi Flush Trim Plate | 1 | [6 empty] | FALSE | [5 empty] | #FFFFFFFF |  |  | FALSE | FALSE | FALSE | [14 empty] | FALSE | [7 empty] | THOR\acont | 2024-10-09 10:48
21656a2d-4065-4747-8a19-c53c1aedca5b | NFPA 170 SMOKE DETECTOR |  |  | North | Gamewell FCI |  | Smoke Detector |  |  |  | Module | TRUE | ASD-PL3-IV w/B200SR-LF-IV | + | Photoelectric smoke detector, ivory, Velociti/CLIP w/ Standard low frequency sounder base, ivory | 1 | 0.0002 | 0.0045 |  |  |  |  | FALSE | TRUE | FLUSH |  | 4" SQ. DEEP | 3 "O" PLASTER RING | #FFFF0000 | FA-NFPA 170 SMOKE DETECTOR | 1 | FALSE | FALSE | FALSE | 1408 | [13 empty] | FALSE |  |  | LF |  |  | DESKTOP-7SAL8M7\acont | 2019-04-25 06:47 | THOR\acont | 2024-09-08 17:27 | 20191121 AC Detector with base | [Gamewell FCI] [SLC SENSORS] [*] [#4 TYPE ADDR ¦ SENSORS] ADPF (C), ASD-PL2F w/B200S-LF-WH (C), ASD-PL2F w/B210LP (C), ASD-PL2FR (C), ASD-PL3 w/B200S-LF-WH (C), ASD-PL3 w/B200SR-LF-WH (C), ASD-PL3 w/B200SR-WH (C), ASD-PL3 w/B224BI-WH (C), ASD-PL3 w/B224R [Gamewell FCI] [SLC MODULES SENSORS] [*] [#2 SHARED ADDR ¦ SENSORS] ADPF (C), ASD-PL2F w/B200S-LF-WH (C), ASD-PL2F w/B210LP (C), ASD-PL2FR (C), ASD-PL3 w/B200S-LF-WH (C), ASD-PL3 w/B200SR-LF-WH (C), ASD-PL3 w/B200SR-WH (C), ASD-PL3 w/B224BI-WH (C), ASD-P [Gamewell FCI] [AUX POWER] ASD-PL3 w/B200SR-LF-WH (C), ASD-PL3-IV w/B200SR-LF-IV (C), ASD-PTL3 w/B200SR-LF-WH (C), ASD-PTL3-IV w/B200SR-LF-IV (C), ATD-L3 w/B200SR-LF-WH (C), ATD-L3H w/B200SR-LF-WH (C), ATD-L3H-IV w/B200SR-LF-IV (C), ATD-L3-IV w/B200SR-LF
f02823f6-79da-4db3-b950-c53e792f1373 | NFPA 170 HORN CEILING |  |  | North | Eaton Wheelock |  | Horn |  |  |  | Module | TRUE | HNWC | ++ | Horn, White, Ceiling Mount | 1 | [6 empty] | FALSE | TRUE |  |  |  |  | #FF0070C0 | FA-NFPA 170 HORN CEILING | 1 | FALSE | FALSE | FALSE | 2011 | [13 empty] | FALSE |  |  | C |  |  |  |  | THOR\acont | 2024-09-08 17:27 |  | [Eaton Wheelock] [NAC] [ULMAX @99dBA] HNRC (C), HNWC (C)
75490351-d1c4-4708-ae9e-c544f2b7590b |  |  |  | North | Firelite |  | Hardware |  |  |  | Hardware | TRUE | SP-SVC | + | Supervised Volume Control | 1 | [6 empty] | TRUE | [5 empty] | #FFFFFFFF |  |  | FALSE | FALSE | FALSE | [20 empty] | DESKTOP-7SAL8M7\acont | 2019-03-28 12:31 | THOR\acont | 2024-10-09 10:48
8a176373-d621-448d-849f-c54744a4b41d | NFPA 170 MANUAL PULL |  |  | North | Block Definition Only |  | Manual Station |  |  |  | Module | TRUE | NFPA 170 MANUAL PULL |  | NFPA 170 MANUAL PULL | 1 | [12 empty] | #FFFF0000 | FA-NFPA 170 MANUAL PULL | 1 | FALSE | FALSE | FALSE | 957 | [19 empty] | AULAPTOP-PC\Aulaptop | 2020-03-26 07:41 | THOR\acont | 2024-09-08 17:27
2dc986a5-1df8-4252-b792-c54a89c12cd5 | NFPA 170 HORN STROBE |  |  | North | Potter |  | Horn/Strobe |  |  |  | Module | TRUE | CHS-24BW |  | Horn Strobe, Wall, White, Blue | 1 | 0 | 0.366 |  |  |  |  | FALSE | FALSE |  |  |  |  | #FF0070C0 | FA-NFPA 170 HORN STROBE | 1 | FALSE | FALSE | FALSE | 2012 |  |  | 7135-0328:0210 | [10 empty] | FALSE | [7 empty] | THOR\acont | 2024-09-08 17:27 |  | [Potter] [NAC] [UL MAX, HIGH DB] CHS-24BR, CHS-24BW, CHS-24GR, CHS-24GW, CHS-24RR, CHS-24RW
fd67616d-df00-4b3e-9e6b-c54baa14523f |  |  |  | North | Siemens | [5 empty] | Module | TRUE | PS-35C | 500-892983 | PS-35C PKG | 1 | [12 empty] | #FFFFFFFF |  |  | FALSE | FALSE | FALSE | [20 empty] | DESKTOP-7SAL8M7\acont | 2019-08-13 09:04 | THOR\acont | 2024-10-09 10:48
01bcba2b-ae90-467f-9cb5-c54ca1bccdc5 | NFPA 170 HEAT DETECTOR |  |  | North | MIRCOM |  | Heat Detector |  |  |  | Module | TRUE | MIX-5251AP w/B200SR | + | White, Low-profile 135°F fixed thermal sensor, Sounder Base | 1 | 0.0003 | 0.0065 |  |  |  |  | FALSE | TRUE |  |  |  |  | #FFFF0000 | FA-NFPA 170 HEAT DETECTOR | 1 | FALSE | FALSE | FALSE | 1403 | [13 empty] | FALSE |  |  | 135° |  |  | DESKTOP-7SAL8M7\acont | 2019-04-12 13:26 | THOR\acont | 2024-09-08 17:27 | 20191121 AC Detector with base | [MIRCOM] [SLC MODULES SENSORS] [*] [#2 SHARED ADDR ¦ SENSORS] DNR w/MIX-2251BR (C), DNR w/MIX-2351RAP (C), MIX-1251AP w/B200SR-LF-WH (C), MIX-1251AP w/B200SR-WH (C), MIX-1251AP w/B210LP (C), MIX-1251AP w/B224RB-WH (C), MIX-1251AP w/B501 (C), MIX-1251B w/ [MIRCOM, Monaco Enterprises] [AUX POWER] 721-121-00 w/B200SR-WH (C), 721-124-00 w/B200SR-WH (C), 722-121-00 w/B200SR-WH (C), 722-406-00 w/B200SR-WH (C), 723-345-00 w/B200SR-WH (C), 723-353-00 w/B200SR-WH (C), 723-361-00 w/B200SR-WH (C), MIX-1251AP w/B200 [MIRCOM] [SLC SENSORS] [*] [#4 TYPE ADDR ¦ SENSORS] DNR w/MIX-2251BR (C), DNR w/MIX-2351RAP (C), MIX-1251AP w/B200SR-LF-WH (C), MIX-1251AP w/B200SR-WH (C), MIX-1251AP w/B210LP (C), MIX-1251AP w/B224RB-WH (C), MIX-1251AP w/B501 (C), MIX-1251B w/B200SR-LF-
ad7f8359-a96e-43d1-9e86-c553cb1bcc08 | NFPA 170 BELL |  |  | North | Potter |  | Bell |  |  |  | Module | TRUE | PAC1206 | ++ | 6" Bell | 1 | 0 | 0.05 |  |  | 120 |  | FALSE | [5 empty] | #FFFF0000 | FA-NFPA 170 BELL | 1 | FALSE | FALSE | FALSE | 2000 | [13 empty] | FALSE | [5 empty] | DESKTOP-7EIEB7A\acont | 2023-04-13 14:15 | THOR\acont | 2024-09-08 17:27 | Cloned from Potter PDC-6-24 | [Potter] [VAC ] [120VAC] PAC12010, PAC1206, PAC1208
46ffc7f3-76d7-48c3-b2ea-c556c8d050f3 |  |  |  | North | Simplex |  | Hardware |  |  |  | Hardware | TRUE | 2975-9178 | + | Surface mount steel box, red | 1 | 0 | 0 |  |  |  |  | TRUE | [5 empty] | #FFFFFFFF |  |  | FALSE | FALSE | FALSE | [20 empty] | DESKTOP-7EIEB7A\acont | 2022-02-21 12:46 | THOR\acont | 2024-10-09 10:48 | Cloned from Simplex 4905-9931
3f00948c-b78d-4324-828f-c557b59026d8 |  |  |  | North | Edwards |  | Cards & Components |  |  |  | Card | TRUE | SL30-1 |  | Annunciator Module, 31-60 Zones, 2 LEDs & 1 Button Per Zone | 1 | [6 empty] | TRUE | [5 empty] | #FFFFFFFF |  |  | FALSE | FALSE | FALSE | [14 empty] | FALSE | [7 empty] | THOR\acont | 2024-10-09 10:48
44f5dfd4-2269-4a2c-9f6e-c55d092096ed | NFPA 170 HORN STROBE CEILING |  |  | North | Siemens |  | Horn/Strobe |  |  |  | Module | TRUE | SL2HSCW-FB | S54329-F96-A1++ | Horn-Strobe, Ceiling, Clear, White, Pictogram | 1 | [7 empty] | TRUE |  |  |  |  | #FF0070C0 | FA-NFPA 170 HORN STROBE CEILING | 1 | FALSE | FALSE | FALSE | 2023 | [16 empty] | C |  |  | DESKTOP-7EIEB7A\acont | 2023-08-03 09:28 | THOR\acont | 2024-09-08 17:27 | Cloned from Siemens SL2HSWW-FB | [Siemens] [NAC] [24 VDC, HORN TEMPORAL] SL2FSCR-AL (C), SL2FSCR-CO (C), SL2FSCR-F (C), SL2FSCR-N (C), SL2FSCW-AL (C), SL2FSCW-CO (C), SL2FSCW-F (C), SL2FSCW-N (C), SL2FSWR-AL, SL2FSWR-CO, SL2FSWR-F, SL2FSWR-N, SL2FSWW-AL, SL2FSWW-CO, SL2FSWW-F, SL2FSWW-N [Siemens] [NAC] [24 VDC, HORN HIGH] SL2HSCR-A (C), SL2HSCR-AL (C), SL2HSCR-F (C), SL2HSCR-FB (C), SL2HSCR-N (C), SL2HSCW-A (C), SL2HSCW-AL (C), SL2HSCW-F (C), SL2HSCW-FB (C), SL2HSCW-N (C) [Siemens] [NAC] [24 VDC, HORN TEMPORAL] SL2FSSCR-AL (C), SL2FSSCR-CO (C), SL2FSSCR-F (C), SL2FSSCR-N (C), SL2FSSCW-AL (C), SL2FSSCW-CO (C), SL2FSSCW-F (C), SL2FSSCW-N (C), SL2FSSWR-AL, SL2FSSWR-CO, SL2FSSWR-F, SL2FSSWR-N, SL2FSSWW-CO, SL2FSSWW-F, SL2FSSW
2ffb129e-deb2-4699-9f39-c575fd0b2f86 |  |  |  | North | Edwards |  | Cards & Components |  |  |  | Card | TRUE | 4-NET-XT | + | Twisted Pair Full Duplex Network Extender Module | 1 | 0.15 | 0.15 |  |  |  |  | TRUE | [5 empty] | #FFFFFFFF |  |  | FALSE | FALSE | FALSE | [20 empty] | DESKTOP-7SAL8M7\acont | 2019-12-13 12:52 | THOR\acont | 2024-10-09 10:48
67601fb2-608c-4fa8-a428-c5772fb82b77 | NFPA 170 SMOKE DETECTOR |  |  | North | Notifier |  | Smoke Detector |  |  |  | Module | TRUE | FSP-851 w/B200SR | ++ | DETECTOR, SMOKE, ADDRESSABLE PHOTO w/SOUNDER BASE | 1 | 0.0003 | 0.0065 |  |  |  |  | FALSE | TRUE | FLUSH |  | 4" SQ. DEEP | 3 "O" PLASTER RING | #FFFF0000 | FA-NFPA 170 SMOKE DETECTOR | 1 | FALSE | FALSE | FALSE | 1408 |  |  | 7272-0028:0206 | [10 empty] | FALSE |  |  | SB |  |  |  |  | THOR\acont | 2024-09-08 17:27 | 20191121 AC Detector with base | [Honeywell, Notifier, System Sensor] [SLC SENSORS] [*] [#4 TYPE ADDR ¦ SENSORS] 2251B (C), 2251-COPTIR (C), 2251-COPTIR w/B200S-WH (C), 2251TB (C), 2251TMB (C), 5251B (C), 5251B-WP (C), 5251H (C), 5251RB (C), 5251RB-WP (C), 7251 (C), 7251DH (C), DH200LP [Honeywell, Notifier, System Sensor] [SLC MODULES SENSORS] [*] [#2 SHARED ADDR ¦ SENSORS] 2251B (C), 2251-COPTIR (C), 2251-COPTIR w/B200S-WH (C), 2251TB (C), 2251TMB (C), 5251B (C), 5251B-WP (C), 5251H (C), 5251RB (C), 5251RB-WP (C), 7251 (C), 7251DH (C) [Notifier] [AUX POWER] B200SR-WH, FSD-751P w/B200SR (C), FSD-751PL w/B200SR (C), FSD-751RP w/B200SR (C), FSD-751RPL w/B200SR (C), FSI-851 w/B200SR (C), FSL-751 w/B200SR (C), FSP-851 w/B200SR (C), FSP-851T w/B200SR (C), FST-851 w/B200SR (C), FST-851H w/B2
e41d8841-48f8-4b50-b270-c57765b2e55d | NFPA 170 DUCT SMOKE DETECTOR |  |  | North | MIRCOM |  | Duct Smoke Detector |  |  |  | Module | TRUE | DNR w/MIX-2351RAP | ++ | Intelligent Non-Relay Photoelectric Duct Detector/MIX-2351RAP | 1 | 0.0002 | 0.0045 |  |  |  |  | FALSE | TRUE | FLUSH |  | N/A | N/A | #FFFF0000 | FA-NFPA 170 DUCT SMOKE DETECTOR | 1 | FALSE | FALSE | FALSE | 1400 |  |  | 3242-1653:0209 | [10 empty] | FALSE | [5 empty] | DESKTOP-7EIEB7A\acont | 2023-05-12 11:28 | THOR\acont | 2024-09-08 17:27 | Cloned from MIRCOM DNR w/MIX-2251BR | [MIRCOM] [SLC SENSORS] [*] [#4 TYPE ADDR ¦ SENSORS] DNR w/MIX-2251BR (C), DNR w/MIX-2351RAP (C), MIX-1251AP w/B200SR-LF-WH (C), MIX-1251AP w/B200SR-WH (C), MIX-1251AP w/B210LP (C), MIX-1251AP w/B224RB-WH (C), MIX-1251AP w/B501 (C), MIX-1251B w/B200SR-LF- [MIRCOM] [SLC MODULES SENSORS] [*] [#2 SHARED ADDR ¦ SENSORS] DNR w/MIX-2251BR (C), DNR w/MIX-2351RAP (C), MIX-1251AP w/B200SR-LF-WH (C), MIX-1251AP w/B200SR-WH (C), MIX-1251AP w/B210LP (C), MIX-1251AP w/B224RB-WH (C), MIX-1251AP w/B501 (C), MIX-1251B w/ | [MIRCOM, Monaco Enterprises] DNR w/723-600-00, DNR w/MIX-2251BR, DNR w/MIX-2351RAP
797948e0-2d77-41d3-a596-c57c39b0195f |  |  |  | North | Siemens | [5 empty] | Module | TRUE | SE-HMC-R | 500-636027 | E SPEAKER HI MULTI CANDELA RED | 1 | [12 empty] | #FFFFFFFF |  |  | FALSE | FALSE | FALSE | [20 empty] | DESKTOP-7SAL8M7\acont | 2019-08-13 09:04 | THOR\acont | 2024-10-09 10:48
796662a7-65b9-46fe-90cc-c57cfac0e6dc |  |  |  | North | Monaco Enterprises |  | Hardware |  |  |  | Hardware | TRUE | 729-228-00 | ++ | Intelligent Detector Standard Base, Plug-in, 6 in. Flanged, AP/CLIP, White, Type II | 1 | [12 empty] | #FFFFFFFF |  |  | FALSE | FALSE | FALSE | [20 empty] | DESKTOP-7EIEB7A\acont | 2023-04-25 07:08 | THOR\acont | 2024-10-09 10:48 | Cloned from Monaco Enterprises 729-132-00
0b26a0e3-59f4-4ee4-ba28-c57e0689a744 | NFPA 170 AREA OF REFUGE REMOTE |  |  | North | Cornell |  | Area of Refuge Component |  |  |  | Module | TRUE | 4202 |  | Call Station | 1 | [6 empty] | TRUE | [5 empty] | #FF00B050 | FA-NFPA 170 AREA OF REFUGE REMOTE | 1 | FALSE | FALSE | FALSE | 4002 | [19 empty] | DESKTOP-7SAL8M7\acont | 2020-08-27 08:42 | THOR\acont | 2024-09-08 17:27 | Cloned from Cornell 4201B/VM | [Cornell] [AOR Call Circuit] 4201B/V, 4201B/VM, 4202
f6bd1602-acbb-4ced-9a08-c57eca61fb2c | NFPA 170 HORN STROBE CEILING |  |  | North | Gentex |  | Horn/Strobe |  |  |  | Module | TRUE | GCCA24RCR |  | Horn Strobe, 24 VDC, Red, Ceiling, Amber Lens | 1 | 0 | 0.344 |  |  |  |  | FALSE | TRUE |  |  |  |  | #FF0070C0 | FA-NFPA 170 HORN STROBE CEILING | 1 | FALSE | FALSE | FALSE | 2013 | [13 empty] | FALSE |  |  | C |  |  | THOR\acont | 2025-01-21 08:24 |  |  | Cloned from Gentex GCC24CR | [Gentex] [NAC] [UL MAX, TEMP 3 HIGH] GCCA24RCR (C)
a29ead8e-a494-4c35-bc95-c57f57757c3f | NFPA 170 SPEAKER STROBE |  |  | North | Kidde |  | Speaker/Strobe |  |  |  | Module | TRUE | INT-8A-RS25 |  | 110cdW, 60cdC Strobe, Re-Ent Speaker, 25V 2, 4, 8, 15w | 1 | [6 empty] | FALSE | [5 empty] | #FF0070C0 | FA-NFPA 170 SPEAKER STROBE | 1 | FALSE | FALSE | FALSE | 2019 | [13 empty] | FALSE | [5 empty] | AUGUSTALIEN\aucon | 2024-05-21 15:56 | THOR\acont | 2024-10-09 10:48 | Cloned from Edwards 757-8A-RS25
12c95ef3-cf0b-4dbe-963d-c582973ef8e4 |  |  |  | North | Bosch | [5 empty] | Module | TRUE | DRH-5532-214D00 | * | Divar Hybrid 5000 Recorders 16 Ch An / 16 Ch Ip, 1X4Tb Hdd, Dvd, 1.5U | 1 | [12 empty] | #FFFFFFFF |  |  | FALSE | FALSE | FALSE | [20 empty] | DESKTOP-7EIEB7A\acont | 2021-08-13 06:25 | THOR\acont | 2024-10-09 10:48
0be112ef-4962-4ed7-bce9-c58bcc13618a |  |  |  | North | Edwards |  | Hardware |  |  |  | Hardware | TRUE | FW-42LCDHMK1 |  | 42" Wall Mount Bracket Kit - single display, horizonal | 1 | [6 empty] | FALSE | [5 empty] | #FFFFFFFF |  |  | FALSE | FALSE | FALSE | [14 empty] | FALSE | [7 empty] | THOR\acont | 2024-10-09 10:48
7a657539-f44d-4a60-a7da-c591a03a6de7 | NFPA 170 HORN |  |  | North | Potter |  | Horn |  |  |  | Module | TRUE | EH-24R |  | Low Profile Electric Horn, Red | 1 | 0 | 0.056 |  |  |  |  | FALSE | [5 empty] | #FF0070C0 | FA-NFPA 170 HORN | 1 | FALSE | FALSE | FALSE | 2010 | [13 empty] | FALSE | [7 empty] | THOR\acont | 2024-09-08 17:27 |  | [Potter] [NAC] [UL MAX, HIGH DB] EH-24PR, EH-24PW, EH-24R, EH-24W
c10297f5-9149-45f5-80eb-c59381a614ac | NFPA 170 SMOKE HEAT CO DETECTOR |  |  | North | Gamewell FCI |  | Smoke/Heat/CO Detector |  |  |  | Module | TRUE | MCS-COF3 w/B224RB-WH | + | Addressable, low-profile device that provides fire, heat, and carbon monoxide (CO) detection, Relay Base | 1 | 0.0002 | 0.0045 |  |  |  |  | FALSE | TRUE |  |  |  |  | #FFFF0000 | FA-NFPA 170 SMOKE HEAT CO DETECTOR | 1 | FALSE | FALSE | FALSE | 1408 | [13 empty] | FALSE |  |  | CO, R |  |  | DESKTOP-7EIEB7A\acont | 2021-07-26 12:03 | THOR\acont | 2024-09-08 17:27 | Cloned from Notifier FCO-951 w/B224RB-WH | [Gamewell FCI] [SLC MODULES SENSORS] [*] [#2 SHARED ADDR ¦ SENSORS] ADPF (C), ASD-PL2F w/B200S-LF-WH (C), ASD-PL2F w/B210LP (C), ASD-PL2FR (C), ASD-PL3 w/B200S-LF-WH (C), ASD-PL3 w/B200SR-LF-WH (C), ASD-PL3 w/B200SR-WH (C), ASD-PL3 w/B224BI-WH (C), ASD-P [Gamewell FCI] [SLC SENSORS] [*] [#4 TYPE ADDR ¦ SENSORS] ADPF (C), ASD-PL2F w/B200S-LF-WH (C), ASD-PL2F w/B210LP (C), ASD-PL2FR (C), ASD-PL3 w/B200S-LF-WH (C), ASD-PL3 w/B200SR-LF-WH (C), ASD-PL3 w/B200SR-WH (C), ASD-PL3 w/B224BI-WH (C), ASD-PL3 w/B224R
674ca4d1-132e-4a31-8f86-c594618c41f1 | NFPA 170 AMPLIFIER RACK | RISER AMP |  | North | Firelite |  | Amplifier |  |  |  | Assembly | TRUE | ECC-50/100 (100W, 70V) | + | (Primary Operating Console) 100 Watt, 70VRMS single speaker zone emergency voice evacuation system, integral microphone, built in tone generator and 14 recordable messages. | 1 | [6 empty] | FALSE | [5 empty] | #FFFF0000 | FA-NFPA 170 AMPLIFIER RACK | 1 | FALSE | FALSE | FALSE | 300 | [8 empty] | 7,12,18,26 |  |  | 7.5 | 100 | TRUE | [5 empty] | DESKTOP-7SAL8M7\acont | 2019-02-27 08:19 | THOR\acont | 2024-09-08 17:27 | Cloned from Firelite ECC-50/100 (100W, 25V)
f338bf8f-7f3e-441d-af1f-c5a06a0f6aff | NFPA 170 SPEAKER STROBE |  |  | North | Eaton Wheelock |  | Speaker/Strobe |  |  |  | Module | TRUE | LSPSTW3-AL |  | WALL SPEAKER STROBE, WHITE, ALERT | 1 | [6 empty] | TRUE | [5 empty] | #FF0070C0 | FA-NFPA 170 SPEAKER STROBE | 1 | FALSE | FALSE | FALSE | 2020 | [19 empty] | DESKTOP-7EIEB7A\acont | 2021-04-12 12:15 | THOR\acont | 2024-09-08 17:27 | Cloned from Eaton Wheelock LSPSTW3-ALA | [Eaton Wheelock] [NAC] LSPSTR3, LSPSTR3-AL, LSPSTR3-ALA, LSPSTR3-N, LSPSTR3-NA, LSPSTW3, LSPSTW3-AL, LSPSTW3-ALA, LSPSTW3-N, LSPSTW3-NA [Eaton Wheelock] [AUDIO 70.7v] [70V AUDIO] LSPKC (C), LSPKRC (C), LSPKRC-AL (C), LSPKRC-N (C), LSPKWC (C), LSPKWC-AL (C), LSPKWC-N (C), LSPSTC3 (C), LSPSTR3, LSPSTR3-AL, LSPSTR3-ALA, LSPSTR3-N, LSPSTR3-NA, LSPSTRC3 (C), LSPSTRC3-AL (C), LSPSTW3, LSPSTW3- [Eaton Wheelock] [AUDIO 25v] [25V AUDIO] LSPKC (C), LSPKRC (C), LSPKRC-AL (C), LSPKRC-N (C), LSPKWC (C), LSPKWC-AL (C), LSPKWC-N (C), LSPSTC3 (C), LSPSTR3, LSPSTR3-AL, LSPSTR3-ALA, LSPSTR3-N, LSPSTR3-NA, LSPSTRC3 (C), LSPSTRC3-AL (C), LSPSTW3, LSPSTW3-AL
ad090d08-0956-425e-94f2-c5a3d94c31e7 | NFPA 170 HORN |  |  | North | Siemens |  | Hardware |  |  |  | Hardware | TRUE | LFSBB-W | S54329-A10-A1 | Low Frequency Sounder Surface Backbox - White | 1 | [12 empty] | #FF0070C0 | FA-NFPA 170 HORN | 1 | FALSE | FALSE | FALSE | [17 empty] | LF |  |  | DESKTOP-7SAL8M7\acont | 2019-08-13 09:04 | THOR\acont | 2024-09-08 17:27
9792a7ac-046c-4f46-be17-c5b9cb7b843a | NFPA 170 SMOKE DETECTOR |  |  | North | Kidde |  | Smoke Detector |  |  |  | Module | TRUE | FX-PD w/B4U BASE | ++ | Intelligent Addressable Optical Smoke Detector | 1 | 4.5e-05 | 4.5e-05 |  |  |  |  | FALSE | TRUE |  |  |  |  | #FFFF0000 | FA-NFPA 170 SMOKE DETECTOR | 1 | FALSE | FALSE | FALSE | 1408 | [13 empty] | FALSE | [5 empty] | DESKTOP-7EIEB7A\acont | 2022-03-08 14:24 | THOR\acont | 2024-09-08 17:27 | Cloned from Edwards SIGA-PD w/SIGA-SB BASE | [Kidde] [SLC EST SENSORS] [*] [#4 TYPE ADDR ¦ SENSORS] DS-HFS (C), DS-PS (C), FX-HD w/IB4U BASE, FX-HD w/RB4U BASE, FX-HD w/SB4U BASE, FX-HD w/SB4U-LF BASE, FX-HD wB4U BASE, FX-PD w/B4U BASE (C), FX-PD w/IB4U BASE (C), FX-PD w/SB4U BASE (C), FX-PD w/SB4U [Kidde] [SLC EST MODULES SENSORS] [*] [#2 SHARED ADDR ¦ SENSORS] DS-HFS (C), DS-PS (C), FX-HD w/IB4U BASE, FX-HD w/RB4U BASE, FX-HD w/SB4U BASE, FX-HD w/SB4U-LF BASE, FX-HD wB4U BASE, FX-PD w/B4U BASE (C), FX-PD w/IB4U BASE (C), FX-PD w/SB4U BASE (C), FX [Edwards, Kidde] [SLC EST SENSORS] 01 [*] [EST3, iO1000] DS-HFS (C), DS-PS (C), FX-HD w/IB4U BASE, FX-HD w/RB4U BASE, FX-HD w/SB4U BASE, FX-HD w/SB4U-LF BASE, FX-HD wB4U BASE, FX-PD w/B4U BASE (C), FX-PD w/IB4U BASE (C), FX-PD w/SB4U BASE (C), FX-PD w/SB [Edwards, Kidde] [SLC EST MODULES/SENSORS] 01 [*] [iO64] DS-HFS (C), DS-PS (C), FX-HD w/IB4U BASE, FX-HD w/RB4U BASE, FX-HD w/SB4U BASE, FX-HD w/SB4U-LF BASE, FX-HD wB4U BASE, FX-PD w/B4U BASE (C), FX-PD w/IB4U BASE (C), FX-PD w/SB4U BASE (C), FX-PD w/SB
de824dbc-8a62-4b0d-879e-c5bd3ae70398 | NFPA 170 HEAT DETECTOR |  |  | North | Autocall |  | Heat Detector |  |  |  | Module | TRUE | A4098-9613 w/A4098-9683 | + | Electronic Heat Detector 2-Wire 135° F (57° C) with auxiliary alarm relay output | 1 | 0.0001 | 0.024 |  |  |  |  | TRUE | TRUE |  |  |  |  | #FFFF0000 | FA-NFPA 170 HEAT DETECTOR | 1 | FALSE | FALSE | FALSE | 1403 | [16 empty] | 135¦RR |  |  | DESKTOP-0D6CQVA\lousc | 2019-07-06 09:24 | THOR\acont | 2024-09-08 17:27 | 20191121 AC Detector with base | [Autocall, Simplex] [IDC] 01 2098-9201 (C), 2098-9202 (C), 2098-9203 (C), 2098-9208 (C), 2098-9576 (C), 2099-9101 (C), 2099-9102 (C), 2099-9103 (C), 2099-9104 (C), 2099-9105 (C), 2099-9107 (C), 2099-9108 (C), 2099-9754 (C), 2099-9755 (C), 2099-9756 (C),
89517aa3-8780-46ae-b6b7-c5beb667ab4a | NFPA 170 FIRE ALARM CONTROL UNIT | RISER FACP |  | North | VES |  | Fire Alarm Control Unit |  |  |  | Assembly | TRUE | VF1848-10/11 | + | Elite Conventional Fire Control Panel, 8 Zones, Red, 120V | 1 | [6 empty] | FALSE | [5 empty] | #FFFF0000 | FA-NFPA 170 FIRE ALARM CONTROL UNIT | 1 | FALSE | FALSE | FALSE | 202 | [8 empty] | 7 |  | 7 |  |  | TRUE | [5 empty] | AUGUSTALIEN\aucon | 2024-06-05 17:19 | THOR\acont | 2024-10-09 10:48 | Cloned from VES VF1810-10 | [AutoPulse, Hochiki, VES] [RS-485] [Network] 542R (433607), FN2127US0ERS120, FN-2127US0ERS-220, FN2127US1ERS120, FN-2127US1ERS-220, FN4127US0ERS120, FN-4127US0ERS-220, FN4127US1ERS120, FN-4127US1ERS-220, FN-LCD-N, FN-LCD-S, FNP-1127, FNP-1127ES0EGS-120,
30cc9ae9-6c58-4790-bbbf-c5c735a5a249 | NFPA 170 HEAT DETECTOR |  |  | North | Hochiki |  | Heat Detector |  |  |  | Module | TRUE | DFE-190 w/NS6-220 STANDARD BASE | DFE-190 w/NS6-220 STANDARD BASE | HEAT DETECTOR w/ STANDARD BASE | 1 |  | 0.243 |  |  |  |  | TRUE | TRUE |  | *Refer to Install Sheet |  |  | #FFFF0000 | FA-NFPA 170 HEAT DETECTOR | 1 | FALSE | FALSE | FALSE | 1403 | [19 empty] | DESKTOP-0D6CQVA\lousc | 2019-10-12 07:53 | THOR\acont | 2024-09-08 17:27 | Cloned from Hochiki DCD-135 w/NS6-220 STANDARD BASE | [Hochiki] [IDC] 01 [IDC] DCD-135 w/HSC-220L LATCHING LED BASE (C), DCD-135 w/HSC-220R - 2 WIRE RELAY BASE (C), DCD-135 w/HSC-221L LATCHING LED BASE (C), DCD-135 w/HSC-221R - 2 WIRE RELAY BASE (C), DCD-135 w/HSC-224L LATCHING LED BASE (C), DCD-135 w
71962427-e60c-4e77-abdc-c5c78c7cf7b3 | NFPA 170 HORN STROBE |  |  | North | Autocall |  | Horn/Strobe |  |  |  | Module | TRUE | A49AV-APPLW-BA | + | Audible/Visible Notification Appliances, Wall Mount Multi-Candela Horn/Strobe, Specify Cover, Assembled in USA | 1 | 0 | 0 |  |  |  |  | TRUE | [5 empty] | #FF0070C0 | FA-NFPA 170 HORN STROBE | 1 | FALSE | FALSE | FALSE | 2012 | [19 empty] | DESKTOP-7EIEB7A\acont | 2022-02-21 13:50 | THOR\acont | 2024-09-08 17:27 | Cloned from Autocall A49AV-APPLW | [Autocall, Simplex] [IDNac] [23VDC, STEADY HIGH] 49AV-APPLW, 49AV-APPLW-BA, A49AV-APPLW, A49AV-APPLW-BA
89acc420-fa30-4213-994d-c5cd02e805c6 |  |  |  | North | Potter |  | Cards & Components |  |  |  | Card | TRUE | PVC-IOI | + |  | 1 | 0.018 | 0.019 |  |  |  |  | TRUE | [5 empty] | #FFFFFFFF |  |  | FALSE | FALSE | FALSE | [20 empty] | DESKTOP-7SAL8M7\acont | 2020-11-03 16:06 | THOR\acont | 2024-10-09 10:48 | Cloned from Hochiki FNV-IOI
3824b3d8-c49d-43fa-8e04-c5ce1468d739 | NFPA 170 SPEAKER WALL |  |  | North | Autocall |  | Speaker |  |  |  | Module | TRUE | A4902-9716 |  | SPEAKER LOW FREQUENCY | 1 | [6 empty] | TRUE | [5 empty] | #FF0070C0 | FA-NFPA 170 SPEAKER WALL | 1 | FALSE | FALSE | FALSE | 2021 | [16 empty] | LF |  |  | THOR\acont | 2024-08-02 11:02 | THOR\acont | 2024-09-08 17:27 | Cloned from Autocall A4902-9717 | [Autocall, Simplex] [AUDIO 70.7v] [70V AUDIO] 4902-9721, 4903-9148, 4903-9149, 4903-9150, 4903-9153, 4903-9193, 4906-9151, 4906-9153, 4906-9154 (C), 4906-9158 (C), 4906-9159 (C), 4906-9160 (C), A4902-9716, A4902-9717, A4902-9721, A4906-9151, A4906-9153, [Autocall, Simplex] [AUDIO 25v] [25V AUDIO] 4902-9721, 4903-9148, 4903-9149, 4903-9150, 4903-9153, 4903-9193, 4906-9151, 4906-9153, 4906-9154 (C), 4906-9158 (C), 4906-9159 (C), 4906-9160 (C), A4902-9716, A4902-9717, A4902-9721, A4906-9151, A4906-9153, A4
12d60119-67e3-4028-a44f-c5ce8432c368 | NFPA 170 MULTI DETECTOR |  |  | North | System Sensor |  | Multi Criteria Detector |  |  |  | Module | TRUE | SS-PTIR w/B300-6 | + | Intelligent photoelectric, thermal and infrared smoke detector, Standard Base | 1 | 0.0002 | 0.0045 |  |  |  |  | FALSE | TRUE |  |  |  |  | #FFFF0000 | FA-NFPA 170 MULTI DETECTOR | 1 | FALSE | FALSE | FALSE | 1408 | [13 empty] | FALSE | [5 empty] | THOR\acont | 2024-11-27 07:48 | THOR\acont | 2024-11-27 07:49 | Cloned from System Sensor SS-PHOTO w/B300-6 | [Firelite, System Sensor] [SLC MODULES SENSORS] [*] [#2 SHARED ADDR ¦ SENSORS] AD355 w/B200SR-LF-WH (C), AD355 w/B200SR-WH (C), AD355 w/B210LP (C), AD355 w/B224BI-WH (C), AD355 w/B224RB-WH (C), AD355 w/B501 (C), BEAM355 (C), BEAM355S (C), CP355 w/B200SR- [Silent Knight, System Sensor] [SLC SK SENSORS] [*] [#4 TYPE ADDR ¦ SENSORS] DNR w/SK-PHOTO-R-W (C), DNRW w/SK-PHOTO-R-W (C), HFS-D (C), HFS-P (C), HFS-PT (C), HFS-T (C), OSI-RI-SK (C), SK-ACCLIMATE (C), SK-BEAM (C), SK-DUCT-W w/SK-PHOTO-R-W (C), SK-FIRE [Firelite, System Sensor] [SLC SENSORS] [*] [#4 TYPE ADDR ¦ SENSORS] AD355 w/B200SR-LF-WH (C), AD355 w/B200SR-WH (C), AD355 w/B210LP (C), AD355 w/B224BI-WH (C), AD355 w/B224RB-WH (C), AD355 w/B501 (C), BEAM355 (C), BEAM355S (C), CP355 w/B200SR-WH (C), CP
1cf556da-ce39-4a37-bf92-c5cee397c96d | NFPA 170 MANUAL PULL |  |  | North | Hochiki |  | Manual Station |  |  |  | Module | TRUE | HPS-DAH/S - dual action with Hex lock (Spanish) | HPS-DAH/S - dual action with Hex lock (Spanish) | HPS-DAH/S - dual action with Hex lock (Spanish) | 1 | 0 | 0 |  |  |  |  | TRUE |  |  | *Refer to Install Sheet |  |  | #FFFF0000 | FA-NFPA 170 MANUAL PULL | 1 | FALSE | FALSE | FALSE | 957 | [19 empty] | DESKTOP-0D6CQVA\lousc | 2019-10-06 14:55 | THOR\acont | 2024-09-08 17:27 | from Hochiki HPS-DAH - dual action with Hex lock | [Hochiki, VES] [IDC] 01 [IDC] HPS-DAH - dual action with Hex lock, HPS-DAH/S - dual action with Hex lock (Spanish), HPS-DAK - dual action with Key lock, HPS-DAK - SR, HPS-DAK - WP, HPS-DAK/S - dual action with Key lock (Spanish), HPS-SA-EX/WP, HPS-SAH si
b520c885-6f25-43db-ad41-c5d8ffe49002 | NFPA 170 AMPLIFIER RACK | RISER AMP |  | North | Sigcom |  | Cards & Components |  |  |  | Card | TRUE | VECP-50 (50W, 25V) MAIN BOARD | + | Main Board | 1 | 0.21 | 2.75 |  |  |  |  | FALSE | [5 empty] | #FFFF0000 | FA-NFPA 170 AMPLIFIER RACK | 1 | FALSE | FALSE | FALSE | 300 | [8 empty] | 7,12,18 |  |  |  | 100 | TRUE | [5 empty] | DESKTOP-7EIEB7A\acont | 2023-05-01 10:14 | THOR\acont | 2024-09-08 17:27 | Cloned from Sigcom VECP-25 (25W, 25V) MAIN BOARD | [Siemens, Sigcom] [IDC] [#1 ALARM] MNS-3-REL, TXR-320 Main Board, VECP-25 (25W, 25V) MAIN BOARD, VECP-50 (50W, 25V) MAIN BOARD [Sigcom] [NAC Trigger] [#1 NAC INPUT] VECP-25 (25W, 25V) MAIN BOARD, VECP-50 (50W, 25V) MAIN BOARD [Sigcom] [IDC] [#2 AUX MESSAGE INPUT] VECP-25 (25W, 25V) MAIN BOARD, VECP-50 (50W, 25V) MAIN BOARD [Sigcom] [NAC Trigger] [#2 NAC INPUT] VECP-25 (25W, 25V) MAIN BOARD, VECP-50 (50W, 25V) MAIN BOARD [Siemens, Sigcom] [IDC] [#2 TROUBLE] MNS-3-REL, TXR-320 Main Board, VECP-25 (25W, 25V) MAIN BOARD, VECP-50 (50W, 25V) MAIN BOARD [Sigcom] [AUDIO LOW] [#2 AUX AUDIO INPUT] MNS-100EXP (100W, 25V) MAIN BOARD, MNS-100EXP (100W, 70V) MAIN BOARD, VECP-25 (25W, 25V) MAIN BOARD, VECP-50 (50W, 25V) MAIN BOARD [Sigcom] [IDC] [#1 AUX MESSAGE INPUT] VECP-25 (25W, 25V) MAIN BOARD, VECP-50 (50W, 25V) MAIN BOARD | [Sigcom] VECP-50 (50W, 25V) MAIN BOARD
6d9ba961-37b6-4494-9632-c5dc3f1d8db9 | NFPA 170 ADDRESSABLE OUTPUT MODULE |  |  | North | Notifier |  | Addressable Control/Relay |  |  |  | Module | TRUE | XP6-R | ++ | Six Relay Control Module w/BB-XP | 6 | 0.00145 | 0.032 |  |  |  |  | FALSE | FALSE |  |  |  |  | #FFFF0000 | FA-NFPA 170 ADDRESSABLE OUTPUT MODULE | 1 | FALSE | FALSE | FALSE | [14 empty] | FALSE |  |  | XP6-R |  |  |  |  | THOR\acont | 2024-09-08 17:27 |  | [Notifier] [SLC MODULES/SENSORS] [#06 ++] NMM-100-10, NZM-100-6, XP10-M, XP6-C, XP6-MA, XP6-R [Notifier] [AUX POWER, RELAY] [RISER INPUT] XP6-R [Notifier] [SLC MODULES] [#05 ++] ACPS-610, AMPS-24, AMPS-24E, NMM-100-10, NZM-100-6, PMB-AUX, XP10-M, XP6-C, XP6-MA, XP6-R [Notifier] [SLC MODULES/SENSORS] [#05 ++] ACPS-610, AMPS-24, AMPS-24E, NMM-100-10, NZM-100-6, PMB-AUX, XP10-M, XP6-C, XP6-MA, XP6-R [Notifier] [SLC MODULES] [#03 ++] ACPS-610, AMPS-24, AMPS-24E, FWSG, NMM-100-10, NZM-100-6, PMB-AUX, XP10-M, XP6-C, XP6-MA, XP6-R [Honeywell, Notifier, System Sensor] [SLC MODULES] [*] [#3 TYPE ADDR ¦ MODULES] 30-3013 w/FMM-101, Q3013D, ACM-8R, ACPS-610, AMPS-24, AMPS-24E, EM-1M, EM-1MI, EM-1MM, EM-1MMI, EM-1R, EM-1RI, EM-1SR, EM-1SRI, FCM-1, FCM-1-REL, FD7044 MM-101, FDM-1, FDRM-1 [Notifier] [SLC MODULES/SENSORS] [#04 ++] ACPS-610, AMPS-24, AMPS-24E, NMM-100-10, NZM-100-6, PMB-AUX, XP10-M, XP6-C, XP6-MA, XP6-R [Notifier] [SLC MODULES/SENSORS] [#02 ++] ACPS-610, AMPS-24, AMPS-24E, FDM-1, FDRM-1, FWSG, NDM-100, NMM-100-10, NZM-100-6, PMB-AUX, XP10-M, XP6-C, XP6-MA, XP6-R [Notifier] [SLC MODULES] [#02 ++] ACPS-610, AMPS-24, AMPS-24E, FDM-1, FDRM-1, FWSG, NDM-100, NMM-100-10, NZM-100-6, PMB-AUX, XP10-M, XP6-C, XP6-MA, XP6-R [Notifier] [SLC MODULES] [#06 ++] NMM-100-10, NZM-100-6, XP10-M, XP6-C, XP6-MA, XP6-R [Notifier] [SLC MODULES] [#04 ++] ACPS-610, AMPS-24, AMPS-24E, NMM-100-10, NZM-100-6, PMB-AUX, XP10-M, XP6-C, XP6-MA, XP6-R [Honeywell, Notifier, System Sensor] [SLC MODULES SENSORS] [*] [#1 SHARED ADDR ¦ MODULES] 30-3013 w/FMM-101, Q3013D, ACM-8R, ACPS-610, AMPS-24, AMPS-24E, EM-1M, EM-1MI, EM-1MM, EM-1MMI, EM-1R, EM-1RI, EM-1SR, EM-1SRI, FCM-1, FCM-1-REL, FD7044 MM-101, FDM [Notifier] [SLC MODULES/SENSORS] [#03 ++] ACPS-610, AMPS-24, AMPS-24E, FWSG, NMM-100-10, NZM-100-6, PMB-AUX, XP10-M, XP6-C, XP6-MA, XP6-R | [Notifier] XP6-R
5397d7ab-ee36-4b52-b44d-c5de9ee6c6d1 | NFPA 170 REMOTE ANNUNCIATOR | RISER ANNUNCIATOR |  | North | Notifier |  | Remote Annunciator |  |  |  | Module | TRUE | ACM-30 | ++ | AIO Annunciator | 1 | 0.087 | 0.087 |  |  |  |  | TRUE | FALSE |  |  |  |  | #FFFF0000 | FA-NFPA 170 REMOTE ANNUNCIATOR | 1 | FALSE | FALSE | FALSE | 255 | [13 empty] | FALSE | [5 empty] | DESKTOP-7EIEB7A\acont | 2022-09-13 15:52 | THOR\acont | 2024-09-08 17:27 | Cloned from Firelite AFM-16ATF | [Firelite, Notifier] [RS-485] ACM-16ATF, ACM-30, ACM-32AF, ACM-48A, ACM-8RF, AEM-16ATF, AEM-32AF, AFM-16AF, AFM-16ATF, AFM-32AF, LCD-80F [ADT Unimode, Eaton Wheelock, Farenhyt, Firelite, Gamewell FCI, Monaco Enterprises, Notifier, Potter, Secutron, Silent Knight] [AUX POWER] [*] 790-012-00, ACM-16ATF, ACM-30, ACM-32AF, ACM-48A, ACM-8RF, ADT-LCD-80, AEM-16ATF, AEM-32AF, AFM-16AF, AFM-16ATF
40486ed2-fb43-4db4-8ae6-c5e24f81541f | NFPA 170 SMOKE DETECTOR |  |  | North | Potter |  | Smoke Detector |  |  |  | Module | TRUE | PAD200-PD w/PAD100-LFSB | + | Photoelectric Smoke Detector with 6" Base with LF Sounder Module Included | 1 | 0.0005 | 0.0005 |  |  |  |  | FALSE | TRUE |  |  |  |  | #FFFF0000 | FA-NFPA 170 SMOKE DETECTOR | 1 | FALSE | FALSE | FALSE | 1408 | [13 empty] | FALSE |  |  | LF¦SB |  |  | DESKTOP-7EIEB7A\acont | 2021-09-01 13:28 | THOR\acont | 2024-09-08 17:27 | Cloned from Potter PAD100-PD w/PAD100-LFSB | [Potter] [SLC PAD] [*] [#2 SHARED ADDR ¦ SENSORS] PAD100-CD w/PAD100-4DB, PAD100-CD w/PAD100-6DB, PAD100-CD w/PAD100-IB, PAD100-CD w/PAD100-LFSB, PAD100-CD w/PAD100-RB, PAD100-CD w/PAD100-SB, PAD100-CD w/PAD100-SPKB, PAD100-DUCT (C), PAD100-DUCTR (C), PA [Potter] [AUX POWER] PAD100-CD w/PAD100-LFSB, PAD100-HD w/PAD100-LFSB, PAD100-PD w/PAD100-LFSB (C), PAD100-PHD w/PAD100-LFSB (C), PAD100-PHD w/PAD100-LFSB (Split) (C), PAD200-PD w/PAD100-LFSB (C), PAD200-PHD w/PAD100-LFSB (C), PAD200-PHD w/PAD100-LFSB (S
56b4a8c6-b8da-4bfe-bfd5-c5e47f7e5dfe |  |  |  | North | Edwards |  | Hardware |  |  |  | Hardware | TRUE | 1500-7 |  | Catch plate extension assembly, 5.25 to 7.5" | 1 | [6 empty] | FALSE | [5 empty] | #FFFFFFFF |  |  | FALSE | FALSE | FALSE | [14 empty] | FALSE | [7 empty] | THOR\acont | 2024-10-09 10:48
67783a37-04a6-4571-a899-c5eaa7e31296 | NFPA 170 SPEAKER WALL |  |  | North | Siemens |  | Speaker |  |  |  | Module | TRUE | SET-W | 500-636056 | ET SPKR WHITE | 1 | [12 empty] | #FF0070C0 | FA-NFPA 170 SPEAKER WALL | 1 | FALSE | FALSE | FALSE | 2021 | [19 empty] | DESKTOP-7SAL8M7\acont | 2019-08-13 09:04 | THOR\acont | 2024-09-08 17:27 |  | [Siemens] [AUDIO 70.7v] [70V AUDIO] SET-AMC-CR-MNS-ALERT (C), SET-AMC-CW-MNS-ALERT (C), SET-AMC-R-MNS-ALERT, SET-AMC-W-MNS-ALERT, SET-CMC-CR-MNS-ALERT (C), SET-CMC-CW-MNS-ALERT (C), SET-CMC-R-MNS-ALERT, SET-CMC-W-MNS-ALERT, SET-CR (C), SET-CW (C), SET-HM [Siemens] [AUDIO 25v] [25V AUDIO] SET-AMC-CR-MNS-ALERT (C), SET-AMC-CW-MNS-ALERT (C), SET-AMC-R-MNS-ALERT, SET-AMC-W-MNS-ALERT, SET-CMC-CR-MNS-ALERT (C), SET-CMC-CW-MNS-ALERT (C), SET-CMC-R-MNS-ALERT, SET-CMC-W-MNS-ALERT, SET-CR (C), SET-CW (C), SET-HMC-
12712fe6-bfa7-4d73-a207-c5eb08b1f609 |  |  |  | North | Bosch | [5 empty] | Module | TRUE | NDP-4502-Z12C-RO | * | ***(Ross) AUTODOME IP 4000i PTZ dome 2MP 12x clear indoor in-ceiling (quote 7000077509/4) | 1 | [12 empty] | #FFFFFFFF |  |  | FALSE | FALSE | FALSE | [20 empty] | DESKTOP-7EIEB7A\acont | 2021-08-13 06:25 | THOR\acont | 2024-10-09 10:48
8a7ec334-c30a-4589-92af-c5eff3d80f71 |  |  |  | North | Edwards |  | Hardware |  |  |  | Hardware | TRUE | F-TRIM10R |  | Semi-flush Trim ring for FS1004, Red | 1 | [6 empty] | FALSE | [5 empty] | #FFFFFFFF |  |  | FALSE | FALSE | FALSE | [14 empty] | FALSE | [7 empty] | THOR\acont | 2024-10-09 10:48
072baa74-eac9-4248-bde2-c5f0aeb8450e | NFPA 170 SMOKE BEAM DETECTOR CONTROLLER |  |  | North | FFE |  | Beam Detector |  |  |  | Module | TRUE | 5000-103 (Controller) | + | Fireray 5000 Beam Detector Controller | 1 | 0.0085 | 0.0085 |  |  |  |  | FALSE | TRUE |  |  |  |  | #FFFF0000 | FA-NFPA 170 SMOKE BEAM DETECTOR CONTROLLER | 1 | FALSE | FALSE | FALSE | 1406 | [13 empty] | FALSE | [5 empty] | DESKTOP-7EIEB7A\acont | 2021-05-27 08:44 | THOR\acont | 2024-09-08 17:27 | Cloned from Potter 5000-103 (Controller) | [FFE, Potter] [IDC] 02 [Alarm] 100RU (C), 1430184 (Controller) (C), 3000-103 (Controller) (C), 5000-103 (Controller) (C), 50RU (C), 6010-300 (Detector) (C), 6020-300 (Controller) (C) [FFE, Potter] [AUX POWER] [*] 100RU (C), 1430184 (Controller) (C), 3000-103 (Controller) (C), 5000-103 (Controller) (C), 50RU (C), 6010-300 (Detector) (C), 6020-300 (Controller) (C) [FFE, Potter] [IDC] 01 [Trouble] 100RU (C), 1430184 (Controller) (C), 3000-103 (Controller) (C), 5000-103 (Controller) (C), 50RU (C), 6010-300 (Detector) (C), 6020-300 (Controller) (C) | [FFE, Potter] 3000-103 (Controller), 5000-103 (Controller)
40caa63b-f8fa-48a7-ab2e-c5f358bf7616 | NFPA 170 HORN |  |  | North | MIRCOM |  | Horn |  |  |  | Module | TRUE | FH-340R/W |  | HORN, WALL | 1 | [6 empty] | FALSE | [5 empty] | #FF0070C0 | FA-NFPA 170 HORN | 1 | FALSE | FALSE | FALSE | 2010 | [13 empty] | FALSE | [7 empty] | THOR\acont | 2024-09-08 17:27
b0d89e84-f46d-49f0-bf64-c5fbd09c995c |  |  |  | North | System Sensor |  | Cards & Components |  |  |  | Card | TRUE | B210LP | ++ | Plug-in Detector Base | 1 | [6 empty] | TRUE | FALSE |  |  |  |  | #FFFFFFFF |  |  | FALSE | FALSE | FALSE | [14 empty] | FALSE | [5 empty] | DESKTOP-7EIEB7A\acont | 2023-05-03 09:03 | THOR\acont | 2024-10-09 10:48 | Cloned from System Sensor B200SR | [Notifier, System Sensor] [AUX POWER] 2251-COPTIR w/B200S-WH (C), B200S, B200SR, B200S-WH, B210LP, FCO-851 w/B200S (C), FCO-951 w/B200S-WH (C), FCP-951 w/B200S-WH, FPC-951 w/B200S-IV (C), FPC-951 w/B200S-WH (C), FPTI-951 w/B200S-IV (C), FPTI-951 w/B200S-
dcdc38b2-88a0-467f-8177-c603858728ce | CADGEN CARD ACCESS CONTROL PANEL |  |  | North | Hirsch Electronics | Security/Access Control | Card Access Control Panel |  |  |  | Assembly | TRUE | MX-8 |  | Controls 8 Supervised Doors. 4,000 Users. Includes 8 door relays, 8 Alarm Inputs (requires Line Modules), enclosure, power supply, battery, tamper switch, key lock, and integrated SNIB2. Supports Expansion Boards. 110-240 VAC | 1 | [6 empty] | TRUE |  |  |  | 18 x 15.25 x 5.5 in (457 x 387 x 140 mm) |  | #FFFF0000 | FA-CADGEN CARD ACCESS CONTROL PANEL | 1 | FALSE | FALSE | FALSE | [9 empty] | 7 |  |  |  |  | TRUE | [5 empty] | THOR\acont | 2024-02-22 10:36 | THOR\acont | 2024-09-08 17:27 | Cloned from Hirsch MX-4
cc5e6853-0de5-4f2b-a635-c6039fb1b6e7 | NFPA 170 NOTIFICATION CIRCUIT EXTENDER PANEL | RISER NAC |  | North | Notifier |  | Notification Circuit Extender Panel |  |  |  | Assembly | TRUE | FCPS-24S6 | + | 6-Amp, 24-Volt Power Supply | 1 | [6 empty] | FALSE | FALSE |  |  |  |  | #FFFF0000 | FA-NFPA 170 NOTIFICATION CIRCUIT EXTENDER PANEL | 1 | FALSE | FALSE | FALSE | 212 | [8 empty] | 7,12,18 |  |  | 6 |  | TRUE | [7 empty] | THOR\acont | 2024-09-08 17:27
b64aa32b-e396-4077-abea-c604cb104aee | NFPA 170 FIRE ALARM CONTROL UNIT | RISER FACP |  | North | CWSI |  | Fire Alarm Control Unit |  |  |  | Assembly | TRUE | CP3600 |  | FIRE ALARM CONTROL PANEL | 1 | [6 empty] | TRUE | [5 empty] | #FFFF0000 | FA-NFPA 170 FIRE ALARM CONTROL UNIT | 1 | FALSE | FALSE | FALSE |  |  |  | 7165-2013:0101 | [16 empty] | AULAPTOP-PC\Aulaptop | 2019-10-15 04:29 | THOR\acont | 2024-09-08 17:27
b58c8c22-07c2-4fe2-be29-c6064f595296 | NFPA 170 DOCUMENT BOX |  |  | North | Space Age Electronics |  | Miscellaneous |  |  |  | Assembly | TRUE | SSU00672 | Accessories | Fire Alarm Document Box, Red 12” x 13” tall 2 ¼ deep | 1 | 0 | 0 |  |  |  |  | TRUE |  | Surface Mounted | Provided by FA Contractor |  |  | #FFFF0000 | FA-NFPA 170 DOCUMENT BOX | 1 | FALSE | FALSE | FALSE | [20 empty] | DESKTOP-0D6CQVA\lousc | 2019-07-20 11:46 | THOR\acont | 2024-09-08 17:27 | Cloned from Meir Products BW-DOCBOX
49f0cb0e-8e77-4524-9051-c60ab12ba502 | NFPA 170 STROBE WALL |  |  | North | Kidde |  | Strobe |  |  |  | Module | TRUE | WGVWN | ++ | Outdoor rated strobe, white, none | 1 | [6 empty] | FALSE | [5 empty] | #FF0070C0 | FA-NFPA 170 STROBE WALL | 1 | FALSE | FALSE | FALSE | 2023 | [13 empty] | FALSE |  |  | WP |  |  | THOR\acont | 2024-12-19 13:51 | THOR\acont | 2024-12-19 13:57 | Cloned from Edwards WGVWN | [Edwards, Kidde] [NAC] [VDC] WGSVRA, WGSVRF, WGSVRF-FR, WGSVRF-SP, WGSVRN, WGSVWA, WGSVWF, WGSVWF-FR, WGSVWF-SP, WGSVWN, WGVRA, WGVRF, WGVRF-FR, WGVRF-SP, WGVRN, WGVWA, WGVWF, WGVWF-FR, WGVWF-SP, WGVWN
d06d1354-747d-4cf2-ac7a-c60c17874fa2 | NFPA 170 WIRELESS CONTROL UNIT |  |  | North | Notifier |  | Wireless Control Unit |  |  |  | Module | TRUE | WAV-WL | + | Wireless AV base, wall, white | 2 | [6 empty] | FALSE | [5 empty] | #FFFF0000 | FA-NFPA 170 WIRELESS CONTROL UNIT | 1 | FALSE | FALSE | FALSE | [14 empty] | FALSE |  |  | WAV-CWL |  |  | AUGUSTXPS17-EUP\aucon | 2022-07-12 06:50 | THOR\acont | 2024-09-08 17:27 | Cloned from Firelite WAV-WL CLONED CLONED CLONED | [Farenhyt, Firelite, Gamewell FCI, Notifier, Silent Knight, System Sensor] [SWIFT MESH DEVICES] 01 HRL-LF w/ WAV-RL, HWL-LF w/ WAV-WL, P2RL w/WAV-RL, P2RLED w/WAV-RL, P2RL-LF w/ WAV-RL, P2WL w/ WAV-WL, P2WLED w/ WAV-WL, P2WL-LF w/ WAV-WL, SRL w/ WAV-RL, [Farenhyt, Firelite, Gamewell FCI, Notifier, Silent Knight] [SWIFT MESH DEVICES] 03 WAV-CRL, WAV-CWL, WAV-RL, WAV-WL [Honeywell, Notifier, System Sensor] [SLC MODULES] [*] [#3 TYPE ADDR ¦ MODULES] 30-3013 w/FMM-101, Q3013D, ACM-8R, ACPS-610, AMPS-24, AMPS-24E, EM-1M, EM-1MI, EM-1MM, EM-1MMI, EM-1R, EM-1RI, EM-1SR, EM-1SRI, FCM-1, FCM-1-REL, FD7044 MM-101, FDM-1, FDRM-1 [Honeywell, Notifier, System Sensor] [SLC MODULES SENSORS] [*] [#1 SHARED ADDR ¦ MODULES] 30-3013 w/FMM-101, Q3013D, ACM-8R, ACPS-610, AMPS-24, AMPS-24E, EM-1M, EM-1MI, EM-1MM, EM-1MMI, EM-1R, EM-1RI, EM-1SR, EM-1SRI, FCM-1, FCM-1-REL, FD7044 MM-101, FDM | [Farenhyt, Firelite, Gamewell FCI, Notifier, Silent Knight] WAV-CRL, WAV-CWL, WAV-RL, WAV-WL
0366727d-77e8-4708-991d-c60e83669c47 | NFPA 170 SMOKE DETECTOR |  |  | North | Firelite |  | Smoke Detector |  |  |  | Module | TRUE | CP355 w/B224RB-WH | + | Addressable ionization detector with B224RB Base *Discontinued | 1 | 0.0003 | 0.0065 |  |  |  |  | FALSE | TRUE |  |  |  |  | #FFFF0000 | FA-NFPA 170 SMOKE DETECTOR | 1 | FALSE | FALSE | FALSE | 1408 | [13 empty] | FALSE |  |  | I¦R |  |  | DESKTOP-7SAL8M7\acont | 2019-02-19 12:25 | THOR\acont | 2024-09-08 17:27 | 20191121 AC Detector with base | [Firelite, System Sensor] [SLC MODULES SENSORS] [*] [#2 SHARED ADDR ¦ SENSORS] AD355 w/B200SR-LF-WH (C), AD355 w/B200SR-WH (C), AD355 w/B210LP (C), AD355 w/B224BI-WH (C), AD355 w/B224RB-WH (C), AD355 w/B501 (C), BEAM355 (C), BEAM355S (C), CP355 w/B200SR- [Firelite, System Sensor] [SLC SENSORS] [*] [#4 TYPE ADDR ¦ SENSORS] AD355 w/B200SR-LF-WH (C), AD355 w/B200SR-WH (C), AD355 w/B210LP (C), AD355 w/B224BI-WH (C), AD355 w/B224RB-WH (C), AD355 w/B501 (C), BEAM355 (C), BEAM355S (C), CP355 w/B200SR-WH (C), CP
db96c3da-bbfd-4d62-ac52-c618c77e9842 |  |  |  | North | Bosch | [5 empty] | Module | TRUE | NDI-5503-AL-TM | * | ***(Tuesday Morning) Flexidome Ip 5000I 5Mp Hdr 3-10Mm Avf Indoor Ir Essential Analytics | 1 | [12 empty] | #FFFFFFFF |  |  | FALSE | FALSE | FALSE | [20 empty] | DESKTOP-7EIEB7A\acont | 2021-08-13 06:25 | THOR\acont | 2024-10-09 10:48
b2bfbe73-2458-47dd-813c-c61a4c0fcc5f | NFPA 170 ADDRESSABLE OUTPUT MODULE |  |  | North | Siemens |  | Addressable Control/Relay |  |  |  | Module | TRUE | HCP-Z | S54322-F9-A1 | Intelligent Control Point - Country of Origin (non China) | 1 | 0.001 | 0.001 | [10 empty] | #FFFF0000 | FA-NFPA 170 ADDRESSABLE OUTPUT MODULE | 1 | FALSE | FALSE | FALSE | 1100 | [19 empty] | DESKTOP-7SAL8M7\acont | 2019-08-13 09:04 | THOR\acont | 2024-09-08 17:27 |  | [Siemens] [AUDIO 25v, AUDIO 70.7v, AUX POWER, FFT, NAC] [RISER INPUT] HCP, HCP-Z [Siemens] [SLC MODULES SENSORS] [*] [#1 SHARED ADDR ¦ MODULES] AD-11P (C), FDBZ492 w/OP921 (C), FDBZ492-HR w/FDO421 (C), FDBZ492-HR w/OP921 (C), FDBZ492-R (C), FDCIO422, HCP, HCP-Z, HFPO-11, HFPT-11, HMS-D, HMS-DE, HMS-DP, HMS-DZ, HMS-S, HMS-SA, HMS-SE, | [Siemens] HCP, HCP-Z
47a54a89-e167-4439-af5b-c61b691da1f6 |  |  |  | North | Edwards |  | Hardware |  |  |  | Hardware | TRUE | CV10909 |  | ¾” CPVC socket TEE fitting, Bag of 20 | 1 | [6 empty] | FALSE | [5 empty] | #FFFFFFFF |  |  | FALSE | FALSE | FALSE | [14 empty] | FALSE | [7 empty] | THOR\acont | 2024-10-09 10:48
d1c2700f-1d3b-4aeb-954f-c61c8ea98f10 | NFPA 170 SMOKE HEAT CO DETECTOR |  |  | North | Potter |  | Smoke/Heat/CO Detector |  |  |  | Module | TRUE | PAD200-PCHD w/PAD100-RB | + | Photoelectric Smoke/Hea/CO Detector with 6" Base with One Form-C Relay Contact | 1 | 0.0005 | 0.0005 |  |  |  |  | FALSE | TRUE |  |  |  |  | #FFFF0000 | FA-NFPA 170 SMOKE HEAT CO DETECTOR | 1 | FALSE | FALSE | FALSE | 1411 | [13 empty] | FALSE |  |  | RB |  |  | DESKTOP-7EIEB7A\acont | 2022-02-23 13:26 | THOR\acont | 2024-09-08 17:27 | Cloned from Potter PAD200-PCD w/PAD100-RB | [Potter] [SLC PAD] [*] [#2 SHARED ADDR ¦ SENSORS] PAD100-CD w/PAD100-4DB, PAD100-CD w/PAD100-6DB, PAD100-CD w/PAD100-IB, PAD100-CD w/PAD100-LFSB, PAD100-CD w/PAD100-RB, PAD100-CD w/PAD100-SB, PAD100-CD w/PAD100-SPKB, PAD100-DUCT (C), PAD100-DUCTR (C), PA
88d65193-0025-424e-aa53-c61cb1158bbd | NFPA 170 HEAT DETECTOR SOUNDER |  |  | North | Siemens |  | Heat Detector |  |  |  | Module | TRUE | HI722/DBS720 | ++ | Heat Detector (static+RoR) with Short Circuit Isolator (supplied with Base Sounder 80…88 dB (A)) | 1 | 0.0002 | 0.0002 | [10 empty] | #FFFF0000 | FA-NFPA 170 HEAT DETECTOR SOUNDER | 1 | FALSE | FALSE | FALSE | [17 empty] | FT |  |  | DESKTOP-7EIEB7A\acont | 2021-11-19 10:16 | THOR\acont | 2024-09-08 17:27 |  | [Siemens] [C-NET] [*] [#1 DETECTOR] FDBZ290/OOH740/DB721/FDBZ290-AA, FDL241-9/FDLB291/DLR1191, HI720/DB721, HI720/DBS720, HI720/FDSB226-WW/FDB228, HI720/FDSB227-WW/FDB228, HI722//FDSB227-WW/FDB228, HI722/DB721, HI722/DBS720, HI722/FDSB226-WW/FDB228, OH72 [Siemens] [C-NET] [#2 DBS720] HI720/DBS720, HI722/DBS720, OH720/DBS720, OOH740/DBS720, OOHC740/DBS720, OP720/DBS720
83f2eb9a-5bcf-4750-8a00-c61f2c62ccb3 | NFPA 170 FIRE ALARM CONTROL UNIT | RISER FACP |  | North | Silent Knight |  | Fire Alarm Control Unit |  |  |  | Assembly | TRUE | 5700 | ++ | Single Loop Addressable Fire Alarm Control System | 1 | [6 empty] | FALSE |  |  |  | 12.75" W x 15.2" H x 3.4" D (32.39 W x 38.42 H x 8.57 D cm) |  | #FFFF0000 | FA-NFPA 170 FIRE ALARM CONTROL UNIT | 1 | FALSE | FALSE | FALSE | 202 | [8 empty] | 7,12,18,26,35 |  | 7 |  |  | TRUE | [5 empty] | DESKTOP-7EIEB7A\acont | 2023-01-25 11:54 | THOR\acont | 2024-09-08 17:27 | Cloned from Silent Knight 5600
d7703466-2e98-4049-80bb-c6212f6341ae | NFPA 170 SMOKE HEAT DETECTOR |  |  | North | Kidde |  | Smoke/Heat Detector |  |  |  | Module | TRUE | KIR-PHD w/KI-IB BASE | ++ | Intelligent Multisensor Smoke and Heat Detector | 1 | 5.1e-05 | 6.8e-05 |  |  |  |  | FALSE | TRUE |  |  |  |  | #FFFF0000 | FA-NFPA 170 SMOKE HEAT DETECTOR | 1 | FALSE | FALSE | FALSE | 1408 | [13 empty] | FALSE | [5 empty] | DESKTOP-7EIEB7A\acont | 2023-05-24 19:04 | THOR\acont | 2024-09-08 17:27 | Cloned from Kidde KI-PHD w/KI-IB BASE | [Kidde] [SLC EST SENSORS] [*] [#4 TYPE ADDR ¦ SENSORS] DS-HFS (C), DS-PS (C), FX-HD w/IB4U BASE, FX-HD w/RB4U BASE, FX-HD w/SB4U BASE, FX-HD w/SB4U-LF BASE, FX-HD wB4U BASE, FX-PD w/B4U BASE (C), FX-PD w/IB4U BASE (C), FX-PD w/SB4U BASE (C), FX-PD w/SB4U [Edwards, Kidde] [SLC EST SENSORS] 01 [*] [EST3, iO1000] DS-HFS (C), DS-PS (C), FX-HD w/IB4U BASE, FX-HD w/RB4U BASE, FX-HD w/SB4U BASE, FX-HD w/SB4U-LF BASE, FX-HD wB4U BASE, FX-PD w/B4U BASE (C), FX-PD w/IB4U BASE (C), FX-PD w/SB4U BASE (C), FX-PD w/SB [Edwards, Kidde] [SLC EST MODULES/SENSORS] 01 [*] [iO64] DS-HFS (C), DS-PS (C), FX-HD w/IB4U BASE, FX-HD w/RB4U BASE, FX-HD w/SB4U BASE, FX-HD w/SB4U-LF BASE, FX-HD wB4U BASE, FX-PD w/B4U BASE (C), FX-PD w/IB4U BASE (C), FX-PD w/SB4U BASE (C), FX-PD w/SB [Kidde] [SLC EST MODULES SENSORS] [*] [#2 SHARED ADDR ¦ SENSORS] DS-HFS (C), DS-PS (C), FX-HD w/IB4U BASE, FX-HD w/RB4U BASE, FX-HD w/SB4U BASE, FX-HD w/SB4U-LF BASE, FX-HD wB4U BASE, FX-PD w/B4U BASE (C), FX-PD w/IB4U BASE (C), FX-PD w/SB4U BASE (C), FX
a1f8372e-7f93-46ff-8a7a-c625154be49a |  |  |  | North | VES |  | Cards & Components |  |  |  | Card | TRUE | VF1810-10 Main Board | + | Main Board | 1 | 0.095 | 0.095 | 3 |  |  |  | TRUE | [5 empty] | #FFFFFFFF |  |  | FALSE | FALSE | FALSE | [20 empty] | DESKTOP-7EIEB7A\acont | 2022-10-12 14:35 | THOR\acont | 2024-10-09 10:48 | Cloned from VES VF0820 Main Board | [AutoPulse, Hochiki, VES] [IDC] [#1 ALARM] 542R Main Board, FNP-1127 Main Board, HCVR-3 Main Board, VF0810 Main Board, VF0820 Main Board, VF0850 Main Board, VF0860 Main Board, VF1420 Main Board, VF1810-10 Main Board, VF1848-10/11 Main Board, VF1858-10/11 [AutoPulse, Hochiki, VES] [IDC] [#2 TROUBLE] 542R Main Board, FNP-1127 Main Board, HCVR-3 Main Board, VF0810 Main Board, VF0820 Main Board, VF0850 Main Board, VF0860 Main Board, VF1420 Main Board, VF1810-10 Main Board, VF1848-10/11 Main Board, VF1858-10/ [AutoPulse, Hochiki, VES] [IDC] [#3 SUPERVISORY] 542R Main Board, FNP-1127 Main Board, HCVR-3 Main Board, VF0810 Main Board, VF0820 Main Board, VF0850 Main Board, VF0860 Main Board, VF1420 Main Board, VF1810-10 Main Board, VF1848-10/11 Main Board, VF1858 | [VES] VF1810-10 Main Board
866449a9-a99d-49d7-a699-c62acbf9a4f4 |  |  |  | North | Firelite |  | Cards & Components |  |  |  | Card | TRUE | IPOTS-COM | ++ | Dual technology (POTS and IP) communicator(replacement board) for the Endurance Series panels | 1 | 0.04 | 0.041 |  |  |  |  | TRUE | [5 empty] | #FFFFFFFF |  |  | FALSE | FALSE | FALSE | [20 empty] | DESKTOP-7SAL8M7\acont | 2019-02-19 07:53 | THOR\acont | 2024-10-09 10:48 |  |  | [Firelite, Notifier] IPOTS-COM
ef90d344-2b2d-45dd-8781-c630b39cf375 |  |  |  | North | MIRCOM |  | Cards & Components |  |  |  | Card | TRUE | FX-350 Main Board | ++ | Main Board | 1 | 0.22 | 0.38 | 5 |  |  |  | TRUE | [5 empty] | #FFFFFFFF |  |  | FALSE | FALSE | FALSE | [14 empty] | FALSE | [7 empty] | THOR\acont | 2024-10-09 10:48 |  | [MIRCOM] [IDC] [#3 TROUBLE] BPS-1002 Main Board, BPS-602 Main Board, BPS-802 Main Board, FA-106 Main Board, FX-350 Main Board, FX-4000MNS Main Board, FX-4003-12N Main Board, FX-4009-12N Main Board, FX-4017-12N Main Board [MIRCOM] [IDC] [#1 ALARM] FA-106 Main Board, FX-350 Main Board, FX-4000MNS Main Board, FX-4003-12N Main Board, FX-4009-12N Main Board, FX-4017-12N Main Board [MIRCOM] [IDC] [#2 SUPERVISORY] BPS-1002 Main Board, BPS-602 Main Board, BPS-802 Main Board, FX-350 Main Board, FX-4000MNS Main Board, FX-4003-12N Main Board, FX-4009-12N Main Board, FX-4017-12N Main Board [MIRCOM] [IDC] [#4 AUXILIARY] FX-350 Main Board | [Fike, First Alert, Honeywell, Siemens, Silent Knight] 10-2542, 10-2622, 5110XM Main Board, FA1600C Main Board, FA1600C-24 Main Board, FA1600CA Main Board, FA1600CB Main Board, FC924-US Main Board, SK-2, SK-4, VISTA-128FBPT Main Board, VISTA-20P Main Boar [MIRCOM] FX-350-60-DR MAIN BOARD [MIRCOM] FX-350 Main Board
edb5dc81-fe8a-45d8-8b7a-c636a158ec97 | NFPA 170 SPEAKER STROBE CEILING |  |  | North | BluePoint |  | Speaker/Strobe |  |  |  | Module | TRUE | BP04-511P | + | Interior Ceiling Speaker Strobe (ICSS) | 1 | 0 | 0.226 |  |  |  |  | FALSE | TRUE |  |  |  |  | #FF0070C0 | FA-NFPA 170 SPEAKER STROBE CEILING | 1 | FALSE | FALSE | FALSE | 2020 | [13 empty] | FALSE |  |  | C |  |  | THOR\acont | 2024-04-12 13:49 | THOR\acont | 2024-09-08 17:27 | Cloned from System Sensor SPSCWL | [BluePoint, System Sensor] [AUDIO 25v] [25V AUDIO] BP04-511P (C), BP04-A511P (C), SPCRL (C), SPCWL (C), SPCWL-TILE (C), SPSCR (C), SPSCRH (C), SPSCRL (C), SPSCW (C), SPSCWL (C), SPSCWL-CLR-ALERT (C), SPSCWL-P (C), SPSCWL-SP (C), SPSCWL-TILE (C) [BluePoint, System Sensor] [NAC] [VFWR] BP04-511P (C), BP04-A511P (C), SPSCRL (C), SPSCWL (C), SPSCWL-CLR-ALERT (C), SPSCWL-P (C), SPSCWL-SP (C), SPSCWL-TILE (C) [BluePoint, System Sensor] [AUDIO 70.7v] [70V AUDIO] BP04-511P (C), BP04-A511P (C), SPCRL (C), SPCWL (C), SPCWL-TILE (C), SPSCR (C), SPSCRH (C), SPSCRL (C), SPSCW (C), SPSCWL (C), SPSCWL-CLR-ALERT (C), SPSCWL-P (C), SPSCWL-SP (C), SPSCWL-TILE (C) [BluePoint, System Sensor] [NAC] [VDC] BP04-511P (C), BP04-A511P (C), SPSCRL (C), SPSCWL (C), SPSCWL-CLR-ALERT (C), SPSCWL-P (C), SPSCWL-SP (C), SPSCWL-TILE (C) [BluePoint, System Sensor] [NAC] [VDC] BP04-511P (C), BP04-A511P (C), SPSCRL (C), SPSCWL (C), SPSCWL-CLR-ALERT (C), SPSCWL-P (C), SPSCWL-SP (C), SPSCWL-TILE (C)
648f719d-d6de-49ac-ad25-c638a5cd427b |  |  |  | North | Honeywell |  | Cards & Components |  |  |  | Card | TRUE | HPF24S6 Main Board | + | Fire Alarm Power Supply Main Board | 1 | 0.091 | 0.145 |  |  |  |  | TRUE | FALSE |  |  |  |  | #FFFFFFFF |  |  | FALSE | FALSE | FALSE | [14 empty] | FALSE | [5 empty] | AULAPTOP-PC\Aulaptop | 2018-11-18 09:06 | THOR\acont | 2024-10-09 10:48 | Cloned from Firelite FCPS-24S6 Main Board | [Altronix, Gamewell FCI, Honeywell] [NAC Trigger] AL1002ULADA Main Board, AL602ULADA Main Board, AL802ULADA Main Board, HPF24S6 Main Board, HPF24S8 Main Board | [Gamewell FCI, Honeywell] HPF24S6 Main Board, HPF24S8 Main Board
701c7c0d-757f-4f94-bfc4-c63c1db793b7 |  |  |  | North | MIRCOM | [5 empty] | Module | TRUE | DSPL-420DS | new | 4 x 20 Main LCD Display for FX-4000MNS | 1 | [12 empty] | #FFFFFFFF |  |  | FALSE | FALSE | FALSE | [22 empty] | THOR\acont | 2024-10-09 10:48
948b8cc0-4deb-4d19-a8cf-c63c5422e095 |  |  |  | North | Edwards |  | Hardware |  |  |  | Hardware | TRUE | CV10961 |  | Pipe Decals For labeling sampling pipe, Roll fo 100 | 1 | [6 empty] | FALSE | [5 empty] | #FFFFFFFF |  |  | FALSE | FALSE | FALSE | [14 empty] | FALSE | [7 empty] | THOR\acont | 2024-10-09 10:48
7597d007-f2e9-4588-b7c2-c63e9f2db5b8 | NFPA 170 NON ADDRESSABLE RELAY |  |  | North | Functional Devices |  | Non-Addressable Relay |  |  |  | Module | TRUE | RIB21CDC | ++ | Enclosed Relay 10 Amp SPDT, Class 2 Dry Contact Input, 120-277 Vac Power Input | 1 | 0.05 | 0.05 |  |  |  |  | FALSE | [5 empty] | #FFFF0000 | FA-NFPA 170 NON ADDRESSABLE RELAY | 1 | FALSE | FALSE | FALSE | 1300 | [13 empty] | FALSE | [5 empty] | DESKTOP-QGO6JOK\acont | 2023-12-21 08:40 | THOR\acont | 2024-09-08 17:27 | Cloned from Functional Devices RIBU1C | [Functional Devices] [IDC] 01 [RELAY SUPERVISION] RIB21CDC, RIBU1C [Functional Devices] [VAC ] [COIL POWER] RIB21CDC | [Edwards, Firelite, Functional Devices, Notifier, Potter, Space Age Electronics] PAM1, PAM-1, PAM-4, RIB21CDC, RIBU1C, SSU-PAM-1, SSU-PAM-2, SSU-PAM-4, SSU-PAM-SD [Edwards, Firelite, Functional Devices, Notifier, Potter, Space Age Electronics] PAM1, PAM-1, PAM-4, RIB21CDC, RIBU1C, SSU-PAM-1, SSU-PAM-2, SSU-PAM-4, SSU-PAM-SD
5a07949f-c948-43a6-9116-c63f358f28d9 |  |  |  | North | Edwards |  | Cards & Components |  |  |  | Card | TRUE | 4-USBHUB | n | Multi-port USB Hub Module | 1 | 0.56 | 0.56 |  |  |  |  | TRUE | [5 empty] | #FFFFFFFF |  |  | FALSE | FALSE | FALSE | [20 empty] | DESKTOP-7SAL8M7\acont | 2019-12-13 12:52 | AUGUSTALIEN\aucon | 2024-10-31 10:58 |  |  | [Edwards, Kidde] 4-USBHUB, SFS1-CPU, VM-1 Mainboard
f210a091-6c91-4d9e-8a56-c6447a287efd | NFPA 170 MANUAL PULL |  |  | North | Fike |  | Manual Station |  |  |  | Module | TRUE | 20-1063 |  | Intelligent Pull Station Non-Isolator Version | 1 | [6 empty] | FALSE | [5 empty] | #FFFF0000 | FA-NFPA 170 MANUAL PULL | 1 | FALSE | FALSE | FALSE | 957 | [13 empty] | FALSE | [7 empty] | THOR\acont | 2024-09-08 17:27 |  | [Fike] [AUX POWER] 20-1063, 20-1064, 20-1343, 55-019/020 (C), 55-021 (C), 55-023 (C), 55-043, 55-047, 55-048, 55-050, 55-055, 55-056, 55-060, 55-061, 60-1028 (C), 60-1039 (C), 60-1040 (C), 63-028/029 (C), 63-1021 (C), 63-1052 (C), 63-1053 (C), 63-1056 (C [Fike] [SLC FIKE] [*] [#1 SHARED ADDR ¦ ALL] 20-1063, 20-1064, 20-1343, 55-019/020 (C), 55-021 (C), 55-023 (C), 55-041, 55-042, 55-043, 55-045, 55-046, 55-047, 55-048, 55-050, 55-052, 55-055, 55-056, 55-060, 55-061, 60-1028 (C), 60-1039 (C), 60-1040 (C),
69036a19-e852-4b34-942b-c6447b8d7185 |  |  |  | North | Notifier |  | Cards & Components |  |  |  | Card | TRUE | IZ-4 | ++ | Initiating Zone module. Provides four Style B (Class B) initiating zones. Includes ELRs. | 1 | 0.027 | 0.027 |  |  |  |  | TRUE | [5 empty] | #FFFFFFFF |  |  | FALSE | FALSE | FALSE | [20 empty] | THOR\acont | 2024-02-12 11:41 | THOR\acont | 2024-10-09 10:48 | Cloned from Notifier IZ-8 |  | [Notifier] IZ-4
eda0e2da-7cd0-49fc-89f3-c649e0534abe |  |  |  | North | ADI |  | Hardware |  |  |  | Hardware | TRUE | IM-1270 | 100088474 | BATTERY, 12 VOLT, 7 AH | 1 | [6 empty] | FALSE | [5 empty] | #FFFFFFFF |  |  | FALSE | FALSE | FALSE | [20 empty] | DESKTOP-7SAL8M7\acont | 2019-07-08 19:57 | THOR\acont | 2024-10-09 10:48 | Cloned from ADI PW-PS12180NB
86baa079-5a98-4783-b7ee-c64bc409cce1 | NFPA 170 SPEAKER STROBE |  |  | North | Eaton Wheelock |  | Speaker/Strobe |  |  |  | Module | TRUE | E50-24MCW-FR |  | Speaker/Strobe, 24 VDC, Multi-Candela, 25/70 Vrms, red | 1 | 0 | 0.253 |  |  |  |  | FALSE | FALSE |  |  |  |  | #FF0070C0 | FA-NFPA 170 SPEAKER STROBE | 1 | FALSE | FALSE | FALSE | 2019 | [13 empty] | FALSE | [7 empty] | THOR\acont | 2024-09-08 17:27 |  | [Bosch, Eaton Wheelock] [AUDIO 70.7v] [70V AUDIO] E50-24MCW-FR, E50-24MCW-FW, E50-24MCWH-FR, E50-24MCWH-FW, E50-24W-FR, E50-24W-FW [Bosch, Eaton Wheelock] [AUDIO 25v] [25V AUDIO] E50-24MCW-FR, E50-24MCW-FW, E50-24MCWH-FR, E50-24MCWH-FW, E50-24W-FR, E50-24W-FW [Eaton Wheelock] [NAC] E50-24MCW-FR, E50-24MCW-FW
2b8f26aa-5821-462c-bca2-c64ca537c770 | NFPA 170 HORN |  |  | North | Eaton Wheelock |  | Horn |  |  |  | Module | TRUE | EL4XMT-NW | ++ | WALL HORN, WHITE, WP | 1 | [6 empty] | TRUE | [5 empty] | #FF0070C0 | FA-NFPA 170 HORN | 1 | FALSE | FALSE | FALSE | 2020 | [16 empty] | WP |  |  | THOR\acont | 2024-09-11 19:22 | THOR\acont | 2024-10-09 10:48 | Cloned from Eaton Wheelock EL4XMT-NR | [Eaton Wheelock] [NAC] [24VDC, HORN HIGH DB] EL3RMT-NR, EL3RMT-NR (C), EL3RMT-NW, EL3RMT-NW (C), EL4XMT-NR, EL4XMT-NR (C), EL4XMT-NW, EL4XMT-NW (C) [Eaton Wheelock] [NAC] [24VDC, HORN STD DB] EL3RMT-NR, EL3RMT-NR (C), EL3RMT-NW, EL3RMT-NW (C), EL4XMT-NR, EL4XMT-NR (C), EL4XMT-NW, EL4XMT-NW (C)
fc3f1708-4221-4f45-aba7-c64f68592289 | NFPA 170 SPEAKER STROBE CEILING |  |  | North | System Sensor |  | Speaker/Strobe |  |  |  | Module | TRUE | SPSCRLED-BT | ++ | 2-WIRE, SPEAKER STROBE LED RED CEILING BILINGUAL W/ TRIM | 1 | 0 | 0.132 |  |  |  |  | FALSE | TRUE |  |  |  |  | #FF0070C0 | FA-NFPA 170 SPEAKER STROBE CEILING | 1 | FALSE | FALSE | FALSE | 2020 | [13 empty] | FALSE |  |  | C |  |  | THOR\acont | 2024-02-21 10:55 | THOR\acont | 2024-09-08 17:27 | Cloned from System Sensor SPSCRLED-B | [System Sensor] [AUDIO 70.7v] [70V AUDIO] SPSCRLED (C), SPSCRLED-B (C), SPSCRLED-BT (C), SPSCWLED (C), SPSCWLED-B (C), SPSCWLED-BT (C), SPSCWLED-CLR-ALERT (C), SPSCWLED-P (C), SPSCWLED-SP (C), SPSCWLED-T (C), SPSCWLED-TP (C), SPSRLED, SPSRLED-B, SPSRLED- [System Sensor] [NAC] [VDC] SPSCRLED (C), SPSCRLED-B (C), SPSCRLED-BT (C), SPSCWLED (C), SPSCWLED-B (C), SPSCWLED-BT (C), SPSCWLED-CLR-ALERT (C), SPSCWLED-P (C), SPSCWLED-SP (C), SPSCWLED-T (C), SPSCWLED-TP (C) [System Sensor] [AUDIO 25v] [25V AUDIO] SPSCRLED (C), SPSCRLED-B (C), SPSCRLED-BT (C), SPSCWLED (C), SPSCWLED-B (C), SPSCWLED-BT (C), SPSCWLED-CLR-ALERT (C), SPSCWLED-P (C), SPSCWLED-SP (C), SPSCWLED-T (C), SPSCWLED-TP (C), SPSRLED, SPSRLED-B, SPSRLED-P,
e07c11ad-21a3-4315-80c2-c656b4263472 | NFPA 170 NOTIFICATION CIRCUIT EXTENDER PANEL | RISER NAC |  | North | Hochiki |  | Notification Circuit Extender Panel |  |  |  | Assembly | TRUE | FN-642-ULADA | ++ | 6.5-Amp, 24-Volt Power Supply | 1 | [6 empty] | FALSE | FALSE |  |  | 18” x 14.5” x 4.625” (457.2mm x 368.3mm x 117.5mm) |  | #FFFF0000 | FA-NFPA 170 NOTIFICATION CIRCUIT EXTENDER PANEL | 1 | FALSE | FALSE | FALSE | 212 | [8 empty] | 7,12,18,33 |  | 12 |  |  | TRUE | [5 empty] | DESKTOP-7EIEB7A\acont | 2022-09-29 11:16 | THOR\acont | 2024-09-08 17:27 | Cloned from Hochiki FN-1042-ULADA CLONED
9c09e405-4e44-4b9b-abaa-c657c040fb00 | CADGEN DOOR CONTACT |  |  | North | Bosch |  | Door Contact |  |  |  | Module | TRUE | RFDW-RM-CHI | ++ | Wireless recessed mount contact | 1 |  |  |  |  | 1.5 | [7 empty] | #FFFF0000 | FA-CADGEN DOOR CONTACT | 1 | FALSE | FALSE | FALSE | [17 empty] | REX |  |  | DESKTOP-7EIEB7A\acont | 2022-07-26 16:51 | THOR\acont | 2024-09-08 17:27 | Cloned from Bosch RFDW-SM | [BluePoint, Bosch] [BOSCH WIRELESS] [ALL DEVICES ++] BP01-302, BP02-202M, BP02-202P, BP02-A202M, BP02-A202P, BP02-A202PH, BP03-302, BP03-A102M, BP03-A102P, RFBT-A, RFDL-11, RFDL-11-A, RFDL-11-CHI, RFDW-RM, RFDW-RM-A, RFDW-RM-CHI, RFDW-SM, RFDW-SM-A, RFDW
a0c78a68-478c-40da-916d-c657eaf1032c |  |  |  | North | Edwards |  | Cards & Components |  |  |  | Card | TRUE | QSC-CPU-2-IT |  | OBSOLETE - CPU/Display with 2 Annunciator Option Space, Italian | 1 | [6 empty] | TRUE | [5 empty] | #FFFFFFFF |  |  | FALSE | FALSE | FALSE | [14 empty] | FALSE | [7 empty] | THOR\acont | 2024-10-09 10:48
521cc95f-27f9-486c-9dc9-c65ca57d06a8 |  |  |  | North | Siemens | [5 empty] | Module | TRUE | AD-TGN | 500-649717 | AD-TGN T-TEST GAS NOZZLE | 1 | [12 empty] | #FFFFFFFF |  |  | FALSE | FALSE | FALSE | [20 empty] | DESKTOP-7SAL8M7\acont | 2019-08-13 09:04 | THOR\acont | 2024-10-09 10:48
4fe2f528-eb35-4256-acd2-c662212be13f |  |  |  | North | Edwards |  | Hardware |  |  |  | Hardware | TRUE | 451402WDB |  | 14/2 Stranded Twisted Direct Buried (DB) | 1 | [6 empty] | FALSE | [5 empty] | #FFFFFFFF |  |  | FALSE | FALSE | FALSE | [14 empty] | FALSE | [7 empty] | THOR\acont | 2024-10-09 10:48
f4ea7ba3-7c09-489a-ab18-c66568ceeeef |  |  |  | North | Potter |  | Cards & Components |  |  |  | Card | TRUE | AFC-1000 Main Board |  | Fire Alarm Control Panel Main Board | 1 | 0.13 | 0.22 |  |  |  |  | TRUE | [5 empty] | #FFFFFFFF |  |  | FALSE | FALSE | FALSE | [12 empty] | 10 |  | FALSE | [7 empty] | THOR\acont | 2024-10-09 10:48 |  | [Potter] [IDC] [#2 TROUBLE] AFC-100 Main Board, AFC-1000 Main Board, AFC-50 Main Board, ARC-100 Main Board, IPA-100 MAIN BOARD, IPA-4000 MAIN BOARD, IPA-4000V MAIN BOARD, IPA-60 MAIN BOARD, P200 MAIN BOARD, PFC-4064 MAIN BOARD, PFC-4410G3 MAIN BOARD, PFC [Potter] [IDC] [#1 ALARM] AFC-100 Main Board, AFC-1000 Main Board, AFC-50 Main Board, ARC-100 Main Board, IPA-100 MAIN BOARD, IPA-4000 MAIN BOARD, IPA-4000V MAIN BOARD, IPA-60 MAIN BOARD, P200 MAIN BOARD, PFC-4064 MAIN BOARD, PFC-4410G3 MAIN BOARD, PFC-4 [Potter] [IDC] [#3 SUPERVISORY] AFC-100 Main Board, AFC-1000 Main Board, AFC-50 Main Board, ARC-100 Main Board, IPA-100 MAIN BOARD, IPA-4000 MAIN BOARD, IPA-4000V MAIN BOARD, IPA-60 MAIN BOARD, P200 MAIN BOARD, PFC-4064 MAIN BOARD, PFC-4410G3 MAIN BOARD, [Advanced, Potter] [VAC ] [120VAC] AFC-100 Main Board, AFC-1000 Main Board, AFC-50 Main Board, ARC-100 Main Board, AX-PSN104 Main Board, AX-PSN106 Main Board, AX-PSN108 Main Board, AX-PSN-64 Main Board, DCA-10025 (25V) Main Board, DCA-10025 (70V) Main Bo | [Potter] AFC-1000 Main Board
16ae4393-a0f5-49f0-b721-c666c81950dc | NFPA 170 SMOKE DETECTOR |  |  | North | Hochiki |  | Smoke Detector |  |  |  | Module | TRUE | AIE-EA w/SCI-B4 SHORT CIRCUIT ISOLATOR BASE | AIE-EASMOKE SENSOR | AIE-EA SMOKE SENSOR w/SCI-B4 SHORT CIRCUIT ISOLATOR BASE | 1 | 0.00035 | 0.00046 |  |  |  |  | TRUE | TRUE |  | *Refer to Install Sheet |  |  | #FFFF0000 | FA-NFPA 170 SMOKE DETECTOR | 1 | FALSE | FALSE | FALSE | 1408 | [16 empty] | SCI |  |  | DESKTOP-0D6CQVA\lousc | 2019-10-12 10:14 | THOR\acont | 2024-09-08 17:27 | Cloned from Hochiki ALN-V w/SCI-B4 SHORT CIRCUIT ISOLATOR BASE | [Hochiki, VES] [SLC HOCHIKI] 01 [*] [SLC] ACC-EN (C), ACD-V w/ASBL SOUNDER BASE (C), ACD-V w/HSB-NSA-6 STANDARD BASE (C), ACD-V w/SCI-B4 SHORT CIRCUIT ISOLATOR BASE (C), ACD-V w/SCI-B6 SHORT CIRCUIT ISOLATOR BASE (C), ACD-V w/YBN-NSA-4 STANDARD BASE (C),
5ddfe7a4-83d4-4ebc-ab8e-c66bf9399a92 | NFPA 170 HEAT DETECTOR |  |  | North | Monaco Enterprises |  | Heat Detector |  |  |  | Module | TRUE | 721-121-00 w/B224RB-WH | + | DETECTOR,HEAT:135 F,RATE-OF-RISE & FIXED,INTELLIGENT,LOW PROFILE,HEAD | 1 | 0.0003 | 0.0065 |  |  |  |  | FALSE | TRUE |  |  |  |  | #FFFF0000 | FA-NFPA 170 HEAT DETECTOR | 1 | FALSE | FALSE | FALSE | 1403 | [13 empty] | FALSE |  |  | R |  |  | DESKTOP-7SAL8M7\acont | 2020-03-03 09:18 | THOR\acont | 2024-09-08 17:27 | Cloned from Monaco Enterprises 721-124-00 w/B224RB | [Monaco Enterprises] [SLC SENSORS] 01 [*] 721-121-00 w/B200SR-LF-WH (C), 721-121-00 w/B200SR-WH (C), 721-121-00 w/B210LP (C), 721-121-00 w/B224RB-WH (C), 721-121-00 w/B501 (C), 721-124-00 w/B200SR-LF-WH (C), 721-124-00 w/B200SR-WH (C), 721-124-00 w/B210L [Monaco Enterprises] [SLC MODULES/SENSORS] 01 [*] 721-121-00 w/B200SR-LF-WH (C), 721-121-00 w/B200SR-WH (C), 721-121-00 w/B210LP (C), 721-121-00 w/B224RB-WH (C), 721-121-00 w/B501 (C), 721-124-00 w/B200SR-LF-WH (C), 721-124-00 w/B200SR-WH (C), 721-124-00 [Monaco Enterprises] [SLC MODULES SENSORS] 01 [*] 708-026-01, 708-031-00, 721-121-00 w/B200SR-LF-WH (C), 721-121-00 w/B200SR-WH (C), 721-121-00 w/B210LP (C), 721-121-00 w/B224RB-WH (C), 721-121-00 w/B501 (C), 721-124-00 w/B200SR-LF-WH (C), 721-124-00 w/B [Monaco Enterprises] [SLC SENSORS] 01 [*] 721-121-00 w/B200SR-LF-WH (C), 721-121-00 w/B200SR-WH (C), 721-121-00 w/B210LP (C), 721-121-00 w/B224RB-WH (C), 721-121-00 w/B501 (C), 721-124-00 w/B200SR-LF-WH (C), 721-124-00 w/B200SR-WH (C), 721-124-00 w/B210L
52cd1d74-37e3-4db4-bd0a-c66fd47fffc6 | NFPA 170 AMPLIFIER RACK | RISER AMP |  | North | Potter |  | Amplifier |  |  |  | Assembly | TRUE | PVC-DP25 (25V) | + | Distributed Panel, Dual Channel, 25W | 1 | [6 empty] | FALSE | [5 empty] | #FFFF0000 | FA-NFPA 170 AMPLIFIER RACK | 1 | FALSE | FALSE | FALSE | 300 | [8 empty] | 7,12,18 |  |  |  | 25 | TRUE | [5 empty] | DESKTOP-7SAL8M7\acont | 2020-11-03 16:06 | THOR\acont | 2024-09-08 17:27 | Cloned from Hochiki FNVDP25 (25V)
5798713e-dfd7-4113-afa9-c6707f40e84a | NFPA 170 BELL |  |  | North | Potter |  | Bell |  |  |  | Module | TRUE | PDC-10-24 | ++ | 10" Bell | 1 | 0 | 0.02 |  |  | 24 |  | FALSE | [5 empty] | #FFFF0000 | FA-NFPA 170 BELL | 1 | FALSE | FALSE | FALSE | 2000 | [13 empty] | FALSE | [5 empty] | DESKTOP-7EIEB7A\acont | 2023-04-13 14:15 | THOR\acont | 2024-09-08 17:27 | Cloned from Potter PDC-10-24 | [Potter] [NAC] [24 VDC] MBA-6-24, PDC-10-24, PDC-6-24, PDC-8-24 [Potter] [NAC] [*] [24 VDC] MBA-6-24, PAC12010, PDC-10-12, PDC-10-24, PDC-6-12, PDC-6-24, PDC-8-12, PDC-8-24
9ab3a09a-c416-41ae-9436-c6748951ef9c |  |  |  | North | GRI PRODUCTS | Security/Access Control |  |  |  |  | Module | TRUE | 194-12 |  |  | 1 | [12 empty] | #FFFFFFFF |  |  | FALSE | FALSE | FALSE | [20 empty] | THOR\acont | 2024-03-12 21:43 | THOR\acont | 2024-10-09 10:48
3c380125-d1eb-4907-b7cc-c67f848df262 | NFPA 170 HEAT DETECTOR |  |  | North | Hochiki |  | Heat Detector |  |  |  | Module | TRUE | DFE-190 w/HSC-221L LATCHING LED BASE | DFE-190 w/HSC-221L LATCHING LED BASE | HEAT DETECTOR w/ LATCHING LED BASE | 1 |  | 0.191 |  |  |  |  | TRUE | TRUE |  | *Refer to Install Sheet |  |  | #FFFF0000 | FA-NFPA 170 HEAT DETECTOR | 1 | FALSE | FALSE | FALSE | 1403 | [16 empty] | L |  |  | DESKTOP-0D6CQVA\lousc | 2019-10-12 07:53 | THOR\acont | 2024-09-08 17:27 | Cloned from Hochiki DCD-135 w/HSC-221L LATCHING LED BASE | [Hochiki] [IDC] 01 [IDC] DCD-135 w/HSC-220L LATCHING LED BASE (C), DCD-135 w/HSC-220R - 2 WIRE RELAY BASE (C), DCD-135 w/HSC-221L LATCHING LED BASE (C), DCD-135 w/HSC-221R - 2 WIRE RELAY BASE (C), DCD-135 w/HSC-224L LATCHING LED BASE (C), DCD-135 w
c371dd09-52f3-44c3-a42c-c68456fef755 |  |  |  | North | System Sensor |  | Hardware |  |  |  | Hardware | TRUE | SBBCWL | + | Ceiling Surface Mount Back Box, White | 1 | [6 empty] | FALSE | TRUE |  |  |  |  | #FFFFFFFF |  |  | FALSE | FALSE | FALSE | [14 empty] | FALSE | [5 empty] | DESKTOP-7SAL8M7\acont | 2020-02-23 12:49 | THOR\acont | 2024-10-09 10:48 | Cloned from System Sensor SBBCWL
7d25c42e-05c7-4719-bea4-c6846adcccf3 | NFPA 170 ISOLATION MODULE |  |  | North | Kidde |  | Isolator Module |  |  |  | Module | TRUE | GSA-IM |  | Signature isolator module, two-gang standard mount | 1 | [6 empty] | FALSE | [5 empty] | #FFFF0000 | FA-NFPA 170 ISOLATION MODULE | 1 | FALSE | FALSE | FALSE | 1200 | [13 empty] | FALSE | [5 empty] | AULAPTOP-PC\Aulaptop | 2018-09-03 13:55 | THOR\acont | 2024-09-08 17:27
ee617fcf-65c0-4f41-9dac-c685f1a38e73 |  |  |  | North | Gamewell FCI |  | Hardware |  |  |  | Hardware | TRUE | 90518 | ++ | E3 CAB-B,C,D 7 A/H Seismic Battery Bracket Kit | 1 | [6 empty] | TRUE | [5 empty] | #FFFFFFFF |  |  | FALSE | FALSE | FALSE | [20 empty] | DESKTOP-7EIEB7A\acont | 2022-08-29 13:25 | THOR\acont | 2024-10-09 10:48 | Cloned from Gamewell FCI 90516
613f5626-eac3-4375-b2f4-c6860f8c5f75 | NFPA 170 CHIME |  |  | North | Eaton Wheelock |  | Chime |  |  |  | Module | TRUE | CH70-24R | ++ | Chime, 24 VDC, Red | 1 | [6 empty] | FALSE | FALSE |  |  |  |  | #FFFF0000 | FA-NFPA 170 CHIME | 1 | FALSE | FALSE | FALSE | 2012 | [13 empty] | FALSE | [7 empty] | THOR\acont | 2024-09-08 17:27 |  | [Eaton Wheelock] [HORN] [24VDC 4-WIRE HORN ONLY] CH70-24110W-FR, CH70-241575W-FR, CH70-2415W-FR, CH70-2430W-FR, CH70-2475W-FR, CH70-24R, CH70-24-W [Eaton Wheelock] [NAC] [24VDC] CH70-24R, CH70-24-W
a0ce2ed7-4692-4506-9afa-c68a554b7d4d |  |  |  | North | Bosch | [5 empty] | Module | TRUE | NDA-U-PMT-MO | * | ***(Motor Shop Electric Construction Co.)Pendant pipe mount, 12 (31cm) 0000100202 | 1 | [12 empty] | #FFFFFFFF |  |  | FALSE | FALSE | FALSE | [20 empty] | DESKTOP-7EIEB7A\acont | 2021-08-13 06:25 | THOR\acont | 2024-10-09 10:48
c101f74c-5ff1-4c9a-b691-c68a8099af55 | NFPA 170 SPEAKER STROBE CEILING |  |  | North | Eaton Wheelock |  | Speaker/Strobe |  |  |  | Module | TRUE | ELSPSTWC-AL | + | CEILING SPEAKER STROBE, WHITE, ALERT | 1 | [6 empty] | TRUE | TRUE |  |  |  |  | #FF0070C0 | FA-NFPA 170 SPEAKER STROBE CEILING | 1 | FALSE | FALSE | FALSE | 2020 | [19 empty] | DESKTOP-7EIEB7A\acont | 2021-04-29 07:58 | THOR\acont | 2024-09-08 17:27 | Cloned from Eaton Wheelock ELSPSTWC | [Eaton Wheelock] [NAC] [24VDC] ELSPSTRC (C), ELSPSTRC-AL (C), ELSPSTWC (C), ELSPSTWC-AL (C) [Eaton Wheelock] [NAC] [24VFWR] ELSPSTRC (C), ELSPSTRC-AL (C), ELSPSTWC (C), ELSPSTWC-AL (C) [Concealite, Eaton Wheelock] [AUDIO 70.7v] [70V AUDIO] ELSPKR, ELSPKR-AL, ELSPKRC (C), ELSPKRC-AL (C), ELSPKRC-N (C), ELSPKR-N, ELSPKW, ELSPKW-AL, ELSPKWC (C), ELSPKWC-AL (C), ELSPKWC-N (C), ELSPKW-N, ELSPSTR, ELSPSTR-AL, ELSPSTRC (C), ELSPSTRC-AL (C), E [Concealite, Eaton Wheelock] [AUDIO 25v] [25V AUDIO] ELSPKR, ELSPKR-AL, ELSPKRC (C), ELSPKRC-AL (C), ELSPKRC-N (C), ELSPKR-N, ELSPKW, ELSPKW-AL, ELSPKWC (C), ELSPKWC-AL (C), ELSPKWC-N (C), ELSPKW-N, ELSPSTR, ELSPSTR-AL, ELSPSTRC (C), ELSPSTRC-AL (C), ELS
58ec9898-a010-4204-a9d3-c68f04d484b8 | NFPA 170 HORN STROBE |  |  | North | Potter |  | Horn/Strobe |  |  |  | Module | TRUE | CHS-24RW |  | Horn Strobe, Wall, White, Red | 1 | 0 | 0.366 |  |  |  |  | FALSE | FALSE |  |  |  |  | #FF0070C0 | FA-NFPA 170 HORN STROBE | 1 | FALSE | FALSE | FALSE | 2012 |  |  | 7135-0328:0210 | [10 empty] | FALSE | [7 empty] | THOR\acont | 2024-09-08 17:27 |  | [Potter] [NAC] [UL MAX, HIGH DB] CHS-24BR, CHS-24BW, CHS-24GR, CHS-24GW, CHS-24RR, CHS-24RW
d565c8c3-ffd7-4efe-8dc2-c68fae4be16a | NFPA 170 HEAT DETECTOR |  |  | North | Firelite |  | Heat Detector |  |  |  | Module | TRUE | H365R w/B200S-WH | + | White, Low-profile rate-of-rise thermal sensor, Sounder Base | 1 | 0.0002 | 0.0045 |  |  |  |  | FALSE | TRUE |  |  |  |  | #FFFF0000 | FA-NFPA 170 HEAT DETECTOR | 1 | FALSE | FALSE | FALSE | 1403 | [13 empty] | FALSE |  |  | R |  |  | DESKTOP-7SAL8M7\acont | 2019-03-28 05:48 | THOR\acont | 2024-09-08 17:27 | 20191121 AC Detector with base | [Firelite, System Sensor] [SLC SENSORS] [*] [#4 TYPE ADDR ¦ SENSORS] AD355 w/B200SR-LF-WH (C), AD355 w/B200SR-WH (C), AD355 w/B210LP (C), AD355 w/B224BI-WH (C), AD355 w/B224RB-WH (C), AD355 w/B501 (C), BEAM355 (C), BEAM355S (C), CP355 w/B200SR-WH (C), CP [Firelite, System Sensor] [SLC MODULES SENSORS] [*] [#2 SHARED ADDR ¦ SENSORS] AD355 w/B200SR-LF-WH (C), AD355 w/B200SR-WH (C), AD355 w/B210LP (C), AD355 w/B224BI-WH (C), AD355 w/B224RB-WH (C), AD355 w/B501 (C), BEAM355 (C), BEAM355S (C), CP355 w/B200SR- [Firelite] [AUX POWER] AD355 w/B200SR-WH (C), CP355 w/B200SR-WH (C), H355 w/B200SR (C), H355HT w/B200SR (C), H355R w/B200SR (C), H365 w/B200S-WH (C), H365HT w/B200S-WH (C), H365R w/B200S-WH (C), SD355 w/B200SR (C), SD355CO w/B200S-WH (C), SD355T w/B200SR
bbffc807-b71d-411e-aa90-c692633b9a1a | NFPA 170 FIRE ALARM CONTROL UNIT | RISER FACP |  | North | Honeywell |  | Fire Alarm Control Unit |  |  |  | Assembly | TRUE | VISTA-20P | + | VISTA® Commercial Burglary Alarm Control Panel | 1 | [6 empty] | FALSE | [5 empty] | #FFFF0000 | FA-NFPA 170 FIRE ALARM CONTROL UNIT | 1 | FALSE | FALSE | FALSE | 202 | [8 empty] | 7,12,17.2,34.4 | 1 |  | 2.3 |  | TRUE | [5 empty] | DESKTOP-7EIEB7A\acont | 2023-01-30 11:19 | THOR\acont | 2024-09-08 17:27 | Cloned from Honeywell VISTA-32FBPT
f9162efa-9e28-4c2c-9a52-c69340645d6b | NFPA 170 HORN |  |  | North | Notifier |  | Horn |  |  |  | Module | TRUE | HWL-LF | + | LF Sounder, Wall, White | 1 | 0 | 0.047 |  |  |  |  | FALSE | [5 empty] | #FF0070C0 | FA-NFPA 170 HORN | 1 | FALSE | FALSE | FALSE | 2010 | [13 empty] | FALSE |  |  | LF |  |  | DESKTOP-7SAL8M7\acont | 2020-01-28 08:18 | THOR\acont | 2024-09-08 17:27 | Cloned from System Sensor HWL-LF | [Notifier, System Sensor] [NAC] [VDC. TEMPORAL LOW] HCRL-LF (C), HCWL-LF (C), HGRL-LF, HGWL-LF, HRL-LF, HRL-LF w/ WAV-RL, HWL-LF, HWL-LF w/ WAV-WL [Notifier, System Sensor] [NAC] [VFWR. TEMPORAL HIGH] HCRL-LF (C), HCWL-LF (C), HGRL-LF, HGWL-LF, HRL-LF, HRL-LF w/ WAV-RL, HWL-LF, HWL-LF w/ WAV-WL [Notifier] [NAC] [16 VDC. TEMPORAL HIGH] HCRL-LF (C), HCWL-LF (C), HGRL-LF, HGWL-LF, HRL-LF, HWL-LF [Notifier, System Sensor] [NAC] [VFWR. TEMPORAL LOW] HCRL-LF (C), HCWL-LF (C), HGRL-LF, HGWL-LF, HRL-LF, HRL-LF w/ WAV-RL, HWL-LF, HWL-LF w/ WAV-WL [Notifier, System Sensor] [NAC] [VDC. TEMPORAL HIGH] HCRL-LF (C), HCWL-LF (C), HGRL-LF, HGWL-LF, HRL-LF, HRL-LF w/ WAV-RL, HWL-LF, HWL-LF w/ WAV-WL
e4527168-b8af-4769-8304-c69539cdd2d4 | NFPA 170 SMOKE DETECTOR |  |  | North | Notifier |  | Smoke Detector |  |  |  | Module | TRUE | NP-200 w/B210LP | ++ | Intelligent Addressable Photo detector, with base. | 1 | 0.0002 | 0.0045 |  |  |  |  | FALSE | TRUE |  |  |  |  | #FFFF0000 | FA-NFPA 170 SMOKE DETECTOR | 1 | FALSE | FALSE | FALSE | 1408 | [13 empty] | FALSE | [7 empty] | THOR\acont | 2024-09-08 17:27 | 20191121 AC Detector with base | [Honeywell, Notifier, System Sensor] [SLC MODULES SENSORS] [*] [#2 SHARED ADDR ¦ SENSORS] 2251B (C), 2251-COPTIR (C), 2251-COPTIR w/B200S-WH (C), 2251TB (C), 2251TMB (C), 5251B (C), 5251B-WP (C), 5251H (C), 5251RB (C), 5251RB-WP (C), 7251 (C), 7251DH (C) [Honeywell, Notifier, System Sensor] [SLC SENSORS] [*] [#4 TYPE ADDR ¦ SENSORS] 2251B (C), 2251-COPTIR (C), 2251-COPTIR w/B200S-WH (C), 2251TB (C), 2251TMB (C), 5251B (C), 5251B-WP (C), 5251H (C), 5251RB (C), 5251RB-WP (C), 7251 (C), 7251DH (C), DH200LP
7cce7a54-c41c-466f-abc3-c696e3e64b10 |  |  |  | North | Siemens | [5 empty] | Module | TRUE | BS-AL | 500-694379 | BELL 6 120VAC RED VIB | 1 | [12 empty] | #FFFFFFFF |  |  | FALSE | FALSE | FALSE | [20 empty] | DESKTOP-7SAL8M7\acont | 2019-08-13 09:04 | THOR\acont | 2024-10-09 10:48
30909ed7-c777-4c8b-b3fd-c69c079290d5 | NFPA 170 SMOKE DETECTOR |  |  | North | Simplex |  | Smoke Detector |  |  |  | Module | TRUE | 4098-9601 w/4098-9682 | + | TrueAlarm Photoelectric Smoke Detector w/TrueAlarm Sensor 4-Wire Base, Relay | 1 | 0.0001 | 0.024 |  |  |  |  | TRUE | TRUE |  |  |  |  | #FFFF0000 | FA-NFPA 170 SMOKE DETECTOR | 1 | FALSE | FALSE | FALSE | 1408 | [19 empty] | DESKTOP-7EIEB7A\acont | 2022-02-15 10:49 | THOR\acont | 2024-09-08 17:27 | Cloned from Autocall A4098-9601 w/A4098-9682 | [Autocall, Simplex] [IDC] 01 2098-9201 (C), 2098-9202 (C), 2098-9203 (C), 2098-9208 (C), 2098-9576 (C), 2099-9101 (C), 2099-9102 (C), 2099-9103 (C), 2099-9104 (C), 2099-9105 (C), 2099-9107 (C), 2099-9108 (C), 2099-9754 (C), 2099-9755 (C), 2099-9756 (C), [Autocall, Simplex] [AUX POWER] [4-WIRE AUX POWER] 4098-9601 w/4098-9682 (C), 4098-9602 w/4098-9682 (C), 4098-9605 w/4098-9682 (C), 4098-9612 w/4098-9682 (C), 4098-9612E w/4098-9682E (C), 4098-9613 w/4098-9682 (C), 4098-9613E w/4098-9682E (C), 4098-9614 | [Autocall, Simplex] 4098-9601 w/4098-9682, 4098-9602 w/4098-9682, 4098-9605 w/4098-9682, 4098-9733 w/4098-9791, 4098-9734 w/4098-9791, A4098-9601 w/A4098-9682, A4098-9602 w/A4098-9682, A4098-9605 w/A4098-9682, A4098-9714 w/A4098-9791, A4098-9733 w/A4098-9
522028f7-0c89-479f-ae66-c69c4733fbc1 | NFPA 170 SPEAKER STROBE CEILING |  |  | North | Edwards |  | Speaker/Strobe |  |  |  | Module | TRUE | GCWN-S2VMHC |  | 25V Speaker/Strobe white, no markings, 95, 115, 150, 177 cd, clear | 1 | 0 | 0.342 |  |  |  |  | FALSE | TRUE |  |  |  |  | #FF0070C0 | FA-NFPA 170 SPEAKER STROBE CEILING | 1 | FALSE | FALSE | FALSE | 2020 | [13 empty] | FALSE |  |  | C |  |  |  |  | THOR\acont | 2024-09-08 17:27 |  | [Edwards, Kidde] [NAC] [24 VDC] EGCF-S2VMH (C), EGCF-VMH (C), GCF-S2VMH (C), GCF-S7VMH (C), GCF-VMH (C), GCHFRF-S2VMCH (C), GCHFRF-S7VMCH (C), GCHFRN-S2VMCH (C), GCHFRN-S7VMCH (C), GCHFWA-S2VMAH (C), GCHFWA-S2VMCH (C), GCHFWA-S7VMAH (C), GCHFWA-S7VMCH (C [Edwards, Kidde] [NAC] [16 VDC] EGCF-S2VMH (C), EGCF-VMH (C), GCF-S2VMH (C), GCF-S7VMH (C), GCF-VMH (C), GCHFRF-S2VMCH (C), GCHFRF-S7VMCH (C), GCHFRN-S2VMCH (C), GCHFRN-S7VMCH (C), GCHFWA-S2VMAH (C), GCHFWA-S2VMCH (C), GCHFWA-S7VMAH (C), GCHFWA-S7VMCH (C [Edwards, Kidde] [AUDIO 25v] [25V AUDIO] EGCF-S2VMH (C), G4F-S2, G4F-S2V1575, G4F-S2VM, G4HFRF-S2, G4HFRF-S2VMC, G4HFRN-S2, G4HFRN-S2VMC, G4HFWA-S2, G4HFWA-S2VMA, G4HFWA-S2VMC, G4HFWF-S2, G4HFWF-S2VMC, G4HFWN-S2, G4HFWN-S2VMA, G4HFWN-S2VMC, G4RF-S2, G4RF
6a1c64e0-a4e5-42b4-a76c-c6a0b62092a5 | NFPA 170 SMOKE DETECTOR |  |  | North | Autocall |  | Smoke Detector |  |  |  | Module | TRUE | A4098-9714 | + | TrueAlarm Analog Sensors, Photoelectric smoke sensor, White | 1 | 0.001 | 0.001 |  |  |  |  | FALSE | TRUE |  |  |  |  | #FFFF0000 | FA-NFPA 170 SMOKE DETECTOR | 1 | FALSE | FALSE | FALSE | 1408 | [13 empty] | FALSE | [5 empty] | AULAPTOP-PC\Aulaptop | 2019-03-15 03:38 | THOR\acont | 2024-09-08 17:27 | 20191121 AC Detector without base | [Autocall, Simplex] [IDNet] [SENSORS ++] 4098-9714 (C), 4098-9714 w/4098-9770 (C), 4098-9714 w/4098-9771 (C), 4098-9714 w/4098-9772 (C), 4098-9714 w/4098-9773 (C), 4098-9714 w/4098-9780 (C), 4098-9714 w/4098-9789 (C), 4098-9714 w/4098-9791 (C), 4098-9714
3e88f0f9-d936-4004-8e6a-c6a7255016b8 | CADGEN CARD READER |  |  | North | HID | Security/Access Control | Card Reader |  |  |  | Module | TRUE | RP40 | ++ | iCLASS SE Reader, Single Gang Mount | 1 | 0.065 | 0.2 |  |  | 16 |  | FALSE | [5 empty] | #FFFF0000 | FA-CADGEN CARD READER | 1 | FALSE | FALSE | FALSE | 5000 | [13 empty] | FALSE | [5 empty] | AUGUSTALIEN\aucon | 2023-03-07 16:27 | THOR\acont | 2024-09-08 17:27 | Cloned from HID R40 | [HID, Identive] [CARD READER INPUT] [*] [ALL DEVICES ++] 20, 20K, 40, 40K, 8216ABP00dk, R10, R15, R40, R90, RK40, RP40
a370c677-ffa6-4fa3-8b18-c6a8a8818d86 | BP MANUAL STATION |  |  | North | BluePoint |  | Manual Station |  |  |  | Assembly | TRUE | BP02-A203PH | ++ | PPS ASSEMBLY RF-DMP/H | 1 | [6 empty] | FALSE | [5 empty] | #FFFF0000 | FA-BP MANUAL STATION | 1 | FALSE | FALSE | FALSE | 957 | [13 empty] | FALSE |  |  | P |  |  | THOR\acont | 2024-04-12 12:30 | THOR\acont | 2024-09-08 17:27 | Cloned from BluePoint BP02-203P CLONED | [BluePoint, DMP] [DMP WIRELESS] [WIRELESS] 1103, 1126R, 1135, 1164 (C), 1164NS (C), 1165H (C), 1168 (C), 1181-R, 1182, 1183-135F, 1183-135R, 1184-W (C), BP01-303, BP02-203M, BP02-203P, BP02-A203M, BP02-A203P, BP02-A203PH, BP03-303, BP03-A103M, BP03-A103P
29e8a953-0fda-4289-ab30-c6b1f54f89de | NFPA 170 STROBE WALL |  |  | North | Simplex |  | Strobe |  |  |  | Module | TRUE | 4906-9108 | + | Multi-candela strobe, Wall Mount, Fire, Red, Amber Lens | 1 | 0 | 0 |  |  |  |  | TRUE | [5 empty] | #FF0070C0 | FA-NFPA 170 STROBE WALL | 1 | FALSE | FALSE | FALSE | 2023 | [19 empty] | DESKTOP-7EIEB7A\acont | 2022-03-07 09:23 | THOR\acont | 2024-09-08 17:27 | Cloned from Autocall A4906-9108 | [Autocall, Simplex] [NAC] [MAX] 4906-9107, 4906-9108, A4906-9107, A4906-9108
4b0f37a0-35fa-4a48-99da-c6c3d3165682 | NFPA 170 SMOKE DETECTOR |  |  | North | Farenhyt |  | Smoke Detector |  |  |  | Module | TRUE | IDP-BEAM | ++ | Single-ended Reflected Type projected Beam Smoke Detector | 1 | 0.002 | 0.0085 |  |  |  |  | FALSE | TRUE |  |  |  |  | #FFFF0000 | FA-NFPA 170 SMOKE DETECTOR | 1 | FALSE | FALSE | FALSE | 1408 | [13 empty] | FALSE | [5 empty] | DESKTOP-7EIEB7A\acont | 2023-02-27 07:10 | THOR\acont | 2024-09-08 17:27 | Cloned from Silent Knight SK-BEAM | [Farenhyt, Silent Knight] [SLC MODULES SENSORS] [*] [#2 SHARED ADDR ¦ SENSORS] CO1224TR w/ IDP-MINIMON, CO1224TR w/ IDP-MONITOR, DNR w/IDP-PHOTO-R-W (C), DNR w/SK-PHOTO-R-W (C), DNRW w/IDP-PHOTO-R-W (C), DNRW w/SK-PHOTO-R-W (C), HFS-D (C), HFS-P (C), HFS [Farenhyt, Silent Knight] [SLC MODULES/SENSORS] [#2 SLC ++] IDP-ACCLIMATE (C), IDP-BEAM (C), IDP-CONTROL-6, IDP-MON-10, IDP-MONITOR-2, IDP-RELAY-6, IDP-RELAYMON-2, IDP-ZONE, IDP-ZONE-6, OSI-RI-SK (C), SK-ACCLIMATE (C), SK-BEAM (C), SK-CONTROL-6, SK-MON-1 [Farenhyt] [SLC IDP SENSORS] [*] [#4 TYPE ADDR ¦ SENSORS] DNR w/IDP-PHOTO-R-W (C), DNRW w/IDP-PHOTO-R-W (C), IDP-ACCLIMATE (C), IDP-BEAM (C), IDP-DUCT-W w/IDP-PHOTO-R-W (C), IDP-FIRE-CO-W w/B200S-LF-WH (C), IDP-FIRE-CO-W w/B200S-WH (C), IDP-FIRE-CO-W w/B [Farenhyt, Silent Knight] [AUX POWER] IDP-BEAM (C), SK-BEAM (C)
843de673-2d8f-42d2-ad15-c6c8ed7b17d9 | NFPA 170 SMOKE DETECTOR |  |  | North | MIRCOM |  | Smoke Detector |  |  |  | Module | TRUE | MIX-2251TB w/B200SR-LF-WH | + | Intelligent Photoelectric Sensor with 135°F Fixed Temperature Heat Detector, Low Frequency Sounder Base | 1 | 0.0003 | 0.0065 |  |  |  |  | FALSE | TRUE |  |  |  |  | #FFFF0000 | FA-NFPA 170 SMOKE DETECTOR | 1 | FALSE | FALSE | FALSE | 1408 | [13 empty] | FALSE |  |  | P, LF, 135° |  |  | DESKTOP-7SAL8M7\acont | 2019-04-12 12:55 | THOR\acont | 2024-09-08 17:27 | 20191121 AC Detector with base | [MIRCOM] [SLC SENSORS] [*] [#4 TYPE ADDR ¦ SENSORS] DNR w/MIX-2251BR (C), DNR w/MIX-2351RAP (C), MIX-1251AP w/B200SR-LF-WH (C), MIX-1251AP w/B200SR-WH (C), MIX-1251AP w/B210LP (C), MIX-1251AP w/B224RB-WH (C), MIX-1251AP w/B501 (C), MIX-1251B w/B200SR-LF- [MIRCOM, Monaco Enterprises] [AUX POWER] [24 VDC] 721-121-00 w/B200SR-LF-WH (C), 721-124-00 w/B200SR-LF-WH (C), 722-121-00 w/B200SR-LF-WH (C), 722-406-00 w/B200SR-LF-WH (C), 723-345-00 w/B200SR-LF-WH (C), 723-353-00 w/B200SR-LF-WH (C), 723-361-00 w/B200S [MIRCOM] [SLC MODULES SENSORS] [*] [#2 SHARED ADDR ¦ SENSORS] DNR w/MIX-2251BR (C), DNR w/MIX-2351RAP (C), MIX-1251AP w/B200SR-LF-WH (C), MIX-1251AP w/B200SR-WH (C), MIX-1251AP w/B210LP (C), MIX-1251AP w/B224RB-WH (C), MIX-1251AP w/B501 (C), MIX-1251B w/
aa076fb3-d89b-4359-95cc-c6caedbe5651 |  |  |  | North | Consilium |  | Cards & Components |  |  |  | Card | TRUE | 5100420-22A | ++ | Surge Prot M H | 1 | 0.042 | 0.042 | 8 |  | 28 |  | TRUE | [5 empty] | #FFFFFFFF |  |  | FALSE | FALSE | FALSE | [20 empty] | THOR\acont | 2023-09-19 06:49 | THOR\acont | 2024-10-09 10:48 | Cloned from Consilium 5100062-01A CLONED CLONED
7d82bd6e-5d80-4073-b0f0-c6cfe106858b | NFPA 170 HORN |  |  | North | Kidde |  | Horn |  |  |  | Module | TRUE | EG1AWN |  | Horn, Wall, White, None | 1 | [12 empty] | #FF0070C0 | FA-NFPA 170 HORN | 1 | FALSE | FALSE | FALSE | 2010 | [19 empty] | DESKTOP-7SAL8M7\acont | 2019-04-05 23:27 | THOR\acont | 2024-09-08 17:27 |  | [Edwards, Kidde] [NAC] [16 VFWR, LOW] EG1ARF, EG1ARN, EG1AWF, EG1AWN, G1ARF, G1ARN, G1AWF, G1AWN [Edwards, Kidde] [NAC] [16 VFWR, HIGH] EG1ARF, EG1ARN, EG1AWF, EG1AWN, G1ARF, G1ARN, G1AWF, G1AWN [Edwards, Kidde] [NAC] [16 VDC, LOW] EG1ARF, EG1ARN, EG1AWF, EG1AWN, G1ARF, G1ARN, G1AWF, G1AWN [Edwards, Kidde] [NAC] [16 VDC, HIGH] EG1ARF, EG1ARN, EG1AWF, EG1AWN, G1ARF, G1ARN, G1AWF, G1AWN
74a12850-0789-4837-8061-c6d9bb6c83aa | KEY SWITCH |  |  | North | Siemens |  | Switch |  |  |  | Module | TRUE | CPY-MTS | 500-649851BG | Maintenance Switch | 1 | 0.02 | 0.02 |  |  |  |  | TRUE | [5 empty] | #FFFF0000 | FA-KEY SWITCH | 1 | FALSE | FALSE | FALSE | [20 empty] | DESKTOP-7EIEB7A\acont | 2021-02-11 09:15 | THOR\acont | 2024-09-08 17:27 | Cloned from Siemens CPY-HLI | [Siemens] [RS-232] CPYEC-2-24, CPY-HLI, CPY-MTS [Bosch, Siemens] [AUX POWER] B465, CPYEC-2-24, CPY-HLI, CPY-MTS, FSD901 Main Board, FSD901-R3 Main Board, FSD901-U3 Main Board, SSD, SSD-C, SSD-C-INT, SSD-C-REM, SSD-INT, SSD-LOC [Bosch, Siemens] [AUX POWER] [*] B465, CPYEC-2-24, CPY-HLI, CPY-MTS, FSD901, FSD901-R3, FSD901-U3, SSD, SSD-C, SSD-C-INT, SSD-C-REM, SSD-INT, SSD-LOC [Siemens] [IDC] 01 AW-1, CPYEC-2-24, CPY-MRS, CPY-MTS, MH-501, MSM-EXP, MSM-GR, MSM-INST, MSM-K, MSM-K-15, MSM-KD, MSM-KD-30, MSM-KD-WP, MSM-K-WP, SXL-EX Main Board, SZE-4X, XMH-501 [Siemens] [IDC] 03 CPY-MTS, SZE-4X | [Siemens] CPYEC-2-24, CPY-HLI, CPY-MTS
f2abbaa3-6a76-4cdd-ad60-c6e917cb3541 |  |  |  | North | Edwards |  | Cards & Components |  |  |  | Card | TRUE | MN-HSECC4 |  | MN-HS64 Class lockable NEMA 4 amplifier, 110V/60Hz. inverter/battery charger and electronics enclosures, lockable NEMA 4 battery enclosures (w/o batteries). Enclosures equipped with tamper switches. AC powered amplifier with DC backup. Batteries and accessories are ordered separately. | 1 | [6 empty] | TRUE | [5 empty] | #FFFFFFFF |  |  | FALSE | FALSE | FALSE | [14 empty] | FALSE | [7 empty] | THOR\acont | 2024-10-09 10:48
b9f34e50-0d4b-4669-95dd-c6eb083f3d85 | NFPA 170 ADDRESSABLE INPUT MONITOR MODULE |  |  | North | Bosch |  | Addressable Module |  |  |  | Module | TRUE | D9127U | ++ | POPIT input module without tamper | 1 | 0.0008 | 0.0008 | [10 empty] | #FFFF0000 | FA-NFPA 170 ADDRESSABLE INPUT MONITOR MODULE | 1 | FALSE | FALSE | FALSE | [20 empty] | DESKTOP-7SAL8M7\acont | 2019-07-09 05:35 | THOR\acont | 2024-09-08 17:27 |  | [Bosch] [SLC POPIT BOSCH] [*] [#1 ++] D9127T, D9127U, F220-135 w/F220-B6PS, F220-P w/F220-B6PS (C), F220-PTH w/F220-B6PS (C), FCP-350-P w/FAA-350, FCP-350-PTH w/FAA-350, FMM-462, FMM-462-D | [Bosch] D9127T, D9127U
0161f91e-c5bf-442f-a1f7-c6ebaff1868a |  |  |  | North | Kidde |  | Cards & Components |  |  |  | Card | TRUE | MMXVR |  | Standard Output Multi Mode Fiber Optic Transceiver for VM-NOCF. ST connectors. | 1 | 0.02 | 0.02 |  |  |  |  | TRUE | [5 empty] | #FFFFFFFF |  |  | FALSE | FALSE | FALSE | [14 empty] | FALSE | [7 empty] | THOR\acont | 2024-10-09 10:48
95a5332f-f715-40cb-8e76-c6eea56537f7 | NFPA 170 HORN |  |  | North | Bosch |  | Horn |  |  |  | Module | TRUE | SS-HR-LF | + | Low Frequency Sounder, Red | 1 | 0 | 0.047 |  |  |  |  | FALSE | [5 empty] | #FF0070C0 | FA-NFPA 170 HORN | 1 | FALSE | FALSE | FALSE | 2010 | [13 empty] | FALSE |  |  | LF |  |  | DESKTOP-7EIEB7A\acont | 2022-08-26 14:17 | THOR\acont | 2024-09-08 17:27 | Cloned from System Sensor HR-LF | [Bosch, System Sensor] [NAC] [24VDC, TEMPORAL HIGH] HR-LF, HW-LF, SS-HR-LF [Bosch, System Sensor] [NAC] [24VFWR, TEMPORAL HIGH] HR-LF, HW-LF, SS-HR-LF
a710cb4f-7a05-4979-9017-c6f47fee15ea | NFPA 170 SPEAKER WALL |  |  | North | Gai-Tronics |  | Speaker |  |  |  | Module | TRUE | 13310-412 |  | Speaker | 1 | [6 empty] | FALSE | [5 empty] | #FF0070C0 | FA-NFPA 170 SPEAKER WALL | 1 | FALSE | FALSE | FALSE | 2021 | [13 empty] | FALSE | [5 empty] | AULAPTOP-PC\Aulaptop | 2018-12-06 05:26 | THOR\acont | 2024-09-08 17:27 | Cloned from Siemens New Part
854537e3-2da9-40e1-bc70-c6f5846e9c61 |  |  |  | North | Kidde | [5 empty] | Module | TRUE | RB4U |  | Vigilant series relay detector base | 1 | [6 empty] | FALSE | [5 empty] | #FFFFFFFF |  |  | FALSE | FALSE | FALSE | [14 empty] | FALSE | [5 empty] | AULAPTOP-PC\Aulaptop | 2018-09-03 13:55 | THOR\acont | 2024-10-09 10:48
9d28d9a0-33ff-42ce-bbcb-c6fcdfb4d776 | NFPA 170 REMOTE TEST SWITCH |  |  | North | Fike |  | REMOTE TEST SWITCH |  |  |  | Module | TRUE | RTS151KEY | ++ | Remote Test Station W/ Switch, Alarm & Power LEDs, Key Reset | 1 | 0 | 0.012 |  |  |  |  | FALSE | [5 empty] | #FFFF0000 | FA-NFPA 170 REMOTE TEST SWITCH | 1 | FALSE | FALSE | FALSE | 914 | [13 empty] | FALSE | [5 empty] | DESKTOP-7EIEB7A\acont | 2023-01-04 10:35 | THOR\acont | 2024-09-08 17:27 | Cloned from Gamewell FCI RTS151KEY | [Farenhyt, Fike, Gamewell FCI, Notifier, Silent Knight] [RTS] [*] RTS151, RTS151KEY, RTS151KEY
e5f39fc6-3850-46dd-ae00-c701cbeffbd4 | NFPA 170 ADDRESSABLE OUTPUT MODULE |  |  | North | VES |  | Addressable Control/Relay |  |  |  | Module | TRUE | VF6052-00 |  | DUAL RELAY MODULE | 1 | 0.00035 | 0.00041 |  |  |  |  | TRUE | [5 empty] | #FFFF0000 | FA-NFPA 170 ADDRESSABLE OUTPUT MODULE | 1 | FALSE | FALSE | FALSE | 1100 | [16 empty] | 2 |  |  | XPS-17-9710\August | 2024-05-16 06:22 | THOR\acont | 2024-09-08 17:27 | Cloned from Hochiki R2ML DUAL RELAY MODULE | [Hochiki, VES] [SLC HOCHIKI] 02 [*] [SLC] CZM CONVENTIONAL ZONE MODULE, DCP-AMS Single Action Hex Key Lock, DCP-AMS-KL Single Action Key Lock, DCP-AMS-KL-LP Dual Action Key Lock, DCP-AMS-LP Dual Action Hex Key Lock, DIMM - DUAL INPUT MONITOR MODULE, DIMM [Hochiki, VES] [SLC HOCHIKI] 03 [*] [SLC] DIMM - DUAL INPUT MONITOR MODULE, DIMM - DUAL INPUT MONITOR MODULE COPY, R2M DUAL RELAY MODULE, R2MH DUAL RELAY MODULE, R2MH/-I DUAL RELAY MODULE, R2ML DUAL RELAY MODULE, R2ML/-I DUAL RELAY MODULE, VF6052-00
7491d7a2-1039-4462-aebd-c7029bf421ec | NFPA 170 HEAT DETECTOR |  |  | North | Notifier |  | Heat Detector |  |  |  | Module | TRUE | FST-951R-IV w/B300-6-IV | ++ | Low-profile, intelligent, rate-of-rise thermal sensor. Ivory. FlashScan and CLIP mode. | 1 | 0.0002 | 0.0045 |  |  |  |  | FALSE | TRUE | FLUSH |  | 4" SQ. DEEP | 3 "O" PLASTER RING | #FFFF0000 | FA-NFPA 170 HEAT DETECTOR | 1 | FALSE | FALSE | FALSE | 1403 |  |  | 7272-0028:0206 | [10 empty] | FALSE | [7 empty] | THOR\acont | 2024-09-08 17:27 | 20191121 AC Detector without base | [Honeywell, Notifier, System Sensor] [SLC SENSORS] [*] [#4 TYPE ADDR ¦ SENSORS] 2251B (C), 2251-COPTIR (C), 2251-COPTIR w/B200S-WH (C), 2251TB (C), 2251TMB (C), 5251B (C), 5251B-WP (C), 5251H (C), 5251RB (C), 5251RB-WP (C), 7251 (C), 7251DH (C), DH200LP [Honeywell, Notifier, System Sensor] [SLC MODULES SENSORS] [*] [#2 SHARED ADDR ¦ SENSORS] 2251B (C), 2251-COPTIR (C), 2251-COPTIR w/B200S-WH (C), 2251TB (C), 2251TMB (C), 5251B (C), 5251B-WP (C), 5251H (C), 5251RB (C), 5251RB-WP (C), 7251 (C), 7251DH (C)
c6e68e93-b957-4d1f-ae2b-c70591e8b45b | NFPA 170 STROBE WALL |  |  | North | Kidde |  | Strobe |  |  |  | Module | TRUE | EG1F-CVM |  | Chime-Strobe, running man, FIRE, white, 15, 30, 75, 110 cd | 1 | 0 | 0.097 |  |  |  |  | FALSE | [5 empty] | #FF0070C0 | FA-NFPA 170 STROBE WALL | 1 | FALSE | FALSE | FALSE | 2023 | [13 empty] | FALSE | [5 empty] | DESKTOP-7SAL8M7\acont | 2020-01-02 08:03 | THOR\acont | 2024-09-08 17:27 | Cloned from Edwards G1F-CVM | [Edwards, Kidde] [NAC] [16 VDC, HIGH DB] EG1F-CVM, G1-CVM, G1F-CVM, G1R-CVM, G1RF-CVM, G1WA-CVMA, G1WN-CVMA [Edwards, Kidde] [NAC] [24 VDC, HIGH DB] EG1F-CVM, G1-CVM, G1F-CVM, G1R-CVM, G1RF-CVM, G1WA-CVMA, G1WN-CVMA [Edwards, Kidde] [NAC] [24 VDC, LOW DB] EG1F-CVM, G1-CVM, G1F-CVM, G1R-CVM, G1RF-CVM, G1WA-CVMA, G1WN-CVMA [Edwards, Kidde] [NAC] [16 VDC, LOW DB] EG1F-CVM, G1-CVM, G1F-CVM, G1R-CVM, G1RF-CVM, G1WA-CVMA, G1WN-CVMA
95b1ee7b-a630-46ce-b431-c70902b6f6f2 |  |  |  | North | Edwards |  | Hardware |  |  |  | Hardware | TRUE | 12V17A |  | 18 AH Battery | 1 | [12 empty] | #FFFFFFFF |  |  | FALSE | FALSE | FALSE | [22 empty] | THOR\acont | 2024-10-09 10:48
3c34637b-9c84-4abf-bb75-c709aca4c360 | NFPA 170 REMOTE ANNUNCIATOR | RISER ANNUNCIATOR |  | North | Notifier |  | Remote Annunciator |  |  |  | Module | TRUE | N-ANN-RLED | ++ | Annunciator module with alarm (red) indicators for up to 30 input zones or addressable points, includes black enclosure. | 1 | 0.028 | 0.068 |  |  |  |  | FALSE | [5 empty] | #FFFF0000 | FA-NFPA 170 REMOTE ANNUNCIATOR | 1 | FALSE | FALSE | FALSE | 255 | [8 empty] | 7,12,18 |  |  |  |  | TRUE | [7 empty] | THOR\acont | 2024-09-08 17:27 |  | [Firelite, Notifier] [RS-485] [DATA] ADM-24, ANN-SEC CARD, FDU-80 CARD, LCD2-80 MAIN CARD, LDM, LDM-32, LDM-32F, N-ANN-100, N-ANN-80, N-ANN-80C, N-ANN-80-W, N-ANN-I/O, N-ANN-LED, N-ANN-LED-R, N-ANN-RLED, N-ANN-RLED-R, N-ANN-RLY, N-ANN-S/PG, RLD [Firelite, Notifier] [AUX POWER] [*] ADM-24, LDM, LDM-32, LDM-32F, N-ANN-100, N-ANN-80, N-ANN-80C, N-ANN-80-W, N-ANN-I/O, N-ANN-LED, N-ANN-LED-R, N-ANN-RLED, N-ANN-RLED-R, N-ANN-RLY, N-ANN-S/PG, RLD, RZA-5F
76c21cb0-578c-4038-8f69-c70c1c3f2236 |  |  |  | North | Edwards |  | Hardware |  |  |  | Hardware | TRUE | LKW-8 |  | ALARM - Wall Orientation | 1 | [6 empty] | FALSE | [5 empty] | #FFFFFFFF |  |  | FALSE | FALSE | FALSE | [14 empty] | FALSE | [7 empty] | THOR\acont | 2024-10-09 10:48
2203d31f-192a-4d23-8daf-c70d9ed0e4e0 |  |  |  | North | Bosch | [5 empty] | Module | TRUE | NDA-U-PMT | * | Pendant pipe mount, 12 (31cm) 0000100202 | 1 | [12 empty] | #FFFFFFFF |  |  | FALSE | FALSE | FALSE | [20 empty] | DESKTOP-7EIEB7A\acont | 2021-08-13 06:25 | THOR\acont | 2024-10-09 10:48
de144c63-c8f5-4287-86a2-c7175be45c4f | NFPA 170 HORN STROBE |  |  | North | Siemens |  | Horn/Strobe |  |  |  | Module | TRUE | SC-HS-CW-F |  | CEILING ACEND HORN STROBE, WHITE, "FIRE" | 1 | [6 empty] | TRUE | TRUE |  |  |  |  | #FF0070C0 | FA-NFPA 170 HORN STROBE | 1 | FALSE | FALSE | FALSE | [20 empty] | XPS-17-9710\August | 2024-10-11 06:38 | XPS-17-9710\August | 2024-10-11 07:22 | Cloned from Siemens SC-HS-WW-N | [Siemens] [NAC] [Bell High, Bell Low, Code 3 Horn High, Code 3 Horn Low, Code 3 Tone High, Code 3 Tone Low, Code 4 Tone High, Code 4 Tone Low, Continuous High, Continuous Low, March Time Horn High, March Time Horn Low, Slow Whoop High, Slow Whoop Low] SC
6dee708c-18bf-4047-8a97-c7189ffb34ad |  |  |  | North | Bosch | [5 empty] | Module | TRUE | ICP-SDI-9114 | * | SDI Splitter / Isolator 0000075417 | 1 | [12 empty] | #FFFFFFFF |  |  | FALSE | FALSE | FALSE | [20 empty] | DESKTOP-7EIEB7A\acont | 2021-08-13 06:25 | THOR\acont | 2024-10-09 10:48
68899942-9997-4745-9150-c71b6264ba0f | CLASS A RETURN | RISER CLASS A RETURN |  | North | Generic |  | Miscellaneous |  |  |  | Module | TRUE | CLASS A RETURN |  |  | 1 | [12 empty] | #FF00B050 | FA-CLASS A RETURN | 1 | FALSE | FALSE | FALSE | [22 empty] | THOR\acont | 2024-09-08 17:27 |  | [Generic, N/A] [JUNCTION PASSTHROUGH] [#34] CLASS A RETURN, END OF LINE DEVICE, END OF LINE RESISTOR, FIBER PATCH PANEL, FIRE ALARM TERMINAL CABINET, FURNISHED BY OTHERS, FURNISHED BY OTHERS, JUNCTION BOX, JUNCTION BOX CEILING, LINE BREAK (DOUBLE), LINE [Generic, N/A] [JUNCTION PASSTHROUGH] [#40] CLASS A RETURN, END OF LINE DEVICE, END OF LINE RESISTOR, FIBER PATCH PANEL, FIRE ALARM TERMINAL CABINET, FURNISHED BY OTHERS, FURNISHED BY OTHERS, JUNCTION BOX, JUNCTION BOX CEILING, LINE BREAK (DOUBLE), LINE [Generic, N/A] [JUNCTION PASSTHROUGH] [#32] CLASS A RETURN, END OF LINE DEVICE, END OF LINE RESISTOR, FIBER PATCH PANEL, FIRE ALARM TERMINAL CABINET, FURNISHED BY OTHERS, FURNISHED BY OTHERS, JUNCTION BOX, JUNCTION BOX CEILING, LINE BREAK (DOUBLE), LINE [Generic, N/A] [JUNCTION PASSTHROUGH] [#30] CLASS A RETURN, END OF LINE DEVICE, END OF LINE RESISTOR, FIBER PATCH PANEL, FIRE ALARM TERMINAL CABINET, FURNISHED BY OTHERS, FURNISHED BY OTHERS, JUNCTION BOX, JUNCTION BOX CEILING, LINE BREAK (DOUBLE), LINE [Generic, N/A] [JUNCTION PASSTHROUGH] [#36] CLASS A RETURN, END OF LINE DEVICE, END OF LINE RESISTOR, FIBER PATCH PANEL, FIRE ALARM TERMINAL CABINET, FURNISHED BY OTHERS, FURNISHED BY OTHERS, JUNCTION BOX, JUNCTION BOX CEILING, LINE BREAK (DOUBLE), LINE [Generic, N/A] [JUNCTION PASSTHROUGH] [#21] CLASS A RETURN, END OF LINE DEVICE, END OF LINE RESISTOR, FIBER PATCH PANEL, FIRE ALARM TERMINAL CABINET, FURNISHED BY OTHERS, FURNISHED BY OTHERS, JUNCTION BOX, JUNCTION BOX CEILING, LINE BREAK (DOUBLE), LINE [Generic, N/A, Space Age Electronics] [JUNCTION PASSTHROUGH] [#6] CLASS A RETURN, END OF LINE DEVICE, END OF LINE RESISTOR, FIBER PATCH PANEL, FIRE ALARM TERMINAL CABINET, FURNISHED BY OTHERS, FURNISHED BY OTHERS, JUNCTION BOX, JUNCTION BOX CEILING, LINE [Generic, N/A] [JUNCTION PASSTHROUGH] [#18] CLASS A RETURN, END OF LINE DEVICE, END OF LINE RESISTOR, FIBER PATCH PANEL, FIRE ALARM TERMINAL CABINET, FURNISHED BY OTHERS, FURNISHED BY OTHERS, JUNCTION BOX, JUNCTION BOX CEILING, LINE BREAK (DOUBLE), LINE [Generic, N/A] [JUNCTION PASSTHROUGH] [#25] CLASS A RETURN, END OF LINE DEVICE, END OF LINE RESISTOR, FIBER PATCH PANEL, FIRE ALARM TERMINAL CABINET, FURNISHED BY OTHERS, FURNISHED BY OTHERS, JUNCTION BOX, JUNCTION BOX CEILING, LINE BREAK (DOUBLE), LINE [Generic, N/A] [JUNCTION PASSTHROUGH] [#11] CLASS A RETURN, END OF LINE DEVICE, END OF LINE RESISTOR, FIBER PATCH PANEL, FIRE ALARM TERMINAL CABINET, FURNISHED BY OTHERS, FURNISHED BY OTHERS, JUNCTION BOX, JUNCTION BOX CEILING, LINE BREAK (DOUBLE), LINE [Generic, N/A] [JUNCTION PASSTHROUGH] [#41] CLASS A RETURN, END OF LINE DEVICE, END OF LINE RESISTOR, FIBER PATCH PANEL, FIRE ALARM TERMINAL CABINET, FURNISHED BY OTHERS, FURNISHED BY OTHERS, JUNCTION BOX, JUNCTION BOX CEILING, LINE BREAK (DOUBLE), LINE [Generic, N/A] [JUNCTION PASSTHROUGH] [#26] CLASS A RETURN, END OF LINE DEVICE, END OF LINE RESISTOR, FIBER PATCH PANEL, FIRE ALARM TERMINAL CABINET, FURNISHED BY OTHERS, FURNISHED BY OTHERS, JUNCTION BOX, JUNCTION BOX CEILING, LINE BREAK (DOUBLE), LINE [Generic, N/A, Space Age Electronics] [JUNCTION PASSTHROUGH] [#2] CLASS A RETURN, END OF LINE DEVICE, END OF LINE RESISTOR, FIBER PATCH PANEL, FIRE ALARM TERMINAL CABINET, FURNISHED BY OTHERS, FURNISHED BY OTHERS, JUNCTION BOX, JUNCTION BOX CEILING, LINE [Generic, N/A] [JUNCTION PASSTHROUGH] [#29] CLASS A RETURN, END OF LINE DEVICE, END OF LINE RESISTOR, FIBER PATCH PANEL, FIRE ALARM TERMINAL CABINET, FURNISHED BY OTHERS, FURNISHED BY OTHERS, JUNCTION BOX, JUNCTION BOX CEILING, LINE BREAK (DOUBLE), LINE [Generic, N/A, Space Age Electronics] [JUNCTION PASSTHROUGH] [#7] CLASS A RETURN, END OF LINE DEVICE, END OF LINE RESISTOR, FIBER PATCH PANEL, FIRE ALARM TERMINAL CABINET, FURNISHED BY OTHERS, FURNISHED BY OTHERS, JUNCTION BOX, JUNCTION BOX CEILING, LINE [Generic, N/A] [JUNCTION PASSTHROUGH] [#33] CLASS A RETURN, END OF LINE DEVICE, END OF LINE RESISTOR, FIBER PATCH PANEL, FIRE ALARM TERMINAL CABINET, FURNISHED BY OTHERS, FURNISHED BY OTHERS, JUNCTION BOX, JUNCTION BOX CEILING, LINE BREAK (DOUBLE), LINE [Generic, N/A, Space Age Electronics] [JUNCTION PASSTHROUGH] [#8] CLASS A RETURN, END OF LINE DEVICE, END OF LINE RESISTOR, FIBER PATCH PANEL, FIRE ALARM TERMINAL CABINET, FURNISHED BY OTHERS, FURNISHED BY OTHERS, JUNCTION BOX, JUNCTION BOX CEILING, LINE [Generic, N/A, Space Age Electronics] [JUNCTION PASSTHROUGH] [#5] CLASS A RETURN, END OF LINE DEVICE, END OF LINE RESISTOR, FIBER PATCH PANEL, FIRE ALARM TERMINAL CABINET, FURNISHED BY OTHERS, FURNISHED BY OTHERS, JUNCTION BOX, JUNCTION BOX CEILING, LINE [Generic, N/A] [JUNCTION PASSTHROUGH] [#23] CLASS A RETURN, END OF LINE DEVICE, END OF LINE RESISTOR, FIBER PATCH PANEL, FIRE ALARM TERMINAL CABINET, FURNISHED BY OTHERS, FURNISHED BY OTHERS, JUNCTION BOX, JUNCTION BOX CEILING, LINE BREAK (DOUBLE), LINE [Generic, N/A] [JUNCTION PASSTHROUGH] [#17] CLASS A RETURN, END OF LINE DEVICE, END OF LINE RESISTOR, FIBER PATCH PANEL, FIRE ALARM TERMINAL CABINET, FURNISHED BY OTHERS, FURNISHED BY OTHERS, JUNCTION BOX, JUNCTION BOX CEILING, LINE BREAK (DOUBLE), LINE [Generic, N/A] [JUNCTION PASSTHROUGH] [#15] CLASS A RETURN, END OF LINE DEVICE, END OF LINE RESISTOR, FIBER PATCH PANEL, FIRE ALARM TERMINAL CABINET, FURNISHED BY OTHERS, FURNISHED BY OTHERS, JUNCTION BOX, JUNCTION BOX CEILING, LINE BREAK (DOUBLE), LINE [Generic, N/A, Space Age Electronics] [JUNCTION PASSTHROUGH] 02 [ALL DEVICES ++] CLASS A RETURN, END OF LINE DEVICE, END OF LINE RESISTOR, FIBER PATCH PANEL, FIRE ALARM TERMINAL CABINET, FURNISHED BY OTHERS, FURNISHED BY OTHERS, JUNCTION BOX, JUNCTION BO [Generic, N/A, Space Age Electronics] [JUNCTION PASSTHROUGH] [#3] CLASS A RETURN, END OF LINE DEVICE, END OF LINE RESISTOR, FIBER PATCH PANEL, FIRE ALARM TERMINAL CABINET, FURNISHED BY OTHERS, FURNISHED BY OTHERS, JUNCTION BOX, JUNCTION BOX CEILING, LINE [Generic, N/A] [JUNCTION PASSTHROUGH] [#22] CLASS A RETURN, END OF LINE DEVICE, END OF LINE RESISTOR, FIBER PATCH PANEL, FIRE ALARM TERMINAL CABINET, FURNISHED BY OTHERS, FURNISHED BY OTHERS, JUNCTION BOX, JUNCTION BOX CEILING, LINE BREAK (DOUBLE), LINE [Generic, N/A] [JUNCTION PASSTHROUGH] [#27] CLASS A RETURN, END OF LINE DEVICE, END OF LINE RESISTOR, FIBER PATCH PANEL, FIRE ALARM TERMINAL CABINET, FURNISHED BY OTHERS, FURNISHED BY OTHERS, JUNCTION BOX, JUNCTION BOX CEILING, LINE BREAK (DOUBLE), LINE [Generic, N/A] [JUNCTION PASSTHROUGH] [#24] CLASS A RETURN, END OF LINE DEVICE, END OF LINE RESISTOR, FIBER PATCH PANEL, FIRE ALARM TERMINAL CABINET, FURNISHED BY OTHERS, FURNISHED BY OTHERS, JUNCTION BOX, JUNCTION BOX CEILING, LINE BREAK (DOUBLE), LINE [Generic, N/A] [JUNCTION PASSTHROUGH] [#12] CLASS A RETURN, END OF LINE DEVICE, END OF LINE RESISTOR, FIBER PATCH PANEL, FIRE ALARM TERMINAL CABINET, FURNISHED BY OTHERS, FURNISHED BY OTHERS, JUNCTION BOX, JUNCTION BOX CEILING, LINE BREAK (DOUBLE), LINE [Generic, N/A] [JUNCTION PASSTHROUGH] [#37] CLASS A RETURN, END OF LINE DEVICE, END OF LINE RESISTOR, FIBER PATCH PANEL, FIRE ALARM TERMINAL CABINET, FURNISHED BY OTHERS, FURNISHED BY OTHERS, JUNCTION BOX, JUNCTION BOX CEILING, LINE BREAK (DOUBLE), LINE [Generic, N/A] [JUNCTION PASSTHROUGH] [#35] CLASS A RETURN, END OF LINE DEVICE, END OF LINE RESISTOR, FIBER PATCH PANEL, FIRE ALARM TERMINAL CABINET, FURNISHED BY OTHERS, FURNISHED BY OTHERS, JUNCTION BOX, JUNCTION BOX CEILING, LINE BREAK (DOUBLE), LINE [Generic, N/A] [JUNCTION PASSTHROUGH] [#13] CLASS A RETURN, END OF LINE DEVICE, END OF LINE RESISTOR, FIBER PATCH PANEL, FIRE ALARM TERMINAL CABINET, FURNISHED BY OTHERS, FURNISHED BY OTHERS, JUNCTION BOX, JUNCTION BOX CEILING, LINE BREAK (DOUBLE), LINE [Generic, N/A] [JUNCTION PASSTHROUGH] [#20] CLASS A RETURN, END OF LINE DEVICE, END OF LINE RESISTOR, FIBER PATCH PANEL, FIRE ALARM TERMINAL CABINET, FURNISHED BY OTHERS, FURNISHED BY OTHERS, JUNCTION BOX, JUNCTION BOX CEILING, LINE BREAK (DOUBLE), LINE [Generic, N/A] [JUNCTION PASSTHROUGH] [#16] CLASS A RETURN, END OF LINE DEVICE, END OF LINE RESISTOR, FIBER PATCH PANEL, FIRE ALARM TERMINAL CABINET, FURNISHED BY OTHERS, FURNISHED BY OTHERS, JUNCTION BOX, JUNCTION BOX CEILING, LINE BREAK (DOUBLE), LINE [Generic, N/A] [JUNCTION PASSTHROUGH] [#10] CLASS A RETURN, END OF LINE DEVICE, END OF LINE RESISTOR, FIBER PATCH PANEL, FIRE ALARM TERMINAL CABINET, FURNISHED BY OTHERS, FURNISHED BY OTHERS, JUNCTION BOX, JUNCTION BOX CEILING, LINE BREAK (DOUBLE), LINE [Generic, N/A] [JUNCTION PASSTHROUGH] [#31] CLASS A RETURN, END OF LINE DEVICE, END OF LINE RESISTOR, FIBER PATCH PANEL, FIRE ALARM TERMINAL CABINET, FURNISHED BY OTHERS, FURNISHED BY OTHERS, JUNCTION BOX, JUNCTION BOX CEILING, LINE BREAK (DOUBLE), LINE [Generic, N/A] [JUNCTION PASSTHROUGH] [#19] CLASS A RETURN, END OF LINE DEVICE, END OF LINE RESISTOR, FIBER PATCH PANEL, FIRE ALARM TERMINAL CABINET, FURNISHED BY OTHERS, FURNISHED BY OTHERS, JUNCTION BOX, JUNCTION BOX CEILING, LINE BREAK (DOUBLE), LINE [Generic, N/A, Space Age Electronics] [JUNCTION PASSTHROUGH] [#4] CLASS A RETURN, END OF LINE DEVICE, END OF LINE RESISTOR, FIBER PATCH PANEL, FIRE ALARM TERMINAL CABINET, FURNISHED BY OTHERS, FURNISHED BY OTHERS, JUNCTION BOX, JUNCTION BOX CEILING, LINE [Generic, N/A] [JUNCTION PASSTHROUGH] [#39] CLASS A RETURN, END OF LINE DEVICE, END OF LINE RESISTOR, FIBER PATCH PANEL, FIRE ALARM TERMINAL CABINET, FURNISHED BY OTHERS, FURNISHED BY OTHERS, JUNCTION BOX, JUNCTION BOX CEILING, LINE BREAK (DOUBLE), LINE [Generic, N/A] [JUNCTION PASSTHROUGH] [#28] CLASS A RETURN, END OF LINE DEVICE, END OF LINE RESISTOR, FIBER PATCH PANEL, FIRE ALARM TERMINAL CABINET, FURNISHED BY OTHERS, FURNISHED BY OTHERS, JUNCTION BOX, JUNCTION BOX CEILING, LINE BREAK (DOUBLE), LINE [Generic, N/A] [JUNCTION PASSTHROUGH] [#9] CLASS A RETURN, END OF LINE DEVICE, END OF LINE RESISTOR, FIBER PATCH PANEL, FIRE ALARM TERMINAL CABINET, FURNISHED BY OTHERS, FURNISHED BY OTHERS, JUNCTION BOX, JUNCTION BOX CEILING, LINE BREAK (DOUBLE), LINE B [Generic, N/A] [JUNCTION PASSTHROUGH] [#38] CLASS A RETURN, END OF LINE DEVICE, END OF LINE RESISTOR, FIBER PATCH PANEL, FIRE ALARM TERMINAL CABINET, FURNISHED BY OTHERS, FURNISHED BY OTHERS, JUNCTION BOX, JUNCTION BOX CEILING, LINE BREAK (DOUBLE), LINE [Generic, N/A] [JUNCTION PASSTHROUGH] [#14] CLASS A RETURN, END OF LINE DEVICE, END OF LINE RESISTOR, FIBER PATCH PANEL, FIRE ALARM TERMINAL CABINET, FURNISHED BY OTHERS, FURNISHED BY OTHERS, JUNCTION BOX, JUNCTION BOX CEILING, LINE BREAK (DOUBLE), LINE [Generic, N/A] [JUNCTION PASSTHROUGH] [#42] CLASS A RETURN, END OF LINE DEVICE, END OF LINE RESISTOR, FIBER PATCH PANEL, FIRE ALARM TERMINAL CABINET, FURNISHED BY OTHERS, FURNISHED BY OTHERS, JUNCTION BOX, JUNCTION BOX CEILING, LINE BREAK (DOUBLE), LINE
f74b0b7b-f18d-46dc-a349-c71f2c8f262b | NFPA 170 HORN STROBE |  |  | North | Siemens |  | Horn/Strobe |  |  |  | Module | TRUE | SLFSSWR-N | S54329-F63-A1 | SLFSSWR-N LFS/ST,WALL,RED,NO-TXT | 1 | [12 empty] | #FF0070C0 | FA-NFPA 170 HORN STROBE | 1 | FALSE | FALSE | FALSE | 2012 | [19 empty] | DESKTOP-7SAL8M7\acont | 2019-08-13 09:04 | THOR\acont | 2024-09-08 17:27 |  | [Siemens] [NAC] [DC CONTINUOUS] SLFSSWR-AL, SLFSSWR-CO, SLFSSWR-F, SLFSSWR-N, SLFSSWW-AL, SLFSSWW-CO, SLFSSWW-F, SLFSSWW-N
4bb647e8-f54b-40ae-8887-c7230aeaf669 |  |  |  | North | Farenhyt |  | Cards & Components |  |  |  | Card | TRUE | IFP-300ECS Main Board | ++ | Main Board | 1 | 0.19 | 0.25 | 6 |  |  |  | TRUE | [5 empty] | #FFFFFFFF |  |  | FALSE | FALSE | FALSE | [14 empty] | FALSE | [5 empty] | DESKTOP-7EIEB7A\acont | 2023-02-27 16:55 | THOR\acont | 2024-10-09 10:48 | Cloned from Farenhyt IFP-300 Main Board | [Farenhyt, Silent Knight, Stanley Security Solutions] [VAC ] 5104B Main Board, 5204 Main Board, 5207 Main Board, 5208 Main Board, 5495 Main Board, 5496 Main Board, 5499 Main Board, 5600 Main Board, 5700 Main Board, 5808 Main Board, 5820XL Main Board, 588 [Farenhyt] [IDC] [#1 ALARM] IFP/RPS-2000 Main Board, IFP/RPS-2100 Main Board, IFP-100 Main Board, IFP-1000 Main Board, IFP-300 Main Board, IFP-300ECS Main Board, IFP-50 Main Board, IFP-75 Main Board, RPS-1000 Main Board [Farenhyt] [IDC] [#2 TROUBLE] IFP/RPS-2000 Main Board, IFP/RPS-2100 Main Board, IFP-100 Main Board, IFP-1000 Main Board, IFP-300 Main Board, IFP-300ECS Main Board, IFP-50 Main Board, IFP-75 Main Board, RPS-1000 Main Board [Farenhyt] [IDC] [#3 SUPERVISORY] IFP/RPS-2000 Main Board, IFP/RPS-2100 Main Board, IFP-100 Main Board, IFP-1000 Main Board, IFP-300 Main Board, IFP-300ECS Main Board, IFP-50 Main Board, IFP-75 Main Board | [Farenhyt] IFP-300 Main Board, IFP-300ECS Main Board
852f9dd7-5bd6-4777-b499-c728c2f81fee | NFPA 170 SPEAKER STROBE CEILING |  |  | North | Edwards |  | Speaker/Strobe |  |  |  | Module | TRUE | GCWA-S7VMR |  | 70V Speaker/Strobe white, ALERT, Standard cd, red | 1 | 0 | 0.318 |  |  |  |  | FALSE | TRUE |  |  |  |  | #FF0070C0 | FA-NFPA 170 SPEAKER STROBE CEILING | 1 | FALSE | FALSE | FALSE | 2020 | [13 empty] | FALSE |  |  | C |  |  |  |  | THOR\acont | 2024-09-08 17:27 |  | [Edwards, Kidde] [AUDIO 70.7v] [70V AUDIO] G4F-S7, G4F-S7V1575, G4F-S7VM, G4HFRF-S7, G4HFRF-S7VMC, G4HFRN-S7, G4HFRN-S7VMC, G4HFWA-S7, G4HFWA-S7VMA, G4HFWA-S7VMC, G4HFWF-S7, G4HFWF-S7VMC, G4HFWN-S7, G4HFWN-S7VMA, G4HFWN-S7VMB, G4HFWN-S7VMC, G4RF-S7, G4RF [Edwards, Kidde] [NAC] [16 VDC] EGCFR-VM (C), EGCF-VM (C), GCFR-S7VM (C), GCFR-VM (C), GCF-S2VM (C), GCF-S7VM (C), GCF-VM (C), GCHFRF-S2VMC (C), GCHFRF-S7VMC (C), GCHFRN-S2VMC (C), GCHFRN-S7VMC (C), GCHFWA-S2VMA (C), GCHFWA-S2VMC (C), GCHFWA-S7VMA (C), G [Edwards, Kidde] [NAC] [24 VDC] EGCFR-VM (C), EGCF-VM (C), GCFR-S7VM (C), GCFR-VM (C), GCF-S2VM (C), GCF-S7VM (C), GCF-VM (C), GCHFRF-S2VMC (C), GCHFRF-S7VMC (C), GCHFRN-S2VMC (C), GCHFRN-S7VMC (C), GCHFWA-S2VMA (C), GCHFWA-S2VMC (C), GCHFWA-S7VMA (C), G
ae09c430-5b3f-4f39-9b17-c72acb6a6ef5 | NFPA 170 KITCHEN HOOD |  |  | North | N/A |  | Miscellaneous |  |  |  | Module | TRUE | FURNISHED BY OTHERS |  | HOOD SYSTEM MONITOR | 1 | [6 empty] | FALSE | FALSE |  |  |  |  | #FFFF0000 | FA-NFPA 170 KITCHEN HOOD | 1 | FALSE | FALSE | FALSE | [14 empty] | FALSE |  |  | HOOD |  |  | DESKTOP-7EIEB7A\acont | 2022-02-02 10:55 | THOR\acont | 2024-09-08 17:27 | Cloned from Generic HOOD SYSTEM MONITOR | [Det-Tronics, Generic, Macurco, N/A, STI] [IDC] 01 30-3013, AIR PRESSURE SWITCH, AIR PRESSURE SWITCH HIGH/LOW, BACKFLOW VALVE, CM-12, CONTACT DEVICE, DUCT DETECTOR (C), Fire Suppression Control Unit (FSCU), FURNISHED BY OTHERS, FURNISHED BY OTHERS, FURNI
f7d19fe6-b534-44c2-bda0-c73397bd9e29 |  |  |  | North | Firelite |  | Cards & Components |  |  |  | Card | TRUE | CAC-4 | + | Class A converter module | 1 | 0.001 | 0.001 |  |  |  |  | TRUE | FALSE |  |  |  |  | #FFFFFFFF |  |  | FALSE | FALSE | FALSE | [14 empty] | FALSE | [5 empty] | DESKTOP-7SAL8M7\acont | 2019-02-18 19:25 | THOR\acont | 2024-10-09 10:48 | Cloned from Firelite B404BT
e24bc7d6-5bc6-4aea-91a8-c7378c610bb4 | NFPA 170 ADDRESSABLE OUTPUT MODULE |  |  | North | Gamewell FCI |  | Addressable Control/Relay |  |  |  | Module | TRUE | WAM-RC | + | Wireless Relay Module | 1 | [6 empty] | FALSE | [5 empty] | #FFFF0000 | FA-NFPA 170 ADDRESSABLE OUTPUT MODULE | 1 | FALSE | FALSE | FALSE | 1100 | [13 empty] | FALSE |  |  | W |  |  | DESKTOP-7SAL8M7\acont | 2020-03-19 13:00 | THOR\acont | 2024-09-08 17:27 | Cloned from Firelite W-CRF | [Farenhyt, Firelite, Gamewell FCI, Notifier, Silent Knight] [SWIFT MESH DEVICES] 01 FWH-200FIX135, FWH-200ROR135, FW-MM, FW-RM, NBG-12WL, WAM-MM, WAM-RC, W-BG12LX, W-CRF, W-H355, W-H355R, WIDP-HEAT w/B210W, WIDP-HEAT-ROR w/B210W, WIDP-MONITOR, WIDP-PULL- [Gamewell FCI] [SLC MODULES SENSORS] [*] [#1 SHARED ADDR ¦ MODULES] AMM-2F, AMM-2IF, AMM-2RF, AMM-2RIF, AMM-4F, AMM-4SF, AOM-2RF, AOM-2SF, AOM-TELF, MMI-10F, MMI-6SF, MMO-6RF, MMO-6SF, MS-7AF, MS-7ASF, MS-7S w/AMM-2F, MS-WS w/AMM-2F, TC81021000, VW-DIS-D [Gamewell FCI] [SLC MODULES] [*] [#3 TYPE ADDR ¦ MODULES] AMM-2F, AMM-2IF, AMM-2RF, AMM-2RIF, AMM-4F, AMM-4SF, AOM-2RF, AOM-2SF, AOM-TELF, MMI-10F, MMI-6SF, MMO-6RF, MMO-6SF, MS-7AF, MS-7ASF, MS-7S w/AMM-2F, MS-WS w/AMM-2F, TC81021000, VW-GATE, WAM-MM, W
f786f3ea-8b92-4b90-b121-c73d8aeab866 | NFPA 170 HEAT DETECTOR |  |  | North | Gamewell FCI |  | Heat Detector |  |  |  | Module | TRUE | ATD-L3H-IV w/B501-IV | + | Thermal heat detector, 190°F high temp, ivory, Velociti/CLIP w/ 4" Flangeless mounting base, ivory | 1 | 0.0002 | 0.0045 |  |  |  |  | FALSE | TRUE | FLUSH |  | 4" SQ. DEEP | 3 "O" PLASTER RING | #FFFF0000 | FA-NFPA 170 HEAT DETECTOR | 1 | FALSE | FALSE | FALSE | 1403 | [13 empty] | FALSE |  |  | 190°, 4" |  |  | DESKTOP-7SAL8M7\acont | 2019-05-06 10:45 | THOR\acont | 2024-09-08 17:27 | 20191121 AC Detector with base | [Gamewell FCI] [SLC MODULES SENSORS] [*] [#2 SHARED ADDR ¦ SENSORS] ADPF (C), ASD-PL2F w/B200S-LF-WH (C), ASD-PL2F w/B210LP (C), ASD-PL2FR (C), ASD-PL3 w/B200S-LF-WH (C), ASD-PL3 w/B200SR-LF-WH (C), ASD-PL3 w/B200SR-WH (C), ASD-PL3 w/B224BI-WH (C), ASD-P [Gamewell FCI] [SLC SENSORS] [*] [#4 TYPE ADDR ¦ SENSORS] ADPF (C), ASD-PL2F w/B200S-LF-WH (C), ASD-PL2F w/B210LP (C), ASD-PL2FR (C), ASD-PL3 w/B200S-LF-WH (C), ASD-PL3 w/B200SR-LF-WH (C), ASD-PL3 w/B200SR-WH (C), ASD-PL3 w/B224BI-WH (C), ASD-PL3 w/B224R
8bca362a-aa8a-4de2-a56f-c7462081aea9 | CADGEN CARD ACCESS CONTROL PANEL | CADGEN CARD ACCESS CONTROL PANEL |  | North | DMP | Security/Access Control | Card Access Control Panel |  |  |  | Assembly | TRUE | 352S | ++ | Extra large battery enclosure | 1 | [6 empty] | FALSE | FALSE |  |  | 32" H X 14.5" W X 4" D |  | #FFFF0000 | FA-CADGEN CARD ACCESS CONTROL PANEL | 1 | FALSE | FALSE | FALSE | 212 | [8 empty] | 7,12,18,26,33,55,80 |  |  |  |  | TRUE | [5 empty] | DESKTOP-7EIEB7A\acont | 2023-01-30 07:55 | THOR\acont | 2024-09-08 17:27 | Cloned from DMP 352PM-G
2420e8a1-f43e-40f5-a788-c74a94607804 | NFPA 170 STROBE CEILING |  |  | North | Hochiki |  | Strobe |  |  |  | Module | TRUE | HCS24PCW |  | GCS Series 24 Volt Ceiling Mount Selectable Strobe, White, Plain | 1 | 0 | 0.12 |  |  |  |  | FALSE | TRUE |  | *Refer to Install Sheet |  |  | #FF0070C0 | FA-NFPA 170 STROBE CEILING | 1 | FALSE | FALSE | FALSE | 2022 | [13 empty] | FALSE |  |  | C |  |  | DESKTOP-7SAL8M7\acont | 2019-12-02 11:25 | THOR\acont | 2024-09-08 17:27 | Cloned from Gentex GCS24PCW | [Gentex, Harrington, Hochiki] [NAC] [24 VDC] GCS24CR (C), GCS24CW (C), GCS24PCR (C), GCS24PCW (C), HCS24CR (C), HCS24CW (C), HCS24PCR (C), HCS24PCW (C), SSG4-24CR (C), SSG4-24CW (C) [Hochiki] [NAC] [24 VDC] HCS24CR (C), HCS24CW (C), HCS24PCR (C), HCS24PCW (C) [Gentex, Harrington, Hochiki] [NAC] [UL MAX] GCS24CR (C), GCS24CW (C), GCS24PCR (C), GCS24PCW (C), HCS24CR (C), HCS24CW (C), HCS24PCR (C), HCS24PCW (C), SSG4-24CR (C), SSG4-24CW (C)
f82eb109-fb1e-448a-95fb-c74cbfaa5fbc | NFPA 170 NOTIFICATION CIRCUIT EXTENDER PANEL | RISER NAC |  | North | Firelite |  | Notification Circuit Extender Panel |  |  |  | Assembly | TRUE | FCPS-24FS6 | + | 6.0 A, 120 VAC remote charger power supply | 1 | [6 empty] | FALSE | FALSE |  |  |  |  | #FFFF0000 | FA-NFPA 170 NOTIFICATION CIRCUIT EXTENDER PANEL | 1 | FALSE | FALSE | FALSE | 212 | [8 empty] | 7,12,18 |  |  | 6 |  | TRUE | [7 empty] | THOR\acont | 2024-09-08 17:27
38c6a57c-9127-40f0-b3d2-c74e5d2a4eb6 |  |  |  | North | MIRCOM | [5 empty] | Module | TRUE | RAM-1032TZDS | new | Main Remote LED Annunciator c/w 32 Bi-Colored LEDs | 1 | [12 empty] | #FFFFFFFF |  |  | FALSE | FALSE | FALSE | [22 empty] | THOR\acont | 2024-10-09 10:48
f7aeba85-c223-48a0-8fa2-c752424f0638 | NFPA 170 STROBE CEILING |  |  | North | First Alert |  | Strobe |  |  |  | Module | TRUE | SLED177 |  | 120VAC Remote Visual Signal, Ceiling, White | 1 | 0 | 0.209 |  |  |  |  | FALSE | TRUE |  |  |  |  | #FF0070C0 | FA-NFPA 170 STROBE CEILING | 1 | FALSE | FALSE | FALSE | 2022 | [13 empty] | FALSE |  |  | 120V |  |  | DESKTOP-7SAL8M7\acont | 2020-02-20 10:33 | THOR\acont | 2024-09-08 17:27 | Cloned from Gentex GXS-120177CW | [First Alert, Gentex] [VAC ] [UL MAX] GXS-120177CR (C), GXS-120177CW (C), GXS-120177WR, GXS-120177WW, GXS-120CW (C), SLED177 (C) [BRK, First Alert, Gentex, Kidde] [SMOKE ALARM TANDEM] 21006378 (C), 21007624 (C), 7020BSL (C), 7030BSL (C), 900-CUAR (C), 9120 (C), 9120B (C), 917-0070-002 (C), 917-0071-002 (C), 917-0072-002 (C), 917-0073-002 (C), 917-0079-002 (C), 918-0030-002 (C), 91 | [BRK, First Alert, Generic, Gentex, Kidde, N/A] 120VAC SMOKE DETECTOR, 21006378, 21007624, 7020BSL, 7030BSL, 900-CUAR, 9120, 9120B, 9120F, 9120H, 9120HF, 9120T, 9120TF, 9123, 9123F, 9123H, 9123HF, 9123T, 9123TF, 917-0070-002, 917-0071-002, 917-0072-002, 9
abe4ba9f-1024-45e3-a4fd-c7594e04919b | NFPA 170 STROBE WALL |  |  | North | Potter |  | Strobe |  |  |  | Module | TRUE | CS-24WAR |  | Strobe, Wall, Red, Amber | 1 | 0 | 0.047 |  |  |  |  | FALSE | FALSE |  |  |  |  | #FF0070C0 | FA-NFPA 170 STROBE WALL | 1 | FALSE | FALSE | FALSE | 2023 |  |  | 7135-0328:0209 | [10 empty] | FALSE | [7 empty] | THOR\acont | 2024-09-08 17:27 |  | [Potter] [NAC] [UL MAX] CS-24WAR, CS-24WAW
bd9e67a6-84d5-48b7-a5c4-c759a875d90b | NFPA 170 EMERGENCY COMMUNICATIONS CONTROL UNIT | RISER LOC |  | North | Autocall |  | Local Operator Console |  |  |  | Assembly | TRUE | A003-9301 | + | 4003EC Voice Control Unit with internal user control unit and microphone, 40 W Class D amplifier with one audio NAC standard, internal power supply/battery charger, Beige | 1 | [6 empty] | FALSE | [5 empty] | #FFFF0000 | FA-NFPA 170 EMERGENCY COMMUNICATIONS CONTROL UNIT | 1 | FALSE | FALSE | FALSE | 300 | [8 empty] | 7,12,18,26,33 |  |  |  | 40 | TRUE | [5 empty] | DESKTOP-7EIEB7A\acont | 2021-05-07 06:41 | THOR\acont | 2024-09-08 17:27 | Cloned from AutoCall A003-9302
5e58fef3-84b1-4574-918e-c75bfd16ebb4 | NFPA 170 HORN STROBE CEILING |  |  | North | Kidde |  | Horn/Strobe |  |  |  | Module | TRUE | EGCAVWF |  | Horn-Strobe, running man, white, fire | 1 | [6 empty] | FALSE | TRUE |  |  |  |  | #FF0070C0 | FA-NFPA 170 HORN STROBE CEILING | 1 | FALSE | FALSE | FALSE | 2013 | [13 empty] | FALSE |  |  | C |  |  | DESKTOP-GHR3H5U\Anthony | 2019-10-17 12:04 | THOR\acont | 2024-09-08 17:27 |  | [Edwards, Kidde] [NAC] [24 VFWR, HIGH DB] EGCAVRF (C), EGCAVRN (C), EGCAVWF (C), EGCAVWN (C), GCAVRF (C), GCAVRN (C), GCAVWF (C), GCAVWN (C) [Edwards, Kidde] [NAC] [24 VDC, HIGH DB] EGCAVRF (C), EGCAVRN (C), EGCAVWF (C), EGCAVWN (C), GCAVRF (C), GCAVRN (C), GCAVWF (C), GCAVWN (C)
625a7206-8961-4c9b-8c63-c75c32b7a1d6 | NFPA 170 MANUAL PULL |  |  | North | Edwards |  | Manual Station |  |  |  | Module | TRUE | 270-DPO |  | Pull Station, double pole, cast metal, terminals | 1 | [6 empty] | FALSE | [5 empty] | #FFFF0000 | FA-NFPA 170 MANUAL PULL | 1 | FALSE | FALSE | FALSE | 957 | [13 empty] | FALSE | [7 empty] | THOR\acont | 2024-09-08 17:27 |  | [Edwards, Kidde, Monaco Enterprises] [IDC] 01 1534-1, 200-GAOF, 270A-DPO, 270A-SPO, 270-DOC, 270-DOC-B, 270-DOC-F, 270-DPO, 270-GAO, 270-GAOB, 270-GAO-DOC, 270-GAO-DOCF, 270P-DPO, 270P-SPO, 270-SPO, 270-SPOW, 270-SPOWB, 270-SPOWF, 271-KR1/SR/GS, 276A-REL
2cf6f712-9939-41f9-9a82-c75cfcbc7932 | NFPA 170 REMOTE ANNUNCIATOR | RISER ANNUNCIATOR |  | North | Firelite |  | Remote Annunciator |  |  |  | Module | TRUE | ACM-16ATF | + | ONYX Series ACS Annunciator | 1 | 0.04 | 0.056 |  |  |  |  | TRUE | FALSE |  |  |  |  | #FFFF0000 | FA-NFPA 170 REMOTE ANNUNCIATOR | 1 | FALSE | FALSE | FALSE | 255 | [13 empty] | FALSE | [7 empty] | THOR\acont | 2024-09-08 17:27 |  | [ADT Unimode, Eaton Wheelock, Farenhyt, Firelite, Gamewell FCI, Monaco Enterprises, Notifier, Potter, Secutron, Silent Knight] [AUX POWER] [*] 790-012-00, ACM-16ATF, ACM-30, ACM-32AF, ACM-48A, ACM-8RF, ADT-LCD-80, AEM-16ATF, AEM-32AF, AFM-16AF, AFM-16ATF [Firelite, Notifier] [RS-485] ACM-16ATF, ACM-30, ACM-32AF, ACM-48A, ACM-8RF, AEM-16ATF, AEM-32AF, AFM-16AF, AFM-16ATF, AFM-32AF, LCD-80F
9ff1954a-9b94-40c4-b359-c75ebafa27df | NFPA 170 HORN STROBE |  |  | North | System Sensor |  | Horn/Strobe |  |  |  | Module | TRUE | P4RK | + | 4-Wire Horn/Strobe outdoor,Red | 1 | 0 | 0.202 |  |  |  |  | FALSE | FALSE |  |  |  |  | #FF0070C0 | FA-NFPA 170 HORN STROBE | 1 | FALSE | FALSE | FALSE | 2012 | [13 empty] | FALSE |  |  | WP |  |  |  |  | THOR\acont | 2024-09-08 17:27 |  | [System Sensor] [STROBE] [VFWR] P4RK [System Sensor] [HORN] [#2 VDC, TEMPORAL HIGH] P4RK [System Sensor] [STROBE] [VDC] P4RK
7438e7fd-f692-419a-8f28-c763b02550ba | NFPA 170 ASPIRATING SMOKE DETECTOR |  |  | North | Xtralis |  | Air Sampling Detection |  |  |  | Module | TRUE | VEP-A00-1P |  | VESDA-E VEP | 1 | 0.36667 | 0.4 |  |  |  |  | FALSE | [5 empty] | #FFFF0000 | FA-NFPA 170 ASPIRATING SMOKE DETECTOR | 1 | FALSE | FALSE | FALSE | [14 empty] | FALSE | [5 empty] | DESKTOP-7SAL8M7\acont | 2020-11-06 11:12 | THOR\acont | 2024-09-08 17:27 | Cloned from Xtralis VEU-AOO | [Xtralis] [AUX POWER] [1] VEP-A00-1P, VEP-A00-1P-NTF, VEP-A00-P, VEP-A00-P-NTF, VEP-A10-P, VEP-A10-P-NTF, VEU-A10, VLF-250 (C), VLF-500 (C), VLI-880 (C), VLI-885 (C), XAS-1-US (C), XAS-2-US (C) [Xtralis] [IDC] 02 [ACTION] VEP-A00-1P, VEP-A00-1P-NTF, VEP-A00-P, VEP-A00-P-NTF, VEP-A10-P, VEP-A10-P-NTF, VEU-A00, VEU-A10, VIC-020, VIC-030 [Xtralis] [IDC] 04 [FAULT] VEP-A00-1P, VEP-A00-1P-NTF, VEP-A00-P, VEP-A00-P-NTF, VEP-A10-P, VEP-A10-P-NTF, VEU-A00, VEU-A10, VIC-020, VIC-030 [Xtralis] [AUX POWER] [10] VEP-A00-1P, VEP-A00-1P-NTF, VEP-A00-P, VEP-A00-P-NTF, VEP-A10-P, VEP-A10-P-NTF, VEU-A00, VLF-250 (C), VLF-500 (C), VLI-880 (C), VLI-885 (C), XAS-1-US (C), XAS-2-US (C) [Xtralis] [IDC] 01 [FIRE 1] VEP-A00-1P, VEP-A00-1P-NTF, VEP-A00-P, VEP-A00-P-NTF, VEP-A10-P, VEP-A10-P-NTF, VEU-A00, VEU-A10, VIC-020, VIC-030 [Xtralis] [AUX POWER] [*] VEP-A00-1P, VEP-A00-1P-NTF, VEP-A00-P, VEP-A00-P-NTF, VEP-A10-P, VEP-A10-P-NTF, VLF-250 (C), VLF-500 (C), VLI-880 (C), VLI-885 (C), XAS-1-US (C), XAS-2-US (C) [Xtralis] [IDC] 03 [FIRE 2] VEP-A00-1P, VEP-A00-1P-NTF, VEP-A00-P, VEP-A00-P-NTF, VEP-A10-P, VEP-A10-P-NTF, VEU-A00, VEU-A10, VIC-020, VIC-030 [Xtralis] [AUX POWER] [5] VEP-A00-1P, VEP-A00-1P-NTF, VEP-A00-P, VEP-A00-P-NTF, VEP-A10-P, VEP-A10-P-NTF, VEU-A10, VLF-250 (C), VLF-500 (C), VLI-880 (C), VLI-885 (C), XAS-1-US (C), XAS-2-US (C) [Xtralis] [AUX POWER] [10] VEP-A00-1P, VEP-A00-1P-NTF, VEP-A00-P, VEP-A00-P-NTF, VEP-A10-P, VEP-A10-P-NTF, VEU-A10, VLF-250 (C), VLF-500 (C), VLI-880 (C), VLI-885 (C), XAS-1-US (C), XAS-2-US (C) [Gamewell FCI, Xtralis] [IDC] 02 [ACTION] 7100X (C), 8100 (C), 9400X (C), AAD-7100X (C), AAD-8100 (C), VEP-A00-1P, VEP-A00-1P-NTF, VEP-A00-P, VEP-A00-P-NTF, VEP-A10-P, VEP-A10-P-NTF, VLF-250 (C), VLF-500 (C), VLI-880 (C), VLI-885 (C), XAS-1-US (C), XAS-2 [Xtralis] [IDC] 05 [ALERT] VEP-A00-1P, VEP-A00-1P-NTF, VEP-A00-P, VEP-A00-P-NTF, VEP-A10-P, VEP-A10-P-NTF, VEU-A00, VEU-A10, VIC-020, VIC-030 [Gamewell FCI, Xtralis] [IDC] 01 [FAULT 1] 7100X (C), 8100 (C), 9400X (C), AAD-7100X (C), AAD-8100 (C), VEP-A00-1P, VEP-A00-1P-NTF, VEP-A00-P, VEP-A00-P-NTF, VEP-A10-P, VEP-A10-P-NTF, VLF-250 (C), VLF-500 (C), VLI-880 (C), VLI-885 (C), XAS-1-US (C), XAS- [Autocall, Simplex, Xtralis] [IDC] [#3] 4098-VEP-A00-1P, 4098-VEP-A00-P, 4098-VEP-A10-P, 4098-VES-A00-P, 4098-VES-A10-P, A4098-VEP-A00-1P, A4098-VEP-A00-P, A4098-VEP-A10-P, A4098-VES-A00-P, A4098-VES-A10-P, VEP-A00-1P, VEP-A00-1P-NTF, VEP-A00-P, VEP-A10- [Autocall, Simplex, Xtralis] [IDC] [#2] 4098-VEP-A00-1P, 4098-VEP-A00-P, 4098-VEP-A10-P, 4098-VES-A00-P, 4098-VES-A10-P, A4098-VEP-A00-1P, A4098-VEP-A00-P, A4098-VEP-A10-P, A4098-VES-A00-P, A4098-VES-A10-P, VEP-A00-1P, VEP-A00-1P-NTF, VEP-A00-P, VEP-A10- [Gamewell FCI, Xtralis] [IDC] 03 [FIRE1] 7100X (C), 8100 (C), 9400X (C), AAD-7100X (C), AAD-8100 (C), VEP-A00-1P, VEP-A00-1P-NTF, VEP-A00-P, VEP-A00-P-NTF, VEP-A10-P, VEP-A10-P-NTF, VLF-250 (C), VLF-500 (C), VLI-880 (C), VLI-885 (C), XAS-1-US (C), XAS-2- [Autocall, Simplex, Xtralis] [IDC] [#1] 4098-VEP-A00-1P, 4098-VEP-A00-P, 4098-VEP-A10-P, 4098-VES-A00-P, 4098-VES-A10-P, A4098-VEP-A00-1P, A4098-VEP-A00-P, A4098-VEP-A10-P, A4098-VES-A00-P, A4098-VES-A10-P, VEP-A00-1P, VEP-A00-1P-NTF, VEP-A00-P, VEP-A10- [Xtralis] [AUX POWER] [1] VEP-A00-1P, VEP-A00-1P-NTF, VEP-A00-P, VEP-A00-P-NTF, VEP-A10-P, VEP-A10-P-NTF, VEU-A00, VLF-250 (C), VLF-500 (C), VLI-880 (C), VLI-885 (C), XAS-1-US (C), XAS-2-US (C) [Autocall, Simplex, Xtralis] [IDC] [#5] 4098-VEP-A00-1P, 4098-VEP-A00-P, 4098-VEP-A10-P, 4098-VES-A00-P, 4098-VES-A10-P, A4098-VEP-A00-1P, A4098-VEP-A00-P, A4098-VEP-A10-P, A4098-VES-A00-P, A4098-VES-A10-P, VEP-A00-1P, VEP-A00-1P-NTF, VEP-A00-P, VEP-A10- [Xtralis] [AUX POWER] [5] VEP-A00-1P, VEP-A00-1P-NTF, VEP-A00-P, VEP-A00-P-NTF, VEP-A10-P, VEP-A10-P-NTF, VEU-A00, VLF-250 (C), VLF-500 (C), VLI-880 (C), VLI-885 (C), XAS-1-US (C), XAS-2-US (C) [Xtralis] [RS-485] VEP-A00-1P, VEP-A00-P, VEP-A10-P, VEU-A00, VEU-A10, VLF-250 (C), VLF-500 (C), VLI-885 (C) [Xtralis] [RS-232] VSR-13D01-S04 [Autocall, Simplex, Xtralis] [IDC] [#4] 4098-VEP-A00-1P, 4098-VEP-A00-P, 4098-VEP-A10-P, 4098-VES-A00-P, 4098-VES-A10-P, A4098-VEP-A00-1P, A4098-VEP-A00-P, A4098-VEP-A10-P, A4098-VES-A00-P, A4098-VES-A10-P, VEP-A00-1P, VEP-A00-1P-NTF, VEP-A00-P, VEP-A10-
1d4515de-01d4-4945-9b2b-c7677926e764 | NFPA 170 SMOKE DETECTOR |  |  | North | Siemens |  | Smoke Detector |  |  |  | Module | TRUE | FDL241-9/FDLB291/DLR1191 | ++ | Analogue Addressable Beam Detector with Short Circuit Isolator (supplied with mounting base & Prism Reflector for Long Distance 20m - 100m) | 1 | 0.0008 | 0.0008 | [10 empty] | #FFFF0000 | FA-NFPA 170 SMOKE DETECTOR | 1 | FALSE | FALSE | FALSE | [17 empty] | BT |  |  | DESKTOP-7EIEB7A\acont | 2021-11-19 10:16 | THOR\acont | 2024-09-08 17:27 |  | [Siemens] [C-NET] [*] [#1 DETECTOR] FDBZ290/OOH740/DB721/FDBZ290-AA, FDL241-9/FDLB291/DLR1191, HI720/DB721, HI720/DBS720, HI720/FDSB226-WW/FDB228, HI720/FDSB227-WW/FDB228, HI722//FDSB227-WW/FDB228, HI722/DB721, HI722/DBS720, HI722/FDSB226-WW/FDB228, OH72
70ad0a57-1be6-4877-aadd-c771b9689268 |  |  |  | North | Monaco Enterprises |  | Hardware |  |  |  | Hardware | TRUE | 588-039-00 |  | BACKBOX:WSM,RED,T-1,SPEAKER;SPEAKER/STROBE,5.1W X 6.6H X 2.25D | 1 | [6 empty] | FALSE | [5 empty] | #FFFFFFFF |  |  | FALSE | FALSE | FALSE | [14 empty] | FALSE | [5 empty] | DESKTOP-7SAL8M7\acont | 2020-03-02 16:30 | THOR\acont | 2024-10-09 10:48 | Cloned from System Sensor SBBW
ddeb0849-748f-4dd9-8f38-c77873463dc0 | NFPA 170 FIRE ALARM CONTROL UNIT | RISER FACP |  | North | Autocall |  | Fire Alarm Control Unit |  |  |  | Assembly | TRUE | A004-9101 | ++ | Four Class B IDCs, one Class B or Class A NAC, 3 A power supply with battery charger. Onboard DACT, 120/240 VAC, 50/60 Hz (autoselect) | 1 | [6 empty] | TRUE | [5 empty] | #FFFF0000 | FA-NFPA 170 FIRE ALARM CONTROL UNIT | 1 | FALSE | FALSE | FALSE | 202 | [8 empty] | 7,10,12.7 |  | 7 |  |  | TRUE | [5 empty] | DESKTOP-QGO6JOK\acont | 2024-07-18 09:24 | THOR\acont | 2024-09-08 17:27 | Cloned from Autocall A050-9101
8f228089-9935-48f6-8cef-c7818cd1a1a7 | NFPA 170 PRESSURE SWITCH |  |  | North | Block Definition Only |  | Pressure Switch |  |  |  | Module | TRUE | NFPA 170 PRESSURE SWITCH |  | NFPA 170 PRESSURE SWITCH | 1 | [12 empty] | #FFFF0000 | FA-NFPA 170 PRESSURE SWITCH | 1 | FALSE | FALSE | FALSE | 913 | [19 empty] | AULAPTOP-PC\Aulaptop | 2020-03-26 07:41 | THOR\acont | 2024-09-08 17:27
3b8ba1f7-88cf-4a60-b88f-c783ef8348c5 | NFPA 170 FIRE ALARM CONTROL UNIT | RISER FACP |  | North | VES |  | Fire Alarm Control Unit |  |  |  | Assembly | TRUE | VF0810-10 | + | Elite RS-H Analog Addressable Fire Control Panel, 1 Loop, Red, 120V | 1 | [6 empty] | FALSE | [5 empty] | #FFFF0000 | FA-NFPA 170 FIRE ALARM CONTROL UNIT | 1 | FALSE | FALSE | FALSE | 202 | [8 empty] | 7,12,18,28,55,60 |  |  | 5.25 |  | TRUE | [5 empty] | DESKTOP-7EIEB7A\acont | 2021-11-04 11:11 | THOR\acont | 2024-09-08 17:27 | Cloned from Hochiki FNP-1127 | [AutoPulse, Hochiki, VES] [RS-485] [Network] 542R (433607), FN2127US0ERS120, FN-2127US0ERS-220, FN2127US1ERS120, FN-2127US1ERS-220, FN4127US0ERS120, FN-4127US0ERS-220, FN4127US1ERS120, FN-4127US1ERS-220, FN-LCD-N, FN-LCD-S, FNP-1127, FNP-1127ES0EGS-120,
8ab6c582-e8f0-45a8-aa61-c7886fef183e |  |  |  | North | Simplex |  | Hardware |  |  |  | Hardware | TRUE | DHE5PC |  | 5 IN EXT ROD,DR HLDR,CHRM | 1 | [12 empty] | #FFFFFFFF |  |  | FALSE | FALSE | FALSE | [20 empty] | AULAPTOP-PC\Aulaptop | 2019-07-04 04:36 | THOR\acont | 2024-10-09 10:48
4ed192a2-2845-488e-bd2b-c78c75280f51 | NFPA 170 SMOKE DETECTOR |  |  | North | Notifier |  | Smoke Detector |  |  |  | Module | TRUE | LPX-751 w/B210LP | ++ | Intelligent Laser Photoelectric Smoke Detector, low profile | 1 | 0.000255 | 0.0065 |  |  |  |  | FALSE | TRUE |  |  |  |  | #FFFF0000 | FA-NFPA 170 SMOKE DETECTOR | 1 | FALSE | FALSE | FALSE | 1408 | [13 empty] | FALSE | [7 empty] | THOR\acont | 2024-09-08 17:27 | 20191121 AC Detector without base | [Honeywell, Notifier, System Sensor] [SLC SENSORS] [*] [#4 TYPE ADDR ¦ SENSORS] 2251B (C), 2251-COPTIR (C), 2251-COPTIR w/B200S-WH (C), 2251TB (C), 2251TMB (C), 5251B (C), 5251B-WP (C), 5251H (C), 5251RB (C), 5251RB-WP (C), 7251 (C), 7251DH (C), DH200LP [Honeywell, Notifier, System Sensor] [SLC MODULES SENSORS] [*] [#2 SHARED ADDR ¦ SENSORS] 2251B (C), 2251-COPTIR (C), 2251-COPTIR w/B200S-WH (C), 2251TB (C), 2251TMB (C), 5251B (C), 5251B-WP (C), 5251H (C), 5251RB (C), 5251RB-WP (C), 7251 (C), 7251DH (C)
ee19ab19-3ed7-4ee2-9315-c78f91436758 | NFPA 170 STROBE WALL |  |  | North | Eaton Wheelock |  | Strobe |  |  |  | Module | TRUE | ELSTW-ALA | + | WALL STROBE, WHITE, ALERT, AMBER | 1 | [6 empty] | TRUE | [5 empty] | #FF0070C0 | FA-NFPA 170 STROBE WALL | 1 | FALSE | FALSE | FALSE | 2020 | [19 empty] | DESKTOP-7EIEB7A\acont | 2021-05-18 16:17 | THOR\acont | 2024-09-08 17:27 | Cloned from Eaton Wheelock ELSTW-AL | [Eaton Wheelock] [NAC] [24VDC] ELSTR, ELSTR-A, ELSTR-AL, ELSTR-ALA, ELSTR-N, ELSTR-NA, ELSTW, ELSTW-A, ELSTW-AL, ELSTW-ALA, ELSTW-EV, ELSTW-N, ELSTW-NA, STR, STW
93f119c1-b66f-4e4e-b70c-c79456e77851 | NFPA 170 HORN STROBE |  |  | North | Eaton Wheelock |  | Horn/Strobe |  |  |  | Module | TRUE | HS24-/WR |  | Horn Strobe, 24 VDC, | 1 | 0 | 0.301 |  |  |  |  | FALSE | FALSE |  |  |  |  | #FF0070C0 | FA-NFPA 170 HORN STROBE | 1 | FALSE | FALSE | FALSE | 2012 | [13 empty] | FALSE | [7 empty] | THOR\acont | 2024-09-08 17:27 |  | [Eaton Wheelock] [NAC] HS24-/WR, HS24-/WW, HS24-60WR, HS24-60WW, HS24-WR, HS24-WW
08e3e016-d0ed-4ee9-9d6c-c794b7528600 |  |  |  | North | Siemens | [5 empty] | Module | TRUE | PAB-ENCL | S54339-A8-A1 | PAD & AMP BOOSTER ENCL 1HU BLK | 1 | [12 empty] | #FFFFFFFF |  |  | FALSE | FALSE | FALSE | [20 empty] | DESKTOP-7SAL8M7\acont | 2019-08-13 09:04 | THOR\acont | 2024-10-09 10:48
f107ea96-a574-42ab-9607-c7afbd6392c1 |  |  |  | North | DELL | Security/Access Control |  |  |  |  | Module | TRUE | S2721HS/S2721HSX |  | 27" MONITOR | 1 | [12 empty] | #FFFFFFFF |  |  | FALSE | FALSE | FALSE | [20 empty] | THOR\acont | 2024-03-12 21:43 | THOR\acont | 2024-10-09 10:48
9531766b-b183-4756-9a38-c7b2f2ef6fb6 | NFPA 170 SPEAKER STROBE CEILING |  |  | North | Siemens |  | Speaker/Strobe |  |  |  | Module | TRUE | SL2SPSCR-A | S54329-F156-A1++ | Speaker-Strobe, Ceiling, Clear, Red, Agent | 1 | [7 empty] | TRUE |  |  |  |  | #FF0070C0 | FA-NFPA 170 SPEAKER STROBE CEILING | 1 | FALSE | FALSE | FALSE | 2023 | [16 empty] | C |  |  | DESKTOP-7EIEB7A\acont | 2023-08-03 08:10 | THOR\acont | 2024-09-08 17:27 | Cloned from Siemens SL2SPSWR-M | [Siemens] [AUDIO 25v] [25V AUDIO] SL2SPSCR-A (C), SL2SPSCR-AL (C), SL2SPSCR-ALA (C), SL2SPSCR-F (C), SL2SPSCR-FB (C), SL2SPSCR-N (C), SL2SPSCR-NA (C), SL2SPSCW-A (C), SL2SPSCW-AL (C), SL2SPSCW-ALA (C), SL2SPSCW-F (C), SL2SPSCW-FB (C), SL2SPSCW-N (C), SL2 [Siemens] [NAC] [16.0 – 33.0 VDC] SL2SCR-A (C), SL2SCR-AL (C), SL2SCR-ALA (C), SL2SCR-ALB (C), SL2SCR-F (C), SL2SCR-FB (C), SL2SCR-N (C), SL2SCR-NA (C), SL2SCR-NB (C), SL2SCW-A (C), SL2SCW-AL (C), SL2SCW-ALA (C), SL2SCW-ALB (C), SL2SCW-EV (C), SL2SCW-F ( [Siemens] [AUDIO 70.7v] [70V AUDIO] SL2SPSCR-A (C), SL2SPSCR-AL (C), SL2SPSCR-ALA (C), SL2SPSCR-F (C), SL2SPSCR-FB (C), SL2SPSCR-N (C), SL2SPSCR-NA (C), SL2SPSCW-A (C), SL2SPSCW-AL (C), SL2SPSCW-ALA (C), SL2SPSCW-F (C), SL2SPSCW-FB (C), SL2SPSCW-N (C), S
99d6abd4-882f-4ac9-ab30-c7b3739d503c | CADGEN DOOR CONTACT |  |  | North | NASCOM |  | Door Contact |  |  |  | Module | TRUE | N505AUTMC | ++ | 3” TRACK MOUNT FLIP SWITCH WITH UNIVERSAL MAGNET | 1 |  |  |  |  | 1.5 | [7 empty] | #FFFF0000 | FA-CADGEN DOOR CONTACT | 1 | FALSE | FALSE | FALSE | [17 empty] | REX |  |  | DESKTOP-7EIEB7A\acont | 2023-01-30 10:43 | THOR\acont | 2024-09-08 17:27 | Cloned from Honeywell 7939-2 | [NASCOM] [ACCESS CONTROL INPUT] [*] [INPUT] C CONTACT, D CONTACT, MET-200, MET-200 AR, MET-201B, MET-201B AR, MET-202C, MET-202C AR, MET-202C AR-WP18, MET-204C, MET-204C AR, N1178CGSHK/STO36W1, N200AU/ST036, N200AU/ST036 x 2, N505AUTMC, N707AU/M, N707AU/ [NASCOM] [IDC] 01 [INPUT] C CONTACT, D CONTACT, MET-200, MET-200 AR, MET-201B, MET-201B AR, MET-202C, MET-202C AR, MET-202C AR-WP18, MET-204C, MET-204C AR, N1178CGSHK/STO36W1, N200AU/ST036, N200AU/ST036 x 2, N505AUTMC, N707AU/M, N707AU/ST, N707AU/STATS,
8466d04f-a122-4517-a595-c7b4d89226c4 | NFPA 170 SMOKE DETECTOR |  |  | North | MIRCOM |  | Smoke Detector |  |  |  | Module | TRUE | MIX-2251TMAP w/B210LP | + | Intelligent AcclimateTM Multicriteria Smoke Sensor, Standard Base | 1 | 0.0003 | 0.0065 |  |  |  |  | FALSE | TRUE |  |  |  |  | #FFFF0000 | FA-NFPA 170 SMOKE DETECTOR | 1 | FALSE | FALSE | FALSE | 1408 | [13 empty] | FALSE |  |  | MC |  |  | DESKTOP-7SAL8M7\acont | 2019-04-12 12:42 | THOR\acont | 2024-09-08 17:27 | 20191121 AC Detector with base | [MIRCOM] [SLC SENSORS] [*] [#4 TYPE ADDR ¦ SENSORS] DNR w/MIX-2251BR (C), DNR w/MIX-2351RAP (C), MIX-1251AP w/B200SR-LF-WH (C), MIX-1251AP w/B200SR-WH (C), MIX-1251AP w/B210LP (C), MIX-1251AP w/B224RB-WH (C), MIX-1251AP w/B501 (C), MIX-1251B w/B200SR-LF- [MIRCOM] [SLC MODULES SENSORS] [*] [#2 SHARED ADDR ¦ SENSORS] DNR w/MIX-2251BR (C), DNR w/MIX-2351RAP (C), MIX-1251AP w/B200SR-LF-WH (C), MIX-1251AP w/B200SR-WH (C), MIX-1251AP w/B210LP (C), MIX-1251AP w/B224RB-WH (C), MIX-1251AP w/B501 (C), MIX-1251B w/
9b04cdfd-1961-496f-8287-c7b869c507ad | NFPA 170 SMOKE DETECTOR |  |  | North | MIRCOM |  | Smoke Detector |  |  |  | Module | TRUE | MIX-2251AP w/B224RB-WH | + | Intelligent Photoelectric Smoke Sensor, Relay Base | 1 | 0.0003 | 0.0065 |  |  |  |  | FALSE | TRUE |  |  |  |  | #FFFF0000 | FA-NFPA 170 SMOKE DETECTOR | 1 | FALSE | FALSE | FALSE | 1408 | [13 empty] | FALSE |  |  | P, R |  |  | DESKTOP-7SAL8M7\acont | 2019-04-12 12:21 | THOR\acont | 2024-09-08 17:27 | 20191121 AC Detector with base | [MIRCOM] [SLC SENSORS] [*] [#4 TYPE ADDR ¦ SENSORS] DNR w/MIX-2251BR (C), DNR w/MIX-2351RAP (C), MIX-1251AP w/B200SR-LF-WH (C), MIX-1251AP w/B200SR-WH (C), MIX-1251AP w/B210LP (C), MIX-1251AP w/B224RB-WH (C), MIX-1251AP w/B501 (C), MIX-1251B w/B200SR-LF- [MIRCOM] [SLC MODULES SENSORS] [*] [#2 SHARED ADDR ¦ SENSORS] DNR w/MIX-2251BR (C), DNR w/MIX-2351RAP (C), MIX-1251AP w/B200SR-LF-WH (C), MIX-1251AP w/B200SR-WH (C), MIX-1251AP w/B210LP (C), MIX-1251AP w/B224RB-WH (C), MIX-1251AP w/B501 (C), MIX-1251B w/
7458054a-d536-4b5c-b0e0-c7c7681cde4e | NFPA 170 CELL COMM | RISER CELL COMM |  | North | Telguard |  | Cellular Communicator |  |  |  | Module | TRUE | TG-7FS w/(2) TG-PEM | + | Commercial Fire Cellular Alarm Communicator For LTE Networks w/(2) TG-PEM | 1 | [6 empty] | FALSE | [5 empty] | #FFFF0000 | FA-NFPA 170 CELL COMM | 1 | FALSE | FALSE | FALSE | 250 | [13 empty] | FALSE | [5 empty] | DESKTOP-7EIEB7A\acont | 2022-02-25 15:36 | THOR\acont | 2024-09-08 17:27 | Cloned from Telguard TG-7FS | [Telguard] [IDC] [#2 SUPERVISORY INPUT] TG-7A, TG-7A w/(2) TG-PEM, TG-7FE, TG-7FP, TG-7FS, TG-7FS LTE + TG-PEM, TG-7FS w/(2) TG-PEM [Telguard] [DACT] [#1 DACT] TG-7A, TG-7A w/(2) TG-PEM, TG-7FE, TG-7FP, TG-7FS, TG-7FS LTE + TG-PEM, TG-7FS w/(2) TG-PEM [Telguard] [AUX POWER] [24VDC AUX INPUT] TG-7A w/(2) TG-PEM, TG-7FS LTE + TG-PEM, TG-7FS w/(2) TG-PEM, TG-PEM [Telguard] [AUX POWER] [12VDC AUX INPUT] TG-7A w/(2) TG-PEM, TG-7FS LTE + TG-PEM, TG-7FS w/(2) TG-PEM, TG-PEM [Telguard] [IDC] [#1 SUPERVISORY INPUT] TG-7A, TG-7A w/(2) TG-PEM, TG-7FE, TG-7FP, TG-7FS, TG-7FS LTE + TG-PEM, TG-7FS w/(2) TG-PEM | [Telguard] TG-7A w/(2) TG-PEM, TG-7FS w/(2) TG-PEM
2644dc8e-368b-4dcd-a7a3-c7ceac86558d | NFPA 170 DUCT SMOKE DETECTOR |  |  | North | Potter |  | Duct Smoke Detector |  |  |  | Module | TRUE | DSD-P |  | Conventional Duct Detector | 1 | 0.013 | 0.06 |  |  |  |  | FALSE | TRUE |  |  |  |  | #FFFF0000 | FA-NFPA 170 DUCT SMOKE DETECTOR | 1 | FALSE | FALSE | FALSE | 1400 | [13 empty] | FALSE | [7 empty] | THOR\acont | 2024-09-08 17:27 | 20191121 AC Detector without base | [Notifier, Potter] [IDC] 01 CF-135EWT, CF-135MP, CF-135W, CF-165MP, CF-165W, CF-200EWT, CF-200MP, CF-200W, CF-285MP, CF-285W, CPS-24 w/SB, CR-135EWT, CR-135MP, CR-135W, CR-165MP, CR-165W, CR-200EWT, CR-200MP, CR-200W, DSD-P (C), P32-1T, PS40 Series, PS40 [Potter] [AUX POWER] DSD-P (C)
ddd8999e-405a-4fb2-bd85-c7d1cbec4d30 |  |  |  | North | Potter | [5 empty] | Module | TRUE | F3000 |  | End-to-End Infrared Optical Beam Smoke Detector | 1 | [6 empty] | FALSE | [5 empty] | #FFFFFFFF |  |  | FALSE | FALSE | FALSE | [14 empty] | FALSE | [7 empty] | THOR\acont | 2024-10-09 10:48
ed320f42-2f66-4d6d-b73b-c7d432ebb785 | NFPA 170 SMOKE DETECTOR |  |  | North | Hochiki |  | Smoke Detector |  |  |  | Module | TRUE | AIE-EA w/ASB SOUNDER BASE | AIE-EA SMOKE SENSOR | AIE-EA SMOKE SENSOR w/ASB SOUNDER BASE | 1 | 0.00035 | 0.00046 |  |  |  |  | TRUE | TRUE |  | *Refer to Install Sheet |  |  | #FFFF0000 | FA-NFPA 170 SMOKE DETECTOR | 1 | FALSE | FALSE | FALSE | 1408 | [16 empty] | SB |  |  | DESKTOP-0D6CQVA\lousc | 2019-10-12 10:14 | THOR\acont | 2024-09-08 17:27 | Cloned from Hochiki ALN-V w/ASB SOUNDER BASE | [Hochiki, VES] [SLC HOCHIKI] 01 [*] [SLC] ACC-EN (C), ACD-V w/ASBL SOUNDER BASE (C), ACD-V w/HSB-NSA-6 STANDARD BASE (C), ACD-V w/SCI-B4 SHORT CIRCUIT ISOLATOR BASE (C), ACD-V w/SCI-B6 SHORT CIRCUIT ISOLATOR BASE (C), ACD-V w/YBN-NSA-4 STANDARD BASE (C), [Hochiki] [AUX POWER] [24 VDC] AIE-EA w/ASB SOUNDER BASE (C), ALK-V w/ASB SOUNDER BASE (C), ALN-V w/ASB SOUNDER BASE (C), ATG-EA w/ASB SOUNDER BASE (C), ATJ-EA w/ASB SOUNDER BASE (C)
3c292f6a-628a-44a5-b926-c7d5e59749e4 |  |  |  | North | Firelite |  | Cards & Components |  |  |  | Card | TRUE | MS-4 Main Board | + | Fire Alarm Control Panel Main Board | 1 | 0.085 | 0.175 |  |  |  |  | TRUE | FALSE |  |  |  |  | #FFFFFFFF |  |  | FALSE | FALSE | FALSE | [14 empty] | FALSE | [7 empty] | THOR\acont | 2024-10-09 10:48 |  | [Ditek, Monaco Enterprises, Spectronix, WBOX] [VAC ] [VAC] 0E-SPROACHW, 210-524-00, DTK-120HW, DTK-120HWLOK, DTK-120HW-SS, DTK-1F, DTK-1FF, SA400 Main Board [ADT Unimode, AES, Firelite, NAPCO, Notifier] [VAC ] [VAC] 1640, 200UDLS Main Board, 411UDAC Main Board, ACC-25/50 Main Board, BE-500 CPU, CPU-N16LD, CPU-N16LND, ECC-125DA (25V) Main Board, ECC-50/100 Main Board (100W, 25V), ECC-50/100 Main Board (100W, | [Firelite, Spectronix] MS-4 Main Board, SA400 Main Board
c9092792-c0c0-417f-bbbf-c7d910984b74 |  |  |  | North | Notifier |  | Cards & Components |  |  |  | Card | TRUE | PRN-7 |  | 80-column printer | 1 | [6 empty] | TRUE | FALSE |  |  |  |  | #FFFFFFFF |  |  | FALSE | FALSE | FALSE | [14 empty] | FALSE | [7 empty] | THOR\acont | 2024-10-09 10:48
53e3bcf6-7716-49dc-aaa8-c7ddef7dc9aa | NFPA 170 HORN STROBE |  |  | North | Hochiki |  | Horn/Strobe |  |  |  | Module | TRUE | ASWP-2475W-FR |  | NOTIFICATION, HORNSTROBE, RED, WALL, WP | 1 | 0 | 0.168 |  |  |  |  | FALSE | FALSE |  | *Refer to Install Sheet |  |  | #FF0070C0 | FA-NFPA 170 HORN STROBE | 1 | FALSE | FALSE | FALSE | 2012 | [13 empty] | FALSE |  |  | WP |  |  |  |  | THOR\acont | 2024-09-08 17:27 |  | [Eaton Wheelock, Hochiki] [NAC] [24VDC, HIGH DB UL 1638 @ –40°F] ASWP-2475C-FR (C), ASWP-2475C-FW (C), ASWP-2475W-FR, ASWP-2475W-FW [Eaton Wheelock, Hochiki] [NAC] [24VDC, LOW DB UL 1638 @ –40°F] ASWP-2475C-FR (C), ASWP-2475C-FW (C), ASWP-2475W-FR, ASWP-2475W-FW [Eaton Wheelock, Hochiki] [NAC] [24VDC, MED DB UL 1638 @ –40°F] ASWP-2475C-FR (C), ASWP-2475C-FW (C), ASWP-2475W-FR, ASWP-2475W-FW [Eaton Wheelock, Hochiki] [NAC] [24VDC, MED DB UL 1638 @ 77°F] ASWP-2475C-FR (C), ASWP-2475C-FW (C), ASWP-2475W-FR, ASWP-2475W-FW [Eaton Wheelock, Hochiki] [NAC] [24VDC, HIGH DB] ASWP-2475W-FR, ASWP-2475W-FW [Eaton Wheelock, Hochiki] [NAC] [24VDC, LOW DB UL 1638 @ 77°F] ASWP-2475C-FR (C), ASWP-2475C-FW (C), ASWP-2475W-FR, ASWP-2475W-FW [Eaton Wheelock, Hochiki] [NAC] [20VDC, HIGH DB] ASWP-2475W-FR, ASWP-2475W-FW [Eaton Wheelock, Hochiki] [NAC] [24VDC, HIGH DB UL 1638 @ 77°F] ASWP-2475C-FR (C), ASWP-2475C-FW (C), ASWP-2475W-FR, ASWP-2475W-FW
bb7a1995-cdda-4130-bc63-c7f45173755d | NFPA 170 SPEAKER STROBE |  |  | North | System Sensor |  | Speaker/Strobe |  |  |  | Module | TRUE | SPSRK | + | Outdoor Speaker Strobe, Standard cd | 1 | 0 | 0.181 |  |  |  |  | FALSE | FALSE |  |  |  |  | #FF0070C0 | FA-NFPA 170 SPEAKER STROBE | 1 | FALSE | FALSE | FALSE | 2019 | [13 empty] | FALSE |  |  | WP |  |  |  |  | THOR\acont | 2024-09-08 17:27 |  | [BluePoint, System Sensor] [NAC] [VDC, TEMPORAL HIGH] BP04-311P, SCRK (C), SCWK (C), SPSCWK (C), SPSCWK-CLR-ALERT (C), SPSRK, SPSRK-P, SPSWK, SPSWK-CLR-ALERT, SPSWK-P [BluePoint, System Sensor] [AUDIO 70.7v] [70V AUDIO] BP04-311P, SPCR (C), SPCW (C), SPCWK (C), SPRK, SPSCWH (C), SPSCWHK (C), SPSCWHK-P (C), SPSCWK (C), SPSCWK-CLR-ALERT (C), SPSRHK, SPSRK, SPSRK-P, SPSWK, SPSWK-CLR-ALERT, SPSWK-P, SPWK [BluePoint, System Sensor] [NAC] [VFWR, TEMPORAL HIGH] BP04-311P, SCRK (C), SCWK (C), SPSCWK (C), SPSCWK-CLR-ALERT (C), SPSRK, SPSRK-P, SPSWK, SPSWK-CLR-ALERT, SPSWK-P [BluePoint, System Sensor] [AUDIO 25v] [25V AUDIO] BP04-311P, SPCR (C), SPCW (C), SPCWK (C), SPRK, SPSCWH (C), SPSCWHK (C), SPSCWHK-P (C), SPSCWK (C), SPSCWK-CLR-ALERT (C), SPSRHK, SPSRK, SPSRK-P, SPSWK, SPSWK-CLR-ALERT, SPSWK-P, SPWK
8f50396c-3803-44ba-ad60-c7f7f813a903 |  |  |  | North | Edwards |  | Hardware |  |  |  | Hardware | TRUE | MN-GVD416EXW |  | HPSA 2nd year extended warranty 400-1600 watt MN-GVD series | 1 | [6 empty] | FALSE | [5 empty] | #FFFFFFFF |  |  | FALSE | FALSE | FALSE | [14 empty] | FALSE | [7 empty] | THOR\acont | 2024-10-09 10:48
daa8351a-2aa5-4e64-bf38-c7f906361217 | NFPA 170 SPEAKER STROBE |  |  | North | Siemens |  | Speaker/Strobe |  |  |  | Module | TRUE | SEH-MC-W-BLANK | S54329-A20-A1 | SPK-ST,WALL,BLNK,W | 1 | [12 empty] | #FF0070C0 | FA-NFPA 170 SPEAKER STROBE | 1 | FALSE | FALSE | FALSE | 2019 | [19 empty] | DESKTOP-7SAL8M7\acont | 2019-08-13 09:04 | THOR\acont | 2024-09-08 17:27 |  | [Siemens] [AUDIO 70.7v] [70V AUDIO] SEH-AMC-W-ALERT, SEH-HMC-R, SEH-HMC-R-B, SEH-HMC-W, SEH-HMC-W-ALERT, SEH-HMC-W-B, SEH-MC-R, SEH-MC-R-ALERT, SEH-MC-R-B, SEH-MC-W, SEH-MC-W-ALERT, SEH-MC-W-B, SEH-MC-W-BLANK, SEH-R, SEH-W, SEH-W-ALERT [Siemens] [NAC] [VDC] SEFH-AMC-W-ALERT, SEFH-MC-R, SEFH-MC-R-ALERT, SEFH-MC-W, SEFH-MC-W-ALERT, SEFH-MC-W-BLANK, SEF-MC-R, SEF-MC-W, SEH-MC-R, SEH-MC-R-ALERT, SEH-MC-R-B, SEH-MC-W, SEH-MC-W-ALERT, SEH-MC-W-B, SEH-MC-W-BLANK [Siemens] [AUDIO 25v] [25V AUDIO] SEH-AMC-W-ALERT, SEH-HMC-R, SEH-HMC-R-B, SEH-HMC-W, SEH-HMC-W-ALERT, SEH-HMC-W-B, SEH-MC-R, SEH-MC-R-ALERT, SEH-MC-R-B, SEH-MC-W, SEH-MC-W-ALERT, SEH-MC-W-B, SEH-MC-W-BLANK, SEH-R, SEH-W, SEH-W-ALERT
b6069f64-56a6-4cc4-8571-c7fb1cc6a4be | NFPA 170 SMOKE DETECTOR |  |  | North | Bosch |  | Smoke Detector |  |  |  | Module | TRUE | FRAY5000-4PRISM | + | Prism plate, 4 prisms | 1 | [6 empty] | FALSE | TRUE |  |  |  |  | #FFFF0000 | FA-NFPA 170 SMOKE DETECTOR | 1 | FALSE | FALSE | FALSE | 1408 | [13 empty] | FALSE |  |  | SBP |  |  | DESKTOP-7EIEB7A\acont | 2022-06-28 13:08 | THOR\acont | 2024-09-08 17:27 | Cloned from Bosch FRAY5000-1PRISM
05060fbb-2b98-4f37-933e-c8094ac3d0ad | NFPA 170 DGP |  |  | North | Notifier |  | Hardware |  |  |  | Hardware | TRUE | DR-B4R |  | Door assembly, window, two tiers, RED, 17.45 lbs. | 1 | [6 empty] | FALSE | [5 empty] | #FFFF0000 | FA-NFPA 170 DGP | 1 | FALSE | FALSE | FALSE | [9 empty] | 7,12,18 |  |  |  |  | TRUE | [5 empty] | DESKTOP-7EIEB7A\acont | 2021-04-01 14:51 | THOR\acont | 2024-09-08 17:27 | Cloned from Notifier DR-A4R
1c3e5104-cbe6-4e4f-9d5e-c80e6d6ae9c2 |  |  |  | North | Edwards |  | Cards & Components |  |  |  | Card | TRUE | SHO-4 |  | 8 3 Pos Rotary Sw, 2Y & 1G LED per Sw Module | 1 | 0.025 | 0.048 |  |  |  |  | TRUE | [5 empty] | #FFFFFFFF |  |  | FALSE | FALSE | FALSE | [14 empty] | FALSE | [7 empty] | THOR\acont | 2024-10-09 10:48
bfeca954-406f-465d-9810-c814db8e2349 | NFPA 170 REMOTE ANNUNCIATOR | RISER ANNUNCIATOR |  | North | Farenhyt |  | Remote Annunciator |  |  |  | Module | TRUE | IDP-5235 | ++ | Remote Annunciator | 1 | 0.03 | 0.05 |  |  | 24 |  | FALSE | [5 empty] | #FFFF0000 | FA-NFPA 170 REMOTE ANNUNCIATOR | 1 | FALSE | FALSE | FALSE | 255 | [13 empty] | FALSE | [5 empty] | DESKTOP-7EIEB7A\acont | 2023-02-27 07:10 | THOR\acont | 2024-09-08 17:27 | Cloned from Silent Knight SK-5235 | [Farenhyt, Silent Knight] [RS-485] [*] [ANN/PWR ++] 5230, IDP-5235, SK-5235, W-DIS-D
f77c9640-cad4-4b33-9e0c-c8220aa6cb58 | NFPA 170 STROBE WALL |  |  | North | Federal Signal |  | Strobe |  |  |  | Module | TRUE | 141ST-024B |  | Electraflash Strobe Light, Blue | 1 | 0 | 0.38 |  |  |  |  | FALSE | [5 empty] | #FF0070C0 | FA-NFPA 170 STROBE WALL | 1 | FALSE | FALSE | FALSE | 2023 | [13 empty] | FALSE |  |  | WP |  |  | THOR\acont | 2024-07-11 13:24 | THOR\acont | 2024-09-08 17:27 | Cloned from Federal Signal 141ST-024A CLONED | [Federal Signal] [NAC] [24 VDC] 141ST-024A, 141ST-024B, 141ST-024G, 141ST-024R
fbf30784-7eed-40ea-9f01-c8299689d7d8 | CADGEN SAMPLING POINT |  |  | North | Xtralis |  | Air Sampling Detection |  |  |  | Module | TRUE | VSP-982-B |  | VESDA-E VEA 6mm Surface Mount Black Sampling Point | 1 | [6 empty] | FALSE | [5 empty] | #FFFF0000 | FA-CADGEN SAMPLING POINT | 1 | FALSE | FALSE | FALSE | 5010 | [13 empty] | FALSE |  |  | 6mm |  |  | THOR\acont | 2024-01-10 10:47 | THOR\acont | 2024-09-08 17:27 | Cloned from Xtralis VSP-980-W CLONED CLONED CLONED CLONED CLONED CLONED
d73560d0-4681-425a-8e10-c82b179d765d | NFPA 170 HEAT DETECTOR |  |  | North | Potter |  | Heat Detector |  |  |  | Module | TRUE | CR-165W |  | Rate of Rise Heat Detector, 165°F (71°C) | 1 | [6 empty] | FALSE | [5 empty] | #FFFF0000 | FA-NFPA 170 HEAT DETECTOR | 1 | FALSE | FALSE | FALSE | 1403 | [13 empty] | FALSE | [7 empty] | THOR\acont | 2024-09-08 17:27 |  | [Notifier, Potter] [IDC] 01 CF-135EWT, CF-135MP, CF-135W, CF-165MP, CF-165W, CF-200EWT, CF-200MP, CF-200W, CF-285MP, CF-285W, CPS-24 w/SB, CR-135EWT, CR-135MP, CR-135W, CR-165MP, CR-165W, CR-200EWT, CR-200MP, CR-200W, DSD-P (C), P32-1T, PS40 Series, PS40
1f91accc-b9df-4a47-85d4-c830e9087a5f | NFPA 170 FIRE ALARM CONTROL UNIT | RISER FACP |  | North | Fike |  | Fire Alarm Control Unit |  |  |  | Assembly | TRUE | FCP-75 | ++ | Intelligent Fire Alarm Control Panel, 120V | 1 | [6 empty] | FALSE |  |  |  | 15.12” x 12.71” x 3.33” (38.40 cm x 32.28 cm x 8.46 cm) |  | #FFFF0000 | FA-NFPA 170 FIRE ALARM CONTROL UNIT | 1 | FALSE | FALSE | FALSE | 202 | [8 empty] | 7,12,18,26,35 |  | 7 |  |  | TRUE | [5 empty] | THOR\acont | 2024-08-20 12:46 | THOR\acont | 2024-09-08 17:27 | Cloned from Fike FCP-2100
6790af23-1efe-4e9c-ac48-c837f94c907f | NFPA 170 SPEAKER STROBE |  |  | North | Edwards |  | Speaker/Strobe |  |  |  | Module | TRUE | G4WA-S2VMG |  | 25V Speaker/Strobe, White, ALERT, Multi-cd green | 1 | 0 | 0.294 |  |  |  |  | FALSE | [5 empty] | #FF0070C0 | FA-NFPA 170 SPEAKER STROBE | 1 | FALSE | FALSE | FALSE | 2019 | [13 empty] | FALSE | [7 empty] | THOR\acont | 2024-09-08 17:27 |  | [Edwards, Kidde] [NAC] [16 VDC] G4ERA-A, G4ERA-B, G4ERA-G, G4ERA-R, G4ERF-C, G4ERN-A, G4ERN-B, G4ERN-C, G4ERN-G, G4ERN-R, G4EWA-A, G4EWA-B, G4EWA-G, G4EWA-R, G4EWF-C, G4EWN-A, G4EWN-B, G4EWN-C, G4EWN-G, G4EWN-R, G4F-S2V1575, G4F-S2VM, G4F-S7V1575, G4F-S7 [Edwards, Kidde] [AUDIO 25v] [25V AUDIO] EGCF-S2VMH (C), G4F-S2, G4F-S2V1575, G4F-S2VM, G4HFRF-S2, G4HFRF-S2VMC, G4HFRN-S2, G4HFRN-S2VMC, G4HFWA-S2, G4HFWA-S2VMA, G4HFWA-S2VMC, G4HFWF-S2, G4HFWF-S2VMC, G4HFWN-S2, G4HFWN-S2VMA, G4HFWN-S2VMC, G4RF-S2, G4RF [Edwards, Kidde] [NAC] [24 VDC] G4ERA-A, G4ERA-B, G4ERA-G, G4ERA-R, G4ERF-C, G4ERN-A, G4ERN-B, G4ERN-C, G4ERN-G, G4ERN-R, G4EWA-A, G4EWA-B, G4EWA-G, G4EWA-R, G4EWF-C, G4EWN-A, G4EWN-B, G4EWN-C, G4EWN-G, G4EWN-R, G4F-S2V1575, G4F-S2VM, G4F-S7V1575, G4F-S7
86bb9c45-786b-4e5d-b167-c842a4a11cc4 |  |  |  | North | Notifier |  | Cards & Components |  |  |  | Card | TRUE | CHG-120 | + | Remote battery charging system for lead-acid batteries with a rating of 55 to 120 AH. Requires additional BB-55F for mounting. | 1 | 0.06 | [5 empty] | TRUE | [5 empty] | #FFFFFFFF |  |  | FALSE | FALSE | FALSE | [9 empty] | 55,100,120 | [10 empty] | DESKTOP-7EIEB7A\acont | 2021-03-28 10:19 | THOR\acont | 2024-10-09 10:48 | Cloned from Firelite CHG-120F
06b708a9-e6a3-41a3-9748-c85086f42cff |  |  |  | North | Edwards |  | Cards & Components |  |  |  | Card | TRUE | MN-ABPM |  | Audio Bridge - 25Vrms for MN-FVPN VoIP encoder/decoder | 1 | [6 empty] | TRUE | [5 empty] | #FFFFFFFF |  |  | FALSE | FALSE | FALSE | [14 empty] | FALSE | [7 empty] | THOR\acont | 2024-10-09 10:48
266151ee-02c6-41dc-9e10-c8518d5b4444 | NFPA 170 SPEAKER WALL |  |  | North | Edwards |  | Speaker |  |  |  | Module | TRUE | G4HFWN-S7 |  | 70V Speaker, White, running man | 1 | [6 empty] | FALSE | [5 empty] | #FF0070C0 | FA-NFPA 170 SPEAKER WALL | 1 | FALSE | FALSE | FALSE | 2021 | [13 empty] | FALSE | [7 empty] | THOR\acont | 2024-09-08 17:27 |  | [Edwards, Kidde] [AUDIO 70.7v] [70V AUDIO] G4F-S7, G4F-S7V1575, G4F-S7VM, G4HFRF-S7, G4HFRF-S7VMC, G4HFRN-S7, G4HFRN-S7VMC, G4HFWA-S7, G4HFWA-S7VMA, G4HFWA-S7VMC, G4HFWF-S7, G4HFWF-S7VMC, G4HFWN-S7, G4HFWN-S7VMA, G4HFWN-S7VMB, G4HFWN-S7VMC, G4RF-S7, G4RF
596d2ebe-48f7-48ac-8fa1-c858f8a7bae4 | NFPA 170 FIRE ALARM COMMUNICATOR |  |  | North | Monaco Enterprises |  | Cards & Components |  |  |  | Card | TRUE | 803-119-01 | + | AIM-4SL Reader Interface | 1 | 0.1 | 0.1 |  |  |  |  | FALSE | [5 empty] | #FFFF0000 | FA-NFPA 170 FIRE ALARM COMMUNICATOR | 1 | FALSE | FALSE | FALSE | 251 | [8 empty] | 7 |  |  |  |  | TRUE | [5 empty] | DESKTOP-7EIEB7A\acont | 2021-11-02 12:17 | THOR\acont | 2024-09-08 17:27 | Cloned from Monaco Enterprises 227-618-00 | [Monaco Enterprises] [RELAY] 176-206-xx, 176-208-00, 176-212-00, 176-214-00, 227-44x-xx, 227-600-xx, 227-600-xx w/BT-XM Upgrade, 227-618-00, 227-623-xx, 227-630-xx, 803-119-01
12c84826-d38c-4282-b308-c85ae0b9ccbe | NFPA 170 STROBE CEILING |  |  | North | Potter |  | Strobe |  |  |  | Module | TRUE | CCS-24AR |  | Strobe, Ceiling, Red, Amber | 1 | 0 | 0.283 |  |  |  |  | FALSE | TRUE |  |  |  |  | #FF0070C0 | FA-NFPA 170 STROBE CEILING | 1 | FALSE | FALSE | FALSE | 2022 |  |  | 7135-0328:0211 | [10 empty] | FALSE |  |  | C |  |  |  |  | THOR\acont | 2024-09-08 17:27 |  | [Potter] [NAC] [UL MAX, HIGH DB] CCS-24AR (C), CCS-24AW (C), CCS-24BR (C), CCS-24BW (C), CCS-24GR (C), CCS-24GW (C)
561bb79e-d888-4a0c-b3d8-c85f7f72380c | NFPA 170 ADDRESSABLE OUTPUT MODULE |  |  | North | Autocall |  | Addressable Control/Relay |  |  |  | Module | TRUE | A4090-9005 | ++ | Basic Suppression Release Peripheral on mounting plate | 1 | [12 empty] | #FFFF0000 | FA-NFPA 170 ADDRESSABLE OUTPUT MODULE | 1 | FALSE | FALSE | FALSE | [20 empty] | THOR\acont | 2024-02-15 07:32 | THOR\acont | 2024-09-08 17:27 | Cloned from Siemens MH-501 | [Autocall, Simplex] [AUX POWER, RELEASING] [INPUT TYPE] 4090-9005, 4090-9006, A4090-9005, A4090-9006 [Autocall, Simplex] [IDNet] [MODULES ++] 2080-9056, 2080-9057, 2080-9067, 2080-9068, 2080-9069, 2080-9070, 4009-9201 Main Board, 4009-9401 Main Board, 4010-9901, 4090-5261, 4090-9001, 4090-9002, 4090-9005, 4090-9006, 4090-9008, 4090-9116, 4098-9019 (Cont | [Ansul, Autocall, Simplex] 4090-9006, A4090-9005, A4090-9006
d0c17a84-1bd1-459a-a332-c868e9af85b4 |  |  |  | North | Edwards |  | Cards & Components |  |  |  | Card | TRUE | SIGA-UIO2R |  | 2 Position, Riser Selection UIO Module Motherboard | 1 | [6 empty] | TRUE | [5 empty] | #FFFFFFFF |  |  | FALSE | FALSE | FALSE | [14 empty] | FALSE | [7 empty] | THOR\acont | 2024-10-09 10:48
f97b802f-7544-40b4-beed-c86f4f473d6a | NFPA 170 SMOKE DETECTOR |  |  | North | Edwards |  | Smoke Detector |  |  |  | Module | TRUE | SIGA-OSD w/SIGA-AB4G-LF BASE | ++ | Intelligent Optical Smoke Detector | 1 | 3.2e-05 | 4.5e-05 |  |  |  |  | FALSE | TRUE |  |  |  |  | #FFFF0000 | FA-NFPA 170 SMOKE DETECTOR | 1 | FALSE | FALSE | FALSE | 1408 | [13 empty] | FALSE |  |  | LF |  |  | DESKTOP-7SAL8M7\acont | 2020-01-07 08:00 | THOR\acont | 2024-09-08 17:27 | Cloned from Edwards SIGA-PD w/SIGA-AB4G-LF BASE | [Edwards, Kidde] [SLC EST MODULES SENSORS] [*] [#2 SHARED ADDR ¦ SENSORS] KI-DDOS (C), SIGA2-COS w/SIGA-AB4G BASE, SIGA2-COS w/SIGA-AB4G-LF BASE, SIGA2-COS w/SIGA-AB4GT BASE, SIGA2-COS w/SIGA-IB BASE, SIGA2-COS w/SIGA-RB BASE, SIGA2-COS w/SIGA-SB BASE, S [Edwards, Kidde] [SLC EST MODULES/SENSORS] 01 [*] [iO64] DS-HFS (C), DS-PS (C), FX-HD w/IB4U BASE, FX-HD w/RB4U BASE, FX-HD w/SB4U BASE, FX-HD w/SB4U-LF BASE, FX-HD wB4U BASE, FX-PD w/B4U BASE (C), FX-PD w/IB4U BASE (C), FX-PD w/SB4U BASE (C), FX-PD w/SB [Edwards, Kidde] [SLC EST SENSORS] [*] [#4 TYPE ADDR ¦ SENSORS] KI-DDOS (C), SIGA2-COS w/SIGA-AB4G BASE, SIGA2-COS w/SIGA-AB4G-LF BASE, SIGA2-COS w/SIGA-AB4GT BASE, SIGA2-COS w/SIGA-IB BASE, SIGA2-COS w/SIGA-RB BASE, SIGA2-COS w/SIGA-SB BASE, SIGA2-HCOS [Edwards, Kidde] [SLC EST SENSORS] 01 [*] [EST3, iO1000] DS-HFS (C), DS-PS (C), FX-HD w/IB4U BASE, FX-HD w/RB4U BASE, FX-HD w/SB4U BASE, FX-HD w/SB4U-LF BASE, FX-HD wB4U BASE, FX-PD w/B4U BASE (C), FX-PD w/IB4U BASE (C), FX-PD w/SB4U BASE (C), FX-PD w/SB [Edwards, Kidde] [AUX POWER] FX-HD w/SB4U-LF BASE, FX-PD w/SB4U-LF BASE (C), FX-PHD w/SB4U-LF BASE (C), SIGA2-COS w/SIGA-AB4G-LF BASE, SIGA2-HCOS w/SIGA-AB4G-LF BASE, SIGA2-HFS w/SIGA-AB4G-LF BASE, SIGA2-HRS w/SIGA-AB4G-LF BASE, SIGA2-PCOS w/SIGA-AB4G-LF
507325e0-c9f7-40b1-8456-c87d9b35ab73 |  |  |  | North | DMP |  | Cards & Components |  |  |  | Card | TRUE | Activated Zone Current | ++ |  | 1 | 0.007 | 0.007 |  |  |  |  | TRUE | [5 empty] | #FFFFFFFF |  |  | FALSE | FALSE | FALSE | [20 empty] | THOR\acont | 2023-11-28 14:35 | THOR\acont | 2024-10-09 10:48 | Cloned from DMP Activated Relay Current
eb7dbc63-7a26-4d09-a382-c8866af2de56 |  |  |  | North | Edwards |  | Hardware |  |  |  | Hardware | TRUE | QSC-12-G-2E-IT |  | OBSOLETE - FAP w/ 12 Option Card Spaces, Gray, EN-54, Italian, 230V | 1 | [6 empty] | FALSE | [5 empty] | #FFFFFFFF |  |  | FALSE | FALSE | FALSE | [14 empty] | FALSE | [7 empty] | THOR\acont | 2024-10-09 10:48
4b9a6817-bb21-4f1d-94f2-c886d08c4109 |  |  |  | North | Monaco Enterprises |  | Cards & Components |  |  |  | Card | TRUE | 227-550 Main Board |  | 227-550 Main Board | 1 | [6 empty] | TRUE | [5 empty] | #FFFFFFFF |  |  | FALSE | FALSE | FALSE | [14 empty] | FALSE | [5 empty] | DESKTOP-7SAL8M7\acont | 2018-10-23 10:52 | THOR\acont | 2024-10-09 10:48 |  |  | [Monaco Enterprises] 227-550 Main Board
47b69f50-87e1-4641-a43e-c888fbf06920 | NFPA 170 SMOKE DETECTOR |  |  | North | Monaco Enterprises |  | Smoke Detector |  |  |  | Module | TRUE | 723-353-00 w/B224RB-WH | + | DETECTOR,SYSTEM:PHOTOELECTRIC,15-32VDC,INTELLIGENT,HEAD | 1 | 0.0003 | 0.0065 |  |  |  |  | FALSE | TRUE |  |  |  |  | #FFFF0000 | FA-NFPA 170 SMOKE DETECTOR | 1 | FALSE | FALSE | FALSE | 1408 | [13 empty] | FALSE |  |  | P, R |  |  | DESKTOP-7SAL8M7\acont | 2020-02-21 06:48 | THOR\acont | 2024-09-08 17:27 | Cloned from MIRCOM MIX-2251B w/B224RB | [Monaco Enterprises] [SLC MODULES SENSORS] 01 [*] 708-026-01, 708-031-00, 721-121-00 w/B200SR-LF-WH (C), 721-121-00 w/B200SR-WH (C), 721-121-00 w/B210LP (C), 721-121-00 w/B224RB-WH (C), 721-121-00 w/B501 (C), 721-124-00 w/B200SR-LF-WH (C), 721-124-00 w/B [Monaco Enterprises] [SLC SENSORS] 01 [*] 721-121-00 w/B200SR-LF-WH (C), 721-121-00 w/B200SR-WH (C), 721-121-00 w/B210LP (C), 721-121-00 w/B224RB-WH (C), 721-121-00 w/B501 (C), 721-124-00 w/B200SR-LF-WH (C), 721-124-00 w/B200SR-WH (C), 721-124-00 w/B210L [Monaco Enterprises] [SLC SENSORS] 01 [*] 721-121-00 w/B200SR-LF-WH (C), 721-121-00 w/B200SR-WH (C), 721-121-00 w/B210LP (C), 721-121-00 w/B224RB-WH (C), 721-121-00 w/B501 (C), 721-124-00 w/B200SR-LF-WH (C), 721-124-00 w/B200SR-WH (C), 721-124-00 w/B210L [Monaco Enterprises] [SLC MODULES/SENSORS] 01 [*] 721-121-00 w/B200SR-LF-WH (C), 721-121-00 w/B200SR-WH (C), 721-121-00 w/B210LP (C), 721-121-00 w/B224RB-WH (C), 721-121-00 w/B501 (C), 721-124-00 w/B200SR-LF-WH (C), 721-124-00 w/B200SR-WH (C), 721-124-00
5dc80069-a6cf-4e29-9a2b-c88a9f9bc99f | NFPA 170 REMOTE ANNUNCIATOR | RISER ANNUNCIATOR |  | North | Siemens |  | Remote Annunciator |  |  |  | Assembly | TRUE | FSD901-R3 (obsolete) | S54433-C102-A2 | 50 pt system Red rmt annun | 1 | [6 empty] | FALSE | [5 empty] | #FFFF0000 | FA-NFPA 170 REMOTE ANNUNCIATOR | 1 | FALSE | FALSE | FALSE | 255 | [8 empty] | 7,12,18 |  |  |  |  | FALSE | [5 empty] | AULAPTOP-PC\Aulaptop | 2018-12-23 11:07 | THOR\acont | 2024-09-08 17:27 | Cloned from Siemens FT2015-R3
ec9422f0-99e3-4c7c-bc0c-c88dfec844f5 | NFPA 170 SPEAKER WALL |  |  | North | Autocall |  | Speaker |  |  |  | Module | TRUE | A49HF-APPLW-BA | + | Wall Mount Addressable High fidelity S/O appliance only. Assembled in USA | 1 | 0 | 0 |  |  |  |  | TRUE | [5 empty] | #FF0070C0 | FA-NFPA 170 SPEAKER WALL | 1 | FALSE | FALSE | FALSE | 2019 | [19 empty] | DESKTOP-7EIEB7A\acont | 2021-11-14 10:23 | THOR\acont | 2024-09-08 17:27 | Cloned from AutoCall A49HF-APPLW | [Autocall, Simplex] [AUDIO 25v] [25V AUDIO] 49HF-APPLW, 49HF-APPLW-BA, 49HFV-APPLW, 49HFV-APPLW-BA, 49SO-APPLW, 49SO-APPLW-BA, 49SO-APPLW-O, 49SO-APPLW-O-BA, 49SV-APPLW, 49SV-APPLW-BA, 49SV-APPLW-O, 49SV-APPLW-O-BA, A49HF-APPLW, A49HF-APPLW-BA, A49HFV-AP [Autocall, Simplex] [IDNac] [IDNAC] 49HF-APPLC (C), 49HF-APPLC-BA (C), 49HF-APPLW, 49HF-APPLW-BA, 49SO-APPLC (C), 49SO-APPLC-BA (C), 49SO-APPLC-O (C), 49SO-APPLC-O-BA (C), 49SO-APPLW, 49SO-APPLW-BA, 49SO-APPLW-O, 49SO-APPLW-O-BA, A49HF-APPLC (C), A49HF-A [Autocall, Simplex] [AUDIO 70.7v] [70V AUDIO] 49HF-APPLW, 49HF-APPLW-BA, 49HFV-APPLW, 49HFV-APPLW-BA, 49SO-APPLW, 49SO-APPLW-BA, 49SO-APPLW-O, 49SO-APPLW-O-BA, 49SV-APPLW, 49SV-APPLW-BA, 49SV-APPLW-O, 49SV-APPLW-O-BA, A49HF-APPLW, A49HF-APPLW-BA, A49HFV-
3b4c4531-2f5e-443c-8762-c88f2959febf |  |  |  | North | Notifier |  | Hardware |  |  |  | Hardware | TRUE | DR-B4 |  | Door assembly, window, two tiers, BLACK, 17.45 lbs. | 1 | [6 empty] | FALSE | [5 empty] | #FFFFFFFF |  |  | FALSE | FALSE | FALSE | [14 empty] | FALSE | [5 empty] | DESKTOP-7EIEB7A\acont | 2021-04-01 14:51 | THOR\acont | 2024-10-09 10:48 | Cloned from Notifier DR-A4
b2fb883c-7356-4868-9e55-c893bbd31c0b | NFPA 170 HORN STROBE CEILING |  |  | North | Hochiki |  | Horn/Strobe |  |  |  | Module | TRUE | HCC24CR |  | Horn Strobe, 24 VDC, Red, Ceiling | 1 | 0 | 0.344 |  |  |  |  | FALSE | TRUE |  | *Refer to Install Sheet |  |  | #FF0070C0 | FA-NFPA 170 HORN STROBE CEILING | 1 | FALSE | FALSE | FALSE | 2013 | [13 empty] | FALSE |  |  | C |  |  | DESKTOP-7SAL8M7\acont | 2019-12-02 11:37 | THOR\acont | 2024-09-08 17:27 | Cloned from Gentex GCC24CR | [Hochiki] [NAC] [24 VDC] HCC24CR (C), HCC24CW (C), HCC24PCR (C), HCC24PCW (C) [Gentex, Hochiki] [NAC] [24 VDC] GCC24CR (C), GCC24CW (C), GCC24PCR (C), GCC24PCW (C), HCC24CR (C), HCC24CW (C), HCC24PCR (C), HCC24PCW (C) [Gentex, Hochiki] [NAC] [UL MAX] GCC24CR (C), GCC24CW (C), GCC24PCR (C), GCC24PCW (C), HCC24CR (C), HCC24CW (C), HCC24PCR (C), HCC24PCW (C)
f84f91c3-8484-4adf-8e68-c898864e6eb6 |  |  |  | North | Bosch | [5 empty] | Module | TRUE | NDE-8504-R | * | Fixed dome 8MP HDR 3.9-10mm PTRZ IP66 0000184474 | 1 | [12 empty] | #FFFFFFFF |  |  | FALSE | FALSE | FALSE | [20 empty] | DESKTOP-7EIEB7A\acont | 2021-08-13 06:25 | THOR\acont | 2024-10-09 10:48
e8f1b0cb-ceb1-46d5-8a9f-c89db78cc341 |  |  |  | North | Edwards |  | Hardware |  |  |  | Hardware | TRUE | AP-P |  | Adaptor plate, for AW detectors on 3 or 4" outlet box | 1 | [6 empty] | FALSE | [5 empty] | #FFFFFFFF |  |  | FALSE | FALSE | FALSE | [14 empty] | FALSE | [7 empty] | THOR\acont | 2024-10-09 10:48
b5b6eefe-c84c-4ef2-981b-c8a2e4aa2590 | NFPA 170 MANUAL PULL |  |  | North | Federal Signal |  | Manual Station |  |  |  | Module | TRUE | MPEX |  | Manual Pull Station | 1 | [6 empty] | FALSE | [5 empty] | #FFFF0000 | FA-NFPA 170 MANUAL PULL | 1 | FALSE | FALSE | FALSE | 957 | [13 empty] | FALSE | [5 empty] | AULAPTOP-PC\Aulaptop | 2018-11-26 17:20 | THOR\acont | 2024-09-08 17:27 | Cloned from Federal Signal ASHH24 | [EAS, Federal Signal, Kidde, KNOX] [IDC] 01 2HS, 2HSR, 3200, 3261, 3270, 3502, 4401, 4403, 4430, 4432, 4505, 4534, 5000H, 5000HR, MPEX
9fd8a95f-657c-43c7-bcf9-c8ba1cc04555 | NFPA 170 HORN STROBE |  |  | North | Edwards |  | Horn/Strobe |  |  |  | Module | TRUE | G4AVRF |  | Wall horn-strobe, red, FIRE | 1 | [6 empty] | FALSE |  | GRSW-10 |  |  |  | #FF0070C0 | FA-NFPA 170 HORN STROBE | 1 | FALSE | FALSE | FALSE | 2012 | [13 empty] | FALSE | [5 empty] | DESKTOP-7SAL8M7\acont | 2019-08-29 12:20 | THOR\acont | 2024-09-08 17:27 |  | [Edwards, Kidde] [NAC] [VDC, HIGH DB] EG4AVRF, EG4AVRF-FR, EG4AVRF-SP, EG4AVRN, EG4AVWF, EG4AVWF-FR, EG4AVWF-SP, EG4AVWN, G4AVRF, G4AVRF-FR, G4AVRF-SP, G4AVRN, G4AVWF, G4AVWF w/STI, G4AVWF-FR, G4AVWF-SP, G4AVWN [Edwards, Kidde] [NAC] [VFWR, HIGH DB] EG4AVRF, EG4AVRF-FR, EG4AVRF-SP, EG4AVRN, EG4AVWF, EG4AVWF-FR, EG4AVWF-SP, EG4AVWN, G4AVRF, G4AVRF-FR, G4AVRF-SP, G4AVRN, G4AVWF, G4AVWF w/STI, G4AVWF-FR, G4AVWF-SP, G4AVWN [Edwards, Kidde] [NAC] [VDC, LOW DB] EG4AVRF, EG4AVRF-FR, EG4AVRF-SP, EG4AVRN, EG4AVWF, EG4AVWF-FR, EG4AVWF-SP, EG4AVWN, G4AVRF, G4AVRF-FR, G4AVRF-SP, G4AVRN, G4AVWF, G4AVWF w/STI, G4AVWF-FR, G4AVWF-SP, G4AVWN [Edwards, Kidde] [NAC] [VFWR, LOW DB] EG4AVRF, EG4AVRF-FR, EG4AVRF-SP, EG4AVRN, EG4AVWF, EG4AVWF-FR, EG4AVWF-SP, EG4AVWN, G4AVRF, G4AVRF-FR, G4AVRF-SP, G4AVRN, G4AVWF, G4AVWF w/STI, G4AVWF-FR, G4AVWF-SP, G4AVWN
673eae08-bd6a-4428-ae8b-c8bd699e29ca | NFPA 170 GAS DETECTOR |  |  | North | Macurco |  | Gas Detection |  |  |  | Module | TRUE | 8100 EC |  | Dräger Polytron® 8100 EC Gas Detector | 1 | 0.0034 | 0.004 |  |  |  |  | FALSE | [5 empty] | #FFFF0000 | FA-NFPA 170 GAS DETECTOR | 1 | FALSE | FALSE | FALSE | 1402 | [13 empty] | FALSE |  |  | CG |  |  | THOR\acont | 2024-10-30 13:56 | THOR\acont | 2024-10-30 13:57 | Cloned from Macurco GD-2B | [Macurco] [IDC] [#3 RELAY] 8100 EC [Honeywell, Macurco] [AUX POWER] [*] [24VDC] 8100 EC, C7233A, C7263A, CD-6G, CD-6H, CD-6MC, CM-15, CM-15A, CM-6, CM-E1, CM-E1-FTG, CM-E1-RF, CM-E1-RS, CM-S1, CX-6, EX-CO-1000P-O, GD-2B, TXP-T40, XNX-UTAV-RNCB1 [Honeywell, Macurco] [RS-485] [DATA INPUT] 8100 EC, C7233A, C7263A, CD-6G, CD-6H, CD-6MC, CM-15, CM-15A, CM-6, CM-E1, CM-E1-FTG, CM-E1-RF, CM-E1-RS, CM-S1, CX-6, EX-CO-1000P-O, GD-2B, XNX-UTAV-RNCB1 [Macurco] [IDC] [#2 TROUBLE] 8100 EC [Honeywell, Macurco] [IDC] [#1 ALARM] 8100 EC, C7233A, C7263A, CD-6G, CD-6H, CD-6MC, CM-15, CM-15A, CM-6, CM-E1, CM-E1-FTG, CM-E1-RF, CM-E1-RS, CM-S1, CX-6, EX-CO-1000P-O, GD-2B, TXP-T40, XNX-UTAV-RNCB1
4d914800-bd59-497d-a5ae-c8c71a226c5c | NFPA 170 SMOKE HEAT DETECTOR |  |  | North | Notifier |  | Smoke/Heat Detector |  |  |  | Module | TRUE | FPTI-951 w/B200S-LF-WH | + | Intelligent addressable multi-criteria photoelectric, thermal and infrared smoke detector, white w/ Intelligent sounder base, low frequency, white, UL-listed | 1 | 0.0002 | 0.0045 |  |  |  |  | FALSE | TRUE | FLUSH |  | 4" SQ. DEEP | 3 "O" PLASTER RING | #FFFF0000 | FA-NFPA 170 SMOKE HEAT DETECTOR | 1 | FALSE | FALSE | FALSE | 1402 | [13 empty] | FALSE |  |  | LF |  |  | DESKTOP-7EIEB7A\acont | 2021-01-13 08:04 | THOR\acont | 2024-09-08 17:27 | Cloned from Notifier FSCO-951 w/B200S-LF-WH | [Notifier] [AUX POWER] [16VDC, HIGH VOLUME] B200S-LF-WH, FCO-851 w/B200S-LF (C), FCO-951 w/B200S-LF-WH (C), FPC-951 w/B200S-LF-IV (C), FPC-951 w/B200S-LF-WH (C), FPTI-951 w/B200S-LF-IV (C), FPTI-951 w/B200S-LF-WH (C), FSCO-951 w/B200S-LF-IV (C), FSCO-951 [Honeywell, Notifier, System Sensor] [SLC SENSORS] [*] [#4 TYPE ADDR ¦ SENSORS] 2251B (C), 2251-COPTIR (C), 2251-COPTIR w/B200S-WH (C), 2251TB (C), 2251TMB (C), 5251B (C), 5251B-WP (C), 5251H (C), 5251RB (C), 5251RB-WP (C), 7251 (C), 7251DH (C), DH200LP [Honeywell, Notifier, System Sensor] [SLC MODULES SENSORS] [*] [#2 SHARED ADDR ¦ SENSORS] 2251B (C), 2251-COPTIR (C), 2251-COPTIR w/B200S-WH (C), 2251TB (C), 2251TMB (C), 5251B (C), 5251B-WP (C), 5251H (C), 5251RB (C), 5251RB-WP (C), 7251 (C), 7251DH (C) [Notifier] [AUX POWER] [16VDC, LOW VOLUME] B200S-LF-WH, FCO-851 w/B200S-LF (C), FCO-951 w/B200S-LF-WH (C), FPC-951 w/B200S-LF-IV (C), FPC-951 w/B200S-LF-WH (C), FPTI-951 w/B200S-LF-IV (C), FPTI-951 w/B200S-LF-WH (C), FSCO-951 w/B200S-LF-IV (C), FSCO-951
c1e7eace-b512-49d7-a22e-c8d314584ddc |  |  |  | North | Edwards |  | Hardware |  |  |  | Hardware | TRUE | SD-RJ5 |  | SuperDuct, RJ45 wiring harness kit - 5 ft | 1 | [6 empty] | FALSE | [5 empty] | #FFFFFFFF |  |  | FALSE | FALSE | FALSE | [14 empty] | FALSE | [7 empty] | THOR\acont | 2024-10-09 10:48
7b13e74c-1f15-44b1-8f0d-c8d7b85dd13b | NFPA 170 NOTIFICATION CIRCUIT EXTENDER PANEL | RISER NAC |  | North | Gamewell FCI |  | Notification Circuit Extender Panel |  |  |  | Assembly | TRUE | HPFF12 | + | 12 AMP Fire Alarm Power Supply | 1 | [6 empty] | FALSE | [5 empty] | #FFFF0000 | FA-NFPA 170 NOTIFICATION CIRCUIT EXTENDER PANEL | 1 | FALSE | FALSE | FALSE | 212 | [8 empty] | 7,12,18,26 |  |  | 12 |  | TRUE | [7 empty] | THOR\acont | 2024-09-08 17:27
7a5f9356-8a6d-414a-be75-c8d98d5d4304 | NFPA 170 SPEAKER STROBE CEILING |  |  | North | Siemens |  | Speaker/Strobe |  |  |  | Module | TRUE | SEFH-HMC-CR-ALERT | S54329-A33-A1 | SPK-ST,CLG,ALR,R | 1 | [7 empty] | TRUE |  |  |  |  | #FF0070C0 | FA-NFPA 170 SPEAKER STROBE CEILING | 1 | FALSE | FALSE | FALSE | 2020 | [16 empty] | C |  |  | DESKTOP-7SAL8M7\acont | 2019-08-13 09:04 | THOR\acont | 2024-09-08 17:27 |  | [Siemens] [AUDIO 25v] [25V AUDIO] SEFH-AHMC-CW-ALERT (C), SEFH-AMC-CW-ALERT (C), SEFH-AMC-W-ALERT, SEFH-CR (C), SEFH-CW (C), SEFH-HMC-CR (C), SEFH-HMC-CR-ALERT (C), SEFH-HMC-CW (C), SEFH-HMC-CW-ALERT (C), SEFH-HMC-R, SEFH-HMC-W, SEFH-MC-CR (C), SEFH-MC-C [Siemens] [NAC] [VDC] SEFH-AHMC-CW-ALERT (C), SEFH-HMC-CR (C), SEFH-HMC-CR-ALERT (C), SEFH-HMC-CW (C), SEFH-HMC-CW-ALERT (C), SEH-HMC-CR (C), SEH-HMC-CR-B (C), SEH-HMC-CW (C), SEH-HMC-CW-B (C) [Siemens] [AUDIO 70.7v] [70V AUDIO] SEFH-AHMC-CW-ALERT (C), SEFH-AMC-CW-ALERT (C), SEFH-AMC-W-ALERT, SEFH-CR (C), SEFH-CW (C), SEFH-HMC-CR (C), SEFH-HMC-CR-ALERT (C), SEFH-HMC-CW (C), SEFH-HMC-CW-ALERT (C), SEFH-HMC-R, SEFH-HMC-W, SEFH-MC-CR (C), SEFH-MC
f307ce2e-9d68-4ba1-82bd-c8da8027733c |  |  |  | North | Simplex |  | Cards & Components |  |  |  | Card | TRUE | 4100-9111 (4100U) Main Board | ++ | Main Board | 1 | 0.373 | 0.472 |  |  |  |  | TRUE | [5 empty] | #FFFFFFFF |  |  | FALSE | FALSE | FALSE | [14 empty] | FALSE | [5 empty] | THOR\acont | 2024-01-24 07:25 | THOR\acont | 2024-10-09 10:48 | Cloned from Simplex 4100-9111 Main Board | [Autocall, Simplex] [IDC] [#1 ALARM] 4100-6033, 4100-9111 (4100U) Main Board, 4100-9111 Main Board, A009-970x MAIN BOARD, A009-970xx MAIN BOARD, A100-6033, A100-9111 Main Board | [Autocall, Simplex] 4010-9401 Main Board, 4010-9402 Main Board, 4100-9111 (4100U) Main Board, 4100-9111 Main Board, A010-9401 Main Board, A010-9402 Main Board, A100-9111 Main Board
7cba05e0-ddfd-4dec-ad4a-c8de7cc7da7c | NFPA 170 SMOKE DETECTOR |  |  | North | System Sensor |  | Smoke Detector |  |  |  | Module | TRUE | 2451TH | ++ | Photoelectric Detector Head with 135°F thermal | 1 | [6 empty] | FALSE | TRUE |  |  |  |  | #FFFF0000 | FA-NFPA 170 SMOKE DETECTOR | 1 | FALSE | FALSE | FALSE | 1408 | [13 empty] | FALSE | [7 empty] | THOR\acont | 2024-09-08 17:27 | 20191121 AC Detector without base | [Chemtronics, Firelite, MIRCOM, Notifier, System Sensor] [IDC] 01 [*] [IDC 2-WIRE ++] 1151 (C), 1151EIS (C), 1400 (C), 1451 (C), 1451DH (C), 1451DHHT (C), 2100AT (C), 2100S (C), 2100TR (C), 2100TS (C), 2151 w/B110LP (C), 2151 w/B116LP (C), 2151 w/B401 (C
3006f665-efa4-4939-8a0b-c8e751c4c0eb | NFPA 170 REMOTE EVACUATION AMPLIFIER CABINET |  |  | North | Block Definition Only |  | Amplifier Cabinet |  |  |  | Module | TRUE | NFPA 170 REMOTE EVACUATION AMPLIFIER CABINET |  | NFPA 170 REMOTE EVACUATION AMPLIFIER CABINET | 1 | [12 empty] | #FFFF0000 | FA-NFPA 170 REMOTE EVACUATION AMPLIFIER CABINET | 1 | FALSE | FALSE | FALSE | 301 | [19 empty] | AULAPTOP-PC\Aulaptop | 2020-03-26 07:41 | THOR\acont | 2024-09-08 17:27
d58b0e93-4b12-42a5-8938-c8e7647d60ac |  |  |  | North | Bosch | [5 empty] | Module | TRUE | UW30 | * | Underwater Loudspeaker | 1 | [12 empty] | #FFFFFFFF |  |  | FALSE | FALSE | FALSE | [20 empty] | DESKTOP-7EIEB7A\acont | 2021-08-13 06:25 | THOR\acont | 2024-10-09 10:48
796f67e5-b559-4166-89a4-c8f83d1234d5 | NFPA 170 SPEAKER STROBE |  |  | North | Kidde |  | Speaker/Strobe |  |  |  | Module | TRUE | INT-8A-RS25W |  | 110cdW, 60cdC Strobe, Re-Ent Speaker, 25V 2, 4, 8, 15w | 1 | [6 empty] | FALSE | [5 empty] | #FF0070C0 | FA-NFPA 170 SPEAKER STROBE | 1 | FALSE | FALSE | FALSE | 2019 | [13 empty] | FALSE | [5 empty] | AUGUSTALIEN\aucon | 2024-05-21 15:56 | THOR\acont | 2024-10-09 10:48 | Cloned from Edwards 757-8A-RS25W
f9e88521-67ff-4dac-b4be-c8f8ab04db76 |  |  |  | North | Bosch | [5 empty] | Module | TRUE | ZX970 | * | Motion detector, 70ft (21m) 0000166926 | 1 | [12 empty] | #FFFFFFFF |  |  | FALSE | FALSE | FALSE | [20 empty] | DESKTOP-7EIEB7A\acont | 2021-08-13 06:25 | THOR\acont | 2024-10-09 10:48
fbdffb21-0c69-45c4-911e-c8f90d699853 |  |  |  | North | Siemens |  | Cards & Components |  |  |  | Card | TRUE | PMI |  | CARD, Person Machine Interface (PMI) | 1 | 0.125 | 0.195 |  |  |  |  | TRUE | [5 empty] | #FFFFFFFF |  |  | FALSE | FALSE | FALSE | [14 empty] | FALSE | [5 empty] | AULAPTOP-PC\Aulaptop | 2018-08-24 02:41 | THOR\acont | 2024-10-09 10:48 | Cloned from Siemens FHB2002-R1
72da9e55-3275-4d29-b83d-c902badd3628 | CADGEN SUPERVISORY PANEL |  |  | East | Kidde |  | Supervisory Panel |  |  |  | Module | TRUE | 85-100000-100 | ++ | Control Head Monitor (Explosion Proof Assembly) | 1 | [6 empty] | FALSE | FALSE | PROVIDED BY SPRINKLER CONTRACTOR |  | PROVIDED BY OTHERS |  | #FFFF0000 | FA-CADGEN SUPERVISORY PANEL | 1 | FALSE | FALSE | FALSE | 913 | [13 empty] | FALSE | [5 empty] | DESKTOP-7EIEB7A\acont | 2022-10-12 14:19 | THOR\acont | 2024-09-08 17:27 | Cloned from Kidde 81-486536-000 | [Edwards, Kidde] [IDC] 01 06-118262-001, 06-118537-001 (ATEX), 30-3013, 45-118500-001, 45-500537-001 (ATEX), 70985018 (10611105), 70985020 (70985075), 70985021 (70985076), 70985022 (70985077), 70985023 (70985078), 70985024 (70985079), 70985025 (70985080)
fdb0ab71-1788-4b58-bc4f-c904d504d789 |  |  |  | North | Monaco Enterprises |  | Cards & Components |  |  |  | Card | TRUE | 703-164-00 (70V) Main Board | + | Main Board | 1 | 0.12 | 9 |  |  |  |  | TRUE | FALSE |  |  |  |  | #FFFFFFFF |  |  | FALSE | FALSE | FALSE | [14 empty] | FALSE | [5 empty] | DESKTOP-7SAL8M7\acont | 2020-04-02 10:19 | THOR\acont | 2024-10-09 10:48 | Cloned from Monaco Enterprises 703-167-00 (70V) Main Board | [Monaco Enterprises] [AUDIO Trigger] [AUDIO TRIGGER] 703-164-00 (70V) Main Board, 703-167-00 (70V) Main Board | [Monaco Enterprises] 703-164-00 (70V) Main Board
4d976591-48c1-4bb3-a8e1-c90551f8ada9 |  |  |  | North | Autocall |  | Cards & Components |  |  |  | Card | TRUE | A007-9101/9102 CPU |  | CPU Assembly | 1 | 0.18 | 0.185 |  |  |  |  | TRUE | [5 empty] | #FFFFFFFF |  |  | FALSE | FALSE | FALSE | [9 empty] | 7,12,18 |  |  |  |  | TRUE | [5 empty] | HOMEAUGUSTXPS-1\aucon | 2021-03-12 10:38 | THOR\acont | 2024-10-09 10:48 | Cloned from AutoCall A007-9201 CPU |  | [Autocall, Simplex] 4007-9101(BA) CPU, 4007-9102(BA) CPU, 4007-9202 CPU, 4100-5311, A007-9101/9102 CPU, A007-9202 CPU, A010-9422 CPU, A010-9425 CPU, A010-9426 CPU, A010-9601 ESS, A010-9602 CPU, A010-9604 CPU, A100-5101, A100-5311, A100-5325, A100-9121 CPU [Autocall] A007-9101/9102 CPU, A007-9202 CPU, A010-9422 CPU, A010-9425 CPU, A010-9426 CPU, A010-9601 ESS, A010-9602 CPU, A010-9604 CPU, A100-0620, A100-0625, A100-1291, A100-9121 CPU, A100-9131 CPU, A100-9314 CPU, A100-9331 CPU [Autocall] A007-9101/9102 CPU [Autocall, Simplex] 4007-9101(BA) CPU, 4007-9102(BA) CPU, 4007-9202 CPU, A007-9101/9102 CPU, A007-9202 CPU, A010-9601 ESS
796b1df0-b3da-4794-995f-c90aa8bc0dda | NFPA 170 HORN |  |  | North | Siemens |  | Horn |  |  |  | Module | TRUE | LFS-N-R | S54329-A7-A1 | Low Frequency Sounder / No Text / Red | 1 | [12 empty] | #FF0070C0 | FA-NFPA 170 HORN | 1 | FALSE | FALSE | FALSE | [17 empty] | LF |  |  | DESKTOP-7SAL8M7\acont | 2019-08-13 09:04 | THOR\acont | 2024-09-08 17:27 |  | [Siemens] [NAC] [VDC CONTINUOUS] LFS-AL-R, LFS-AL-W, LFS-CO-R, LFS-CO-W, LFS-F-R, LFS-F-W, LFS-N-R, LFS-N-W [Siemens] [NAC] [VFWR CONTINUOUS] LFS-AL-R, LFS-AL-W, LFS-CO-R, LFS-CO-W, LFS-F-R, LFS-F-W, LFS-N-R, LFS-N-W
8b4c5e2a-775b-406b-94ad-c90cece6e6e0 | NFPA 170 MANUAL PULL |  |  | North | MIRCOM |  | Manual Station |  |  |  | Module | TRUE | MS-702AP | + | Advanced Protocol Intelligent Key Resettable Two Stage Manual Station, Bilingual | 1 | 0.0004 | 0.0006 |  |  |  |  | FALSE | [5 empty] | #FFFF0000 | FA-NFPA 170 MANUAL PULL | 1 | FALSE | FALSE | FALSE | 957 | [13 empty] | FALSE | [7 empty] | THOR\acont | 2024-09-08 17:27 |  | [MIRCOM] [SLC MODULES SENSORS] [*] [#1 SHARED ADDR ¦ MODULES] CR-6, CZ-6, IM-10, MIX-100P, MIX-100R, MIX-100S, MIX-100X, MIX-101P, MIX-4040, MIX-4040M, MIX-4041, MIX-4045, MIX-4045-M, MIX-4046, MIX-M500DM, MIX-M500DMAP, MIX-M500FP, MIX-M500M, MIX-M500MAP [MIRCOM] [SLC MODULES] [*] [#3 TYPE ADDR ¦ MODULES] CR-6, CZ-6, IM-10, MIX-100P, MIX-100R, MIX-100S, MIX-101P, MIX-4040, MIX-4040M, MIX-4041, MIX-4045, MIX-4045-M, MIX-4046, MIX-M500DM, MIX-M500DMAP, MIX-M500FP, MIX-M500M, MIX-M500MAP, MIX-M500R, MIX-M50
36ffe8e0-b2c3-4267-93dc-c90da3006876 | NFPA 170 FIRE ALARM CONTROL UNIT | RISER FACP |  | North | Hochiki |  | Fire Alarm Control Unit |  |  |  | Assembly | TRUE | LA703K1-44 |  | FireNET L@TITUDE Analog Addressable Fire Alarm Control Panel, 8 Slot Standard Enclosure, 10.25 A Auto Voltage, 2-Loop Panel Module, Hochiki Protocol, Network Module, and Media Gateway™, Gray, Printer / 48 Zone LEDs | 1 | [6 empty] | FALSE |  |  | *Refer to Install Sheet | 16.5in (W) x 23.2in (H) x 6in (D) | KM5FCRD (Optional Semi-Flush Mounting Kit) | #FFFF0000 | FA-NFPA 170 FIRE ALARM CONTROL UNIT | 1 | FALSE | FALSE | FALSE | 202 | [8 empty] | 7,12,18,28,33,40 |  |  | 10.25 |  | TRUE | [5 empty] | DESKTOP-GHR3H5U\Anthony | 2019-11-27 07:23 | THOR\acont | 2024-09-08 17:27
cb1ec443-41e7-4278-9c60-c90e1575fcfc | NFPA 170 SMOKE DETECTOR |  |  | North | Notifier |  | Smoke Detector |  |  |  | Module | TRUE | FSD-751RP w/B224RB |  | DETECTOR, SMOKE, ADDRESSABLE PHOTO w/RELAY BASE | 1 | 0.0003 | 0.0003 |  |  |  |  | FALSE | TRUE |  |  |  |  | #FFFF0000 | FA-NFPA 170 SMOKE DETECTOR | 1 | FALSE | FALSE | FALSE | 1408 | [13 empty] | FALSE |  |  | RB |  |  |  |  | THOR\acont | 2024-09-08 17:27 | 20191121 AC Detector with base | [Honeywell, Notifier, System Sensor] [SLC SENSORS] [*] [#4 TYPE ADDR ¦ SENSORS] 2251B (C), 2251-COPTIR (C), 2251-COPTIR w/B200S-WH (C), 2251TB (C), 2251TMB (C), 5251B (C), 5251B-WP (C), 5251H (C), 5251RB (C), 5251RB-WP (C), 7251 (C), 7251DH (C), DH200LP [Honeywell, Notifier, System Sensor] [SLC MODULES SENSORS] [*] [#2 SHARED ADDR ¦ SENSORS] 2251B (C), 2251-COPTIR (C), 2251-COPTIR w/B200S-WH (C), 2251TB (C), 2251TMB (C), 5251B (C), 5251B-WP (C), 5251H (C), 5251RB (C), 5251RB-WP (C), 7251 (C), 7251DH (C)
8909e4bc-2aa3-4824-8923-c913887086ae | NFPA 170 ADDRESSABLE OUTPUT MODULE |  |  | North | Edwards |  | Addressable Control/Relay |  |  |  | Module | TRUE | 70-408004-001 | ++ | AO Control Module | 1 | 0.0005 | 0.0005 |  |  |  |  | FALSE | [5 empty] | #FFFF0000 | FA-NFPA 170 ADDRESSABLE OUTPUT MODULE | 1 | FALSE | FALSE | FALSE | 1100 | [13 empty] | FALSE | [5 empty] | DESKTOP-7EIEB7A\acont | 2023-02-10 10:47 | THOR\acont | 2024-09-08 17:27 | Cloned from Edwards SIGA-CR | [Edwards, Kidde] [SLC EST MODULES SENSORS] [*] [#1 SHARED ADDR ¦ ALL] 06-220023-001, 70-200200-003, 70-407008-001, 70-407008-002, 70-408004-001, 70-417008-001, 70-518004-001, 70-600000-001, 70-600000-002, 70-610001-001, 76-330002-101, 84-330002-001, DS-P
0175b827-142f-4466-8af8-c914ba3ab09e |  |  |  | North | Autocall | [5 empty] | Module | TRUE | A190-9857 | ++ | ES Net NIC dual channel DSL media card | 1 | 0.155 | 0.155 | [10 empty] | #FFFFFFFF |  |  | FALSE | FALSE | FALSE | [20 empty] | THOR\acont | 2024-02-23 06:36 | THOR\acont | 2024-10-09 10:48 | Cloned from Autocall A100-6309 | [Autocall, Simplex] [DSL] 4007-6307, 4007-6309, 4010-6309, 4100-6309, 4190-9857, A007-6307, A007-6309, A010-6309, A100-6309, A190-9857 | [Autocall, Simplex] 4007-6307, 4007-6309, 4010-6309, 4100-6309, 4190-9857, A007-6307, A007-6309, A010-6309, A100-6309, A190-9857
6ff5c24f-7f3b-4ddb-ac5b-c91817adbb23 | NFPA 170 SMOKE DETECTOR |  |  | North | Hochiki |  | Smoke Detector |  |  |  | Module | TRUE | SLR-24H w/NS4-220 STANDARD BASE | SLR-24H w/NS4-220 STANDARD BASE | PHOTOELECTRIC SMOKE DETECTOR w/ STANDARD BASE | 1 |  | 0.243 |  |  |  |  | TRUE | TRUE |  | *Refer to Install Sheet |  |  | #FFFF0000 | FA-NFPA 170 SMOKE DETECTOR | 1 | FALSE | FALSE | FALSE | 1408 | [19 empty] | DESKTOP-0D6CQVA\lousc | 2019-10-12 06:54 | THOR\acont | 2024-09-08 17:27 | from Hochiki SLR-24V w/NS4-220 STANDARD BASE | [Hochiki] [IDC] 02 [IDC] SLR-24H w/HSC-220L LATCHING LED BASE (C), SLR-24H w/HSC-220R - 2 WIRE RELAY BASE (C), SLR-24H w/HSC-221L LATCHING LED BASE (C), SLR-24H w/HSC-221R - 2 WIRE RELAY BASE (C), SLR-24H w/HSC-224L LATCHING LED BASE (C), SLR-24H w/HSC-2
740adac8-4e05-48e6-abab-c91e9e61ad71 |  |  |  | North | Edwards |  | Hardware |  |  |  | Hardware | TRUE | 73142CI |  | 14/2 CI (circuit Integrity) Cable FPLR-CI | 1 | [6 empty] | FALSE | [5 empty] | #FFFFFFFF |  |  | FALSE | FALSE | FALSE | [14 empty] | FALSE | [7 empty] | THOR\acont | 2024-10-09 10:48
e2c0527d-3eb1-4f7e-9a8a-c920dd1c58fb | NFPA 170 SPEAKER WALL |  |  | North | Edwards |  | Speaker |  |  |  | Module | TRUE | HPSA15R2570 |  | 25/70 Vrms Loudspeaker, 1, 2, 3.8, 7.5, 15w taps, red | 1 | [6 empty] | FALSE | [5 empty] | #FF0070C0 | FA-NFPA 170 SPEAKER WALL | 1 | FALSE | FALSE | FALSE | 2021 | [13 empty] | FALSE | [7 empty] | THOR\acont | 2024-09-08 17:27 |  | [Edwards, Kidde] [AUDIO 25v] [25V AUDIO] HPSA15G2570, HPSA15R2570 [Edwards, Kidde] [AUDIO 70.7v] [70V AUDIO] HPSA15G2570, HPSA15R2570
2bd27a73-8973-4ea9-8a99-c92c7eb50ba8 | NFPA 170 STROBE WALL |  |  | North | System Sensor |  | Strobe |  |  |  | Module | TRUE | SGWKLED | ++ | Compact Strobe, Wall, White, Outdoor | 1 | 0 | 0.043 |  |  |  |  | FALSE | [5 empty] | #FF0070C0 | FA-NFPA 170 STROBE WALL | 1 | FALSE | FALSE | FALSE | 2023 | [13 empty] | FALSE |  |  | WP |  |  | DESKTOP-QGO6JOK\acont | 2024-07-15 14:02 | THOR\acont | 2024-09-08 17:27 | Cloned from System Sensor SGRKLED CLONED CLONED | [System Sensor] [NAC] [VDC] SGRKLED, SGRKLED-B, SGRKLED-P, SGRLED, SGRLED-B, SGWKLED, SGWKLED-B, SGWKLED-P, SGWLED, SGWLED-B, SRLED, SRLED-B, SRLED-P, SRLED-SP, SWLED, SWLED-ALERT, SWLED-B, SWLED-CLR-ALERT, SWLED-P, SWLED-SP
e4375f24-8a54-426f-8fa2-c9368964caaa | NFPA 170 FIRE ALARM CONTROL UNIT | RISER FACP |  | North | Hochiki |  | Fire Alarm Control Unit |  |  |  | Assembly | TRUE | LA203K1-44 |  | FireNET L@TITUDE Analog Addressable Fire Alarm Control Panel, 4 Slot Standard Plex-Door Enclosure, 10.25 A Auto Voltage, 2-Loop Panel Module, Hochiki Protocol, Network Module, and Media Gateway™, Gray, Printer / 48 Zone LEDs | 1 | [6 empty] | FALSE |  |  | *Refer to Install Sheet | 16.5in (W) x 23.2in (H) x 6in (D) | KM5FCRD (Optional Semi-Flush Mounting Kit) | #FFFF0000 | FA-NFPA 170 FIRE ALARM CONTROL UNIT | 1 | FALSE | FALSE | FALSE | 202 | [8 empty] | 7,12,18,28 |  |  | 10.25 |  | TRUE | [5 empty] | DESKTOP-GHR3H5U\Anthony | 2019-11-27 07:23 | THOR\acont | 2024-09-08 17:27
7baad271-3897-4048-9cf9-c93875baad8b |  |  |  | North | Monaco Enterprises |  | Cards & Components |  |  |  | Card | TRUE | 729-150-00 |  | BASE,DET:12/24VDC,6.2" DIA,2W | 1 | [6 empty] | TRUE | FALSE |  |  |  |  | #FFFFFFFF |  |  | FALSE | FALSE | FALSE | [14 empty] | FALSE | [5 empty] | DESKTOP-7SAL8M7\acont | 2020-02-23 09:28 | THOR\acont | 2024-10-09 10:48 | Cloned from Notifier B110LP
8f193a1e-3726-4c1c-821e-c93edc09a2b5 | FIRECAD ANTENNA |  |  | North | Monaco Enterprises |  | Wireless Component |  |  |  | Module | TRUE | 190-211-0x | VHF Antenna, Omnidirectional | Broadband Collinear Antenna | 1 | [6 empty] | TRUE | [5 empty] | #FFFF0000 | FA-FIRECAD ANTENNA | 1 | FALSE | FALSE | FALSE | [20 empty] | DESKTOP-7EIEB7A\acont | 2022-10-28 15:19 | THOR\acont | 2024-09-08 17:27 | Cloned from Monaco Enterprises 190-400-00
250bddf2-e3f1-41b4-b8dd-c9541bdf9d96 | NFPA 170 HEAT DETECTOR |  |  | North | Kidde |  | Heat Detector |  |  |  | Module | TRUE | FX-HD w/SB4U BASE | ++ | Intelligent Addressable Fixed Temperature or Rate-of-rise Heat Detector | 1 | 4.5e-05 | 4.5e-05 |  |  |  |  | FALSE | [5 empty] | #FFFF0000 | FA-NFPA 170 HEAT DETECTOR | 1 | FALSE | FALSE | FALSE | 1403 | [13 empty] | FALSE | [5 empty] | DESKTOP-7EIEB7A\acont | 2022-03-08 14:37 | THOR\acont | 2024-09-08 17:27 | Cloned from Edwards SIGA-HRD w/SIGA-AB4G BASE | [Kidde] [SLC EST SENSORS] [*] [#4 TYPE ADDR ¦ SENSORS] DS-HFS (C), DS-PS (C), FX-HD w/IB4U BASE, FX-HD w/RB4U BASE, FX-HD w/SB4U BASE, FX-HD w/SB4U-LF BASE, FX-HD wB4U BASE, FX-PD w/B4U BASE (C), FX-PD w/IB4U BASE (C), FX-PD w/SB4U BASE (C), FX-PD w/SB4U [Edwards, Kidde] [SLC EST SENSORS] 01 [*] [EST3, iO1000] DS-HFS (C), DS-PS (C), FX-HD w/IB4U BASE, FX-HD w/RB4U BASE, FX-HD w/SB4U BASE, FX-HD w/SB4U-LF BASE, FX-HD wB4U BASE, FX-PD w/B4U BASE (C), FX-PD w/IB4U BASE (C), FX-PD w/SB4U BASE (C), FX-PD w/SB [Edwards, Kidde] [AUX POWER] FX-HD w/SB4U BASE, FX-PD w/SB4U BASE (C), FX-PHD w/SB4U BASE (C), KI-COD w/KI-ABST BASE (C), KI-HCD w/KI-ABST BASE, KI-HRD w/KI-ABST BASE, KI-PCD w/KI-ABST BASE (C), KI-PD w/KI-ABST BASE (C), KI-PHCD w/KI-ABST BASE (C), KI-PH [Kidde] [SLC EST MODULES SENSORS] [*] [#2 SHARED ADDR ¦ SENSORS] DS-HFS (C), DS-PS (C), FX-HD w/IB4U BASE, FX-HD w/RB4U BASE, FX-HD w/SB4U BASE, FX-HD w/SB4U-LF BASE, FX-HD wB4U BASE, FX-PD w/B4U BASE (C), FX-PD w/IB4U BASE (C), FX-PD w/SB4U BASE (C), FX [Edwards, Kidde] [SLC EST MODULES/SENSORS] 01 [*] [iO64] DS-HFS (C), DS-PS (C), FX-HD w/IB4U BASE, FX-HD w/RB4U BASE, FX-HD w/SB4U BASE, FX-HD w/SB4U-LF BASE, FX-HD wB4U BASE, FX-PD w/B4U BASE (C), FX-PD w/IB4U BASE (C), FX-PD w/SB4U BASE (C), FX-PD w/SB
8ea42b25-5190-443a-ab65-c95447bfc5cd | NFPA 170 STROBE CEILING |  |  | North | Eaton Wheelock |  | Strobe |  |  |  | Module | TRUE | RSSB-24MCCH-NW |  | Strobe, 24 Vdc, red, selectable, - Blue Lens | 1 | 0 | 0.455 |  |  |  |  | FALSE | TRUE |  |  |  |  | #FF0070C0 | FA-NFPA 170 STROBE CEILING | 1 | FALSE | FALSE | FALSE | 2022 | [13 empty] | FALSE | [7 empty] | THOR\acont | 2024-09-08 17:27 |  | [Eaton Wheelock, Hochiki] [NAC] RSSA-24MCCH-NW (C), RSSB-24MCCH-NW (C), RSSG-24MCCH-NW (C), RSSR-24MCCH-NW (C)
09f69828-b156-4556-a75d-c959e33465ff | NFPA 170 STROBE WALL |  |  | North | Kidde |  | Strobe |  |  |  | Module | TRUE | EG4VRF-FR |  | Wall strobe, red, FEU | 1 | [6 empty] | FALSE |  | GRSW-10 |  |  |  | #FF0070C0 | FA-NFPA 170 STROBE WALL | 1 | FALSE | FALSE | FALSE | 2023 | [13 empty] | FALSE | [5 empty] | DESKTOP-7SAL8M7\acont | 2020-08-19 11:55 | THOR\acont | 2024-09-08 17:27 | Cloned from Edwards G4VRF-FR | [Edwards, Kidde] [NAC] [VFWR] EG4VRF, EG4VRF-FR, EG4VRF-SP, EG4VRN, EG4VWF, EG4VWF-FR, EG4VWF-SP, EG4VWN, G4VRF, G4VRF-FR, G4VRF-SP, G4VRN, G4VWF, G4VWF-FR, G4VWF-SP, G4VWN [Edwards, Kidde] [NAC] [VDC] EG4VRF, EG4VRF-FR, EG4VRF-SP, EG4VRN, EG4VWF, EG4VWF-FR, EG4VWF-SP, EG4VWN, G4VRF, G4VRF-FR, G4VRF-SP, G4VRN, G4VWF, G4VWF-FR, G4VWF-SP, G4VWN
c0307571-4641-4fcc-be7d-c95fe242f0fa | NFPA 170 GAS DETECTOR |  |  | North | Potter |  | Gas Detection |  |  |  | Module | TRUE | PAD300-CD w/PAD300-RB | ++ | Carbon-Monoxide Detector with 6" Base with One Form-C Relay Contact | 1 | 0.0006 | 0.0006 |  |  |  |  | FALSE | [5 empty] | #FFFF0000 | FA-NFPA 170 GAS DETECTOR | 1 | FALSE | FALSE | FALSE | 1402 | [13 empty] | FALSE |  |  | RB |  |  | DESKTOP-7EIEB7A\acont | 2023-01-19 17:12 | THOR\acont | 2024-09-08 17:27 | Cloned from Potter PAD100-CD w/PAD100-RB | [Potter] [SLC PAD] [*] [#2 SHARED ADDR ¦ SENSORS] PAD100-CD w/PAD100-4DB, PAD100-CD w/PAD100-6DB, PAD100-CD w/PAD100-IB, PAD100-CD w/PAD100-LFSB, PAD100-CD w/PAD100-RB, PAD100-CD w/PAD100-SB, PAD100-CD w/PAD100-SPKB, PAD100-DUCT (C), PAD100-DUCTR (C), PA | [Potter] PAD300-CD w/PAD300-RB, PAD300-HD w/PAD300-RB, PAD300-PCD w/PAD300-RB, PAD300-PCD w/PAD300-RB (Split), PAD300-PD w/PAD300-RB, PAD300-PHD w/PAD300-RB, PAD300-PHD w/PAD300-RB (Split)
bc95220e-6d70-4d4e-94bc-c96132dcc361 | NFPA 170 MANUAL PULL |  |  | North | Fike |  | Manual Station |  |  |  | Module | TRUE | 20-1840 | RMS-1T-KL-LP-S-PT++ | SPST Dual Action RSG Keyed Metal Portuguese “Fire Suppression Release”(Disparo de Supressao de Fogo) Manual Pull Station | 1 | [6 empty] | TRUE | [5 empty] | #FFFF0000 | FA-NFPA 170 MANUAL PULL | 1 | FALSE | FALSE | FALSE | 957 | [13 empty] | FALSE | [5 empty] | DESKTOP-7EIEB7A\acont | 2023-08-29 08:30 | THOR\acont | 2024-09-08 17:27 | Cloned from Fike 20-1833 CLONED CLONED CLONED CLONED CLONED CLONED | [Fike] [IDC] 01 [ALARM] 20-1833, 20-1834, 20-1835, 20-1836, 20-1837, 20-1838, 20-1839, 20-1840, 20-1841, 20-1842, 20-1843, 20-1844
2e32f978-7e28-47ae-8b6a-c969ee7d8e03 | NFPA 170 SPEAKER STROBE |  |  | North | Eaton Wheelock |  | Speaker/Strobe |  |  |  | Module | TRUE | SA-S70-24MCW-FR | + | Speaker/Strobe, 24 VDC, Multi-Candela, , red | 1 | 0 | 0.347 |  |  |  |  | FALSE | FALSE |  |  |  |  | #FF0070C0 | FA-NFPA 170 SPEAKER STROBE | 1 | FALSE | FALSE | FALSE | 2019 | [13 empty] | FALSE | [7 empty] | THOR\acont | 2024-09-08 17:27 |  | [Eaton Wheelock] [NAC] [16-33VDC] SA-S70-24MCW-ALW, SA-S70-24MCW-FR, SA-S70-24MCW-FW [Eaton Wheelock] [AUDIO LOW] [1, 2, 3, 4, 5, 6] SA-S70-24MCW-ALW, SA-S70-24MCW-FR, SA-S70-24MCW-FW, SA-S70-R, SA-S70-W, SA-S90-24MCC-ALW, SA-S90-24MCC-FR, SA-S90-24MCC-FW, SA-S90-R (C), SA-S90-W (C) [Eaton Wheelock] [AUX POWER] [24VDC] SA-S70-24MCW-ALW, SA-S70-24MCW-FR, SA-S70-24MCW-FW, SA-S70-R, SA-S70-W, SA-S90-24MCC-ALW, SA-S90-24MCC-FR, SA-S90-24MCC-FW, SA-S90-R (C), SA-S90-W (C) [Eaton Wheelock] [AUDIO 25v] [1, 2, 3, 4, 5, 6] SA-S70-24MCW-ALW, SA-S70-24MCW-FR, SA-S70-24MCW-FW, SA-S70-R, SA-S70-W, SA-S90-24MCC-ALW, SA-S90-24MCC-FR, SA-S90-24MCC-FW, SA-S90-R (C), SA-S90-W (C)
ecc1a096-c562-4055-9cd6-c96a1278943c |  |  |  | North | Bosch |  | Hardware |  |  |  | Hardware | TRUE | D5500C-LITE-USB | + | Software For 7412 And 9412 Control Panels | 1 | [12 empty] | #FFFFFFFF |  |  | FALSE | FALSE | FALSE | [20 empty] | DESKTOP-7EIEB7A\acont | 2021-08-13 06:25 | THOR\acont | 2024-10-09 10:48
8dc09352-00e0-433b-b83e-c972444fa866 |  |  |  | North | Farenhyt |  | Cards & Components |  |  |  | Card | TRUE | ECS-RTZM | + | Remote Telephone Zone Module | 1 | 0.055 | 0.06 |  |  |  |  | TRUE | FALSE |  |  |  |  | #FFFFFFFF |  |  | FALSE | FALSE | FALSE | [14 empty] | FALSE | [5 empty] | DESKTOP-7EIEB7A\acont | 2021-12-08 14:03 | THOR\acont | 2024-10-09 10:48 | Cloned from Firelite ECC-RTZM
6b8c52a2-76ff-42ba-bcf3-c977f25cb807 | NFPA 170 SPEAKER CEILING |  |  | North | System Sensor |  | Speaker |  |  |  | Module | TRUE | SPCRL | ++ | 2-WIRE, SPEAKER RED CEILING | 1 | [6 empty] | FALSE | TRUE |  |  |  |  | #FF0070C0 | FA-NFPA 170 SPEAKER CEILING | 1 | FALSE | FALSE | FALSE | 2019 | [13 empty] | FALSE |  |  | C |  |  |  |  | THOR\acont | 2024-09-08 17:27 |  | [BluePoint, System Sensor] [AUDIO 25v] [25V AUDIO] BP04-511P (C), BP04-A511P (C), SPCRL (C), SPCWL (C), SPCWL-TILE (C), SPSCR (C), SPSCRH (C), SPSCRL (C), SPSCW (C), SPSCWL (C), SPSCWL-CLR-ALERT (C), SPSCWL-P (C), SPSCWL-SP (C), SPSCWL-TILE (C) [BluePoint, System Sensor] [AUDIO 70.7v] [70V AUDIO] BP04-511P (C), BP04-A511P (C), SPCRL (C), SPCWL (C), SPCWL-TILE (C), SPSCR (C), SPSCRH (C), SPSCRL (C), SPSCW (C), SPSCWL (C), SPSCWL-CLR-ALERT (C), SPSCWL-P (C), SPSCWL-SP (C), SPSCWL-TILE (C)
e6d70ccd-d344-417e-a936-c980c3981431 | NFPA 170 NOTIFICATION CIRCUIT EXTENDER PANEL | RISER NAC |  | North | Harrington |  | Notification Circuit Extender Panel |  |  |  | Assembly | TRUE | AL602ULADA |  | 24VDC or 12VDC @ 6.5 amp max Two (2) Class A or four (4) Class B outputs. | 1 | [6 empty] | FALSE | [5 empty] | #FFFF0000 | FA-NFPA 170 NOTIFICATION CIRCUIT EXTENDER PANEL | 1 | FALSE | FALSE | FALSE | 212 | [8 empty] | 7,12,18 |  |  |  |  | TRUE | [7 empty] | THOR\acont | 2024-09-08 17:27
ff1cd46d-df0c-4833-a190-c9843c4a87c4 | NFPA 170 SPEAKER STROBE CEILING |  |  | North | Edwards |  | Speaker/Strobe |  |  |  | Module | TRUE | GCHFRN-S2VMC |  | 25V Ceiling Speaker/Strobe, Red, 15, 30, 75, 95 cd | 1 | 0 | 0.318 |  |  |  |  | FALSE | TRUE |  |  |  |  | #FF0070C0 | FA-NFPA 170 SPEAKER STROBE CEILING | 1 | FALSE | FALSE | FALSE | 2020 | [13 empty] | FALSE |  |  | C |  |  |  |  | THOR\acont | 2024-09-08 17:27 |  | [Edwards, Kidde] [AUDIO 25v] [25V AUDIO] EGCF-S2VMH (C), G4F-S2, G4F-S2V1575, G4F-S2VM, G4HFRF-S2, G4HFRF-S2VMC, G4HFRN-S2, G4HFRN-S2VMC, G4HFWA-S2, G4HFWA-S2VMA, G4HFWA-S2VMC, G4HFWF-S2, G4HFWF-S2VMC, G4HFWN-S2, G4HFWN-S2VMA, G4HFWN-S2VMC, G4RF-S2, G4RF [Edwards, Kidde] [NAC] [16 VDC] EGCFR-VM (C), EGCF-VM (C), GCFR-S7VM (C), GCFR-VM (C), GCF-S2VM (C), GCF-S7VM (C), GCF-VM (C), GCHFRF-S2VMC (C), GCHFRF-S7VMC (C), GCHFRN-S2VMC (C), GCHFRN-S7VMC (C), GCHFWA-S2VMA (C), GCHFWA-S2VMC (C), GCHFWA-S7VMA (C), G [Edwards, Kidde] [NAC] [24 VDC] EGCFR-VM (C), EGCF-VM (C), GCFR-S7VM (C), GCFR-VM (C), GCF-S2VM (C), GCF-S7VM (C), GCF-VM (C), GCHFRF-S2VMC (C), GCHFRF-S7VMC (C), GCHFRN-S2VMC (C), GCHFRN-S7VMC (C), GCHFWA-S2VMA (C), GCHFWA-S2VMC (C), GCHFWA-S7VMA (C), G
9b345555-729c-4552-943a-c98b068d0d07 | NFPA 170 NOTIFICATION CIRCUIT EXTENDER PANEL | RISER NAC |  | North | NAPCO |  | Notification Circuit Extender Panel |  |  |  | Assembly | TRUE | GEMC-NAC6 | + | Remote 4-output NAC Extender, for 6.5A ttl, or 2A, max. on any 1 output. Red 14 x 16” can, connects to 120VAC, supports 32Ah standby batts. Supervised, fire bus connection. System Sensor and Wheelock NAC synch. (5 per system, for 20 add’l NAC circuits total.) | 1 | [12 empty] | #FFFF0000 | FA-NFPA 170 NOTIFICATION CIRCUIT EXTENDER PANEL | 1 | FALSE | FALSE | FALSE | 212 | [8 empty] | 7,7.5,8 |  |  | 6.5 |  | TRUE | [5 empty] | DESKTOP-7SAL8M7\acont | 2020-01-21 11:59 | THOR\acont | 2024-09-08 17:27
a101864d-9bef-493a-a173-c98d4a57236e | NFPA 170 ADDRESSABLE OUTPUT MODULE |  |  | North | Potter |  | Addressable Control/Relay |  |  |  | Module | TRUE | MOM-4 | + | Monitored Output Module | 1 | 0.000325 | 0.001 |  |  |  |  | FALSE | [5 empty] | #FFFF0000 | FA-NFPA 170 ADDRESSABLE OUTPUT MODULE | 1 | FALSE | FALSE | FALSE | 1100 | [13 empty] | FALSE | [7 empty] | THOR\acont | 2024-09-08 17:27 |  | [Potter] [SLC NOHMI] [*] [#1 SHARED ADDR ¦ MODULES] APS-DA, APS-SA, CIZM-4, DCM-4, MCM, MOM-4, SCM-4, TRM-4 [Potter] [AUX POWER, NAC] [RISER] MOM-4 | [Potter] MOM-4
a48518ae-8aed-4910-ad7a-c98f6af93aff | NFPA 170 SMOKE DETECTOR |  |  | North | Firelite |  | Smoke Detector |  |  |  | Module | TRUE | SD365CO w/B200S-LF-WH | + | Advanced multi-criteria fire/CO detector, LiteSpeed®, white, Low Frequency Sounder Base | 1 | 0.0002 | 0.0045 |  |  |  |  | FALSE | TRUE |  |  |  |  | #FFFF0000 | FA-NFPA 170 SMOKE DETECTOR | 1 | FALSE | FALSE | FALSE | 1408 | [13 empty] | FALSE |  |  | CO¦LF |  |  | DESKTOP-7SAL8M7\acont | 2020-11-05 08:36 | THOR\acont | 2024-09-08 17:27 | Cloned from Firelite SD365 w/B200S-LF-WH | [Firelite, System Sensor] [AUX POWER] [24VDC, HIGH VOLUME] AD355 w/B200SR-LF-WH (C), H355 w/B200SR-LF (C), H355HT w/B200SR-LF (C), H355R w/B200SR-LF (C), H365 w/B200S-LF-WH (C), H365HT w/B200S-LF-WH (C), H365R w/B200S-LF-WH (C), SD355 w/B200SR-LF (C), SD [Firelite, System Sensor] [AUX POWER] [*] [16VDC, HIGH VOLUME] AD355 w/B200SR-LF-WH (C), H355 w/B200SR-LF (C), H355HT w/B200SR-LF (C), H355R w/B200SR-LF (C), H365 w/B200S-LF-WH (C), H365HT w/B200S-LF-WH (C), H365R w/B200S-LF-WH (C), SD355 w/B200SR-LF (C) [Firelite, System Sensor] [SLC MODULES SENSORS] [*] [#2 SHARED ADDR ¦ SENSORS] AD355 w/B200SR-LF-WH (C), AD355 w/B200SR-WH (C), AD355 w/B210LP (C), AD355 w/B224BI-WH (C), AD355 w/B224RB-WH (C), AD355 w/B501 (C), BEAM355 (C), BEAM355S (C), CP355 w/B200SR- [Firelite, System Sensor] [SLC SENSORS] [*] [#4 TYPE ADDR ¦ SENSORS] AD355 w/B200SR-LF-WH (C), AD355 w/B200SR-WH (C), AD355 w/B210LP (C), AD355 w/B224BI-WH (C), AD355 w/B224RB-WH (C), AD355 w/B501 (C), BEAM355 (C), BEAM355S (C), CP355 w/B200SR-WH (C), CP
ead6478f-0cce-4ac4-bf85-c997988dc892 | NFPA 170 STROBE CEILING |  |  | North | System Sensor |  | Strobe |  |  |  | Module | TRUE | SCRHK | + | Strobe, High cd, Red, Outdoor (includes plastic weatherproof back box) | 1 | 0 | 0.071 |  |  |  |  | FALSE | TRUE |  |  |  |  | #FF0070C0 | FA-NFPA 170 STROBE CEILING | 1 | FALSE | FALSE | FALSE | 2013 | [13 empty] | FALSE |  |  | C, H, WP |  |  | DESKTOP-7EIEB7A\acont | 2021-05-03 14:42 | THOR\acont | 2024-09-08 17:27 | Cloned from System Sensor PC2RHK | [System Sensor] [NAC] [VFWR, TEMPORAL HIGH] SCRHK (C), SCWHK (C), SPSCRH (C), SPSCWH (C), SPSCWHK (C), SPSCWHK-P (C), SPSRHK [System Sensor] [NAC] [VDC, TEMPORAL HIGH] SCRHK (C), SCWHK (C), SPSCRH (C), SPSCWH (C), SPSCWHK (C), SPSCWHK-P (C), SPSRHK
1c7a878c-c4d7-4572-bc31-c99942117fc1 | NFPA 170 SMOKE DETECTOR |  |  | North | Monaco Enterprises |  | Smoke Detector |  |  |  | Module | TRUE | 723-601-00 w/729-209-00 | ++ | Intelligent Photoelectric Smoke Detector, Plug-in, Low Profile, Remote Test in Duct, AP/CLIP, White, Type II, 6.875" Sounder Base | 1 | 0.0002 | 0.002 |  |  |  |  | FALSE | TRUE |  |  |  |  | #FFFF0000 | FA-NFPA 170 SMOKE DETECTOR | 1 | FALSE | FALSE | FALSE | 1408 | [13 empty] | FALSE |  |  | SB |  |  | THOR\acont | 2023-10-02 08:46 | THOR\acont | 2024-09-08 17:27 | Cloned from Monaco Enterprises 723-601-00 w/729-215-00 | [Monaco Enterprises] [SLC MODULES SENSORS] 01 [*] 708-026-01, 708-031-00, 721-121-00 w/B200SR-LF-WH (C), 721-121-00 w/B200SR-WH (C), 721-121-00 w/B210LP (C), 721-121-00 w/B224RB-WH (C), 721-121-00 w/B501 (C), 721-124-00 w/B200SR-LF-WH (C), 721-124-00 w/B [Monaco Enterprises] [SLC SENSORS] 01 [*] 721-121-00 w/B200SR-LF-WH (C), 721-121-00 w/B200SR-WH (C), 721-121-00 w/B210LP (C), 721-121-00 w/B224RB-WH (C), 721-121-00 w/B501 (C), 721-124-00 w/B200SR-LF-WH (C), 721-124-00 w/B200SR-WH (C), 721-124-00 w/B210L [Monaco Enterprises] [AUX POWER] [24VDC, HIGH VOLUME ++] 723-601-00 w/729-209-00 (C), 725-603-00 w/729-209-00 (C), 725-605-00 w/729-209-00 (C)
28e25654-16e2-4e1a-b1ca-c999747f8a13 | NFPA 170 SMOKE DETECTOR |  |  | North | MIRCOM |  | Smoke Detector |  |  |  | Module | TRUE | MIX-3000 w/ MIX-2000 |  | ADDRESSABLE IONIZATION DETECTOR w/ MIX-2000 STANDARD BASE | 1 | 0.0003 | 0.0003 |  |  |  |  | FALSE | TRUE |  |  |  |  | #FFFF0000 | FA-NFPA 170 SMOKE DETECTOR | 1 | FALSE | FALSE | FALSE | 1408 | [13 empty] | FALSE | [7 empty] | THOR\acont | 2024-09-08 17:27 | 20191121 AC Detector with base | [MIRCOM] [SLC SENSORS] [*] [#4 TYPE ADDR ¦ SENSORS] DNR w/MIX-2251BR (C), DNR w/MIX-2351RAP (C), MIX-1251AP w/B200SR-LF-WH (C), MIX-1251AP w/B200SR-WH (C), MIX-1251AP w/B210LP (C), MIX-1251AP w/B224RB-WH (C), MIX-1251AP w/B501 (C), MIX-1251B w/B200SR-LF- [MIRCOM] [SLC MODULES SENSORS] [*] [#2 SHARED ADDR ¦ SENSORS] DNR w/MIX-2251BR (C), DNR w/MIX-2351RAP (C), MIX-1251AP w/B200SR-LF-WH (C), MIX-1251AP w/B200SR-WH (C), MIX-1251AP w/B210LP (C), MIX-1251AP w/B224RB-WH (C), MIX-1251AP w/B501 (C), MIX-1251B w/
4759109b-c8ea-4849-8c3a-c999eb588137 |  |  |  | North | MIRCOM |  | Cards & Components |  |  |  | Card | TRUE | RAX-1048 |  | 48 LED ADDER | 1 | 0.015 | 0.1 |  |  |  |  | TRUE | [5 empty] | #FFFFFFFF |  |  | FALSE | FALSE | FALSE | [14 empty] | FALSE | [7 empty] | THOR\acont | 2024-10-09 10:48
6f580186-57bd-430b-b46c-c99cd684c8e0 |  |  |  | North | Notifier |  | Cards & Components |  |  |  | Card | TRUE | LDM | + | Lamp Driver Modules LDM-32, LDM-E32, and LDM-R32; remote custom driver modules | 1 | 0.04 | 0.056 |  |  |  |  | TRUE | FALSE |  |  |  |  | #FFFFFFFF |  |  | FALSE | FALSE | FALSE | [14 empty] | FALSE | [7 empty] | THOR\acont | 2024-10-09 10:48 |  | [Firelite, Notifier] [RS-485] [DATA] ADM-24, ANN-SEC CARD, FDU-80 CARD, LCD2-80 MAIN CARD, LDM, LDM-32, LDM-32F, N-ANN-100, N-ANN-80, N-ANN-80C, N-ANN-80-W, N-ANN-I/O, N-ANN-LED, N-ANN-LED-R, N-ANN-RLED, N-ANN-RLED-R, N-ANN-RLY, N-ANN-S/PG, RLD [Firelite, Notifier] [AUX POWER] [*] ADM-24, LDM, LDM-32, LDM-32F, N-ANN-100, N-ANN-80, N-ANN-80C, N-ANN-80-W, N-ANN-I/O, N-ANN-LED, N-ANN-LED-R, N-ANN-RLED, N-ANN-RLED-R, N-ANN-RLY, N-ANN-S/PG, RLD, RZA-5F
fdaa6242-5928-484b-85dd-c9a56aac14f1 | NFPA 170 SMOKE DETECTOR |  |  | North | FFE |  | Smoke Detector |  |  |  | Module | TRUE | 5000-103 (Detector) | + | Fireray 5000 Beam Detector Head | 1 | [6 empty] | FALSE | TRUE |  |  |  |  | #FFFF0000 | FA-NFPA 170 SMOKE DETECTOR | 1 | FALSE | FALSE | FALSE | 1408 | [13 empty] | FALSE |  |  | SBD |  |  | DESKTOP-7EIEB7A\acont | 2021-05-27 08:44 | THOR\acont | 2024-09-08 17:27 | Cloned from Potter 5000-103 (Detector) | [FFE, Potter] [BEAM DET] 1430185 (Detector) (C), 3000-103 (Detector) (C), 5000-031 (Detector) (C), 5000-103 (Detector) (C), 6030-300 (Detector) (C)
1fb2dcef-8544-443f-807c-c9a64227815a | NFPA 170 HORN STROBE CEILING |  |  | North | Eaton Wheelock |  | Horn/Strobe |  |  |  | Module | TRUE | CH90-24MCCH-FR |  | Chime Strobe, 24 VDC, Multi-Candela, , red | 1 | 0 | 0.477 |  |  |  |  | FALSE | TRUE |  |  |  |  | #FF0070C0 | FA-NFPA 170 HORN STROBE CEILING | 1 | FALSE | FALSE | FALSE | 2012 | [13 empty] | FALSE | [7 empty] | THOR\acont | 2024-09-08 17:27 |  | [Eaton Wheelock] [NAC] CH90-24MCCH-FR (C), CH90-24MCCH-FW (C)
fcdf3fae-4160-44fc-b288-c9a6aacdfd15 | NFPA 170 HORN CEILING |  |  | North | Eaton Wheelock |  | Horn |  |  |  | Module | TRUE | ELFHNRC | + | CEILING SOUNDER, RED, FIRE, LOW FREQ | 1 | [6 empty] | TRUE | TRUE |  |  |  |  | #FF0070C0 | FA-NFPA 170 HORN CEILING | 1 | FALSE | FALSE | FALSE | 2020 | [16 empty] | LF |  |  | DESKTOP-7EIEB7A\acont | 2021-05-13 08:00 | THOR\acont | 2024-09-08 17:27 | Cloned from Eaton Wheelock ELFHSRC | [Eaton Wheelock] [NAC] [24VDC, MAX] ELFHNR, ELFHNR-AL, ELFHNRC (C), ELFHNRC-AL (C), ELFHNRC-CO (C), ELFHNRC-N (C), ELFHNR-CO, ELFHNR-N, ELFHNW, ELFHNW-AL, ELFHNWC (C), ELFHNWC-AL (C), ELFHNWC-CO (C), ELFHNWC-N (C), ELFHNW-CO, ELFHNW-N
479a8d32-2f93-4b38-a265-c9a93e60c3ba | NFPA 170 SMOKE DETECTOR |  |  | North | Ansul |  | Smoke Detector |  |  |  | Module | TRUE | 430562 | ++ | LIFEalarm Photoelectric Detector For Two-Wire Bases | 1 | 0.0001 | 0.086 |  |  |  |  | TRUE | [5 empty] | #FFFF0000 | FA-NFPA 170 SMOKE DETECTOR | 1 | FALSE | FALSE | FALSE | [20 empty] | DESKTOP-7EIEB7A\acont | 2022-06-02 08:32 | THOR\acont | 2024-09-08 17:27 | Cloned from Ansul 430559 | [Ansul] [IDC] 01 [*] [ALL DEVICES ++] 428655, 428656, 430559, 430562, 430565, 430566, 431196, 433940, 433941
c755fc6d-36d4-40ea-90cc-c9a99821b1a3 | NFPA 170 STROBE CEILING |  |  | North | Eaton Wheelock |  | Strobe |  |  |  | Module | TRUE | ELSTWC-ALA | + | CEILING STROBE, WHITE, ALERT, AMBER | 1 | [6 empty] | TRUE | TRUE |  |  |  |  | #FF0070C0 | FA-NFPA 170 STROBE CEILING | 1 | FALSE | FALSE | FALSE | 2020 | [16 empty] | C |  |  | DESKTOP-7EIEB7A\acont | 2021-05-18 16:17 | THOR\acont | 2024-09-08 17:27 | Cloned from Eaton Wheelock ELSTWC-AL | [Eaton Wheelock] [NAC] [24VDC] ELSTRC (C), ELSTRC-AL (C), ELSTRC-ALA (C), ELSTRC-NA (C), ELSTWC (C), ELSTWC-AL (C), ELSTWC-ALA (C), ELSTWC-EV (C), ELSTWC-NA (C)
76410d34-d143-4621-871c-c9b21d12138a |  |  |  | North | Edwards |  | Hardware |  |  |  | Hardware | TRUE | MN-HS64SPKHRT2P |  | Tan HS Series 2560 Watt HPSA (2 of 5 Active Panels) replacement speaker head - complete | 1 | [6 empty] | FALSE | [5 empty] | #FFFFFFFF |  |  | FALSE | FALSE | FALSE | [14 empty] | FALSE | [7 empty] | THOR\acont | 2024-10-09 10:48
3764bfd1-9309-42f8-9331-c9b8785157a9 | NFPA 170 REMOTE TEST SWITCH |  |  | North | Firelite |  | REMOTE TEST SWITCH |  |  |  | Module | TRUE | RTS151 | ++ | Remote Test Station W/ Switch, Alarm & Power LEDs | 1 | 0 | 0.012 |  |  |  |  | FALSE | FALSE |  |  |  |  | #FFFF0000 | FA-NFPA 170 REMOTE TEST SWITCH | 1 | FALSE | FALSE | FALSE | 914 | [13 empty] | FALSE | [7 empty] | THOR\acont | 2024-09-08 17:27 |  | [Firelite] [RTS] [*] RTS151, RTS151KEY
b956169a-2f88-4699-aa7b-c9bafe33f86a |  |  |  | North | Edwards |  | Hardware |  |  |  | Hardware | TRUE | 30814 |  | 19 Rack Subframe (suitable for mounting upto 8 RDU) | 1 | [6 empty] | FALSE | [5 empty] | #FFFFFFFF |  |  | FALSE | FALSE | FALSE | [14 empty] | FALSE | [7 empty] | THOR\acont | 2024-10-09 10:48
f3a15c24-6b11-4c10-a856-c9be273e20d5 | NFPA 170 REMOTE INDICATOR |  |  | North | Firelite |  | Remote Indicator |  |  |  | Module | TRUE | RA100Z | ++ | Remote Annunciator LED | 1 | 0 | 0.012 |  |  |  |  | FALSE | FALSE |  |  |  |  | #FFFF0000 | FA-NFPA 170 REMOTE INDICATOR | 1 | FALSE | FALSE | FALSE | 2016 | [13 empty] | FALSE | [7 empty] | THOR\acont | 2024-09-08 17:27 |  | [Farenhyt, Fike, Firelite, Gamewell FCI, MIRCOM, Monaco Enterprises, Notifier, System Sensor] [IDC, LED, RTS] [*] [INPUT TYPE] 729-091-00, RA100Z, RA100Z
0c13671c-a5dd-4b18-bd65-c9bf358c1a86 |  |  |  | North | Notifier |  | Hardware |  |  |  | Hardware | TRUE | IPENC |  | External enclosure for IPDACT, includes IPBRKT mounting bracket; Red | 1 | [6 empty] | FALSE | FALSE |  |  |  |  | #FFFFFFFF |  |  | FALSE | FALSE | FALSE | [14 empty] | FALSE | [7 empty] | THOR\acont | 2024-10-09 10:48
dbb4605c-65eb-4430-ac96-c9c32a70edef | NFPA 170 MULTI FUNCTION CABINET |  |  | North | Edwards |  | Enclosure |  |  |  | Assembly | TRUE | MFC-A (ELEV RECALL) |  | Multi-Function Cabinet w/ UIO6R and (4) MCR, (2) MCT2's | 1 | [6 empty] | FALSE | [5 empty] | #FFFF0000 | FA-NFPA 170 MULTI FUNCTION CABINET | 1 | FALSE | FALSE | FALSE | 400 | [13 empty] | FALSE | [7 empty] | THOR\acont | 2024-09-08 17:27
a62adc7f-2152-4103-93bb-c9c35633cf3f | NFPA 170 HEAT DETECTOR |  |  | North | Kidde |  | Heat Detector |  |  |  | Module | TRUE | KI-HD |  | Vigilant series heat detector | 1 | 0.00045 | 0.00045 |  |  |  |  | FALSE | [5 empty] | #FFFF0000 | FA-NFPA 170 HEAT DETECTOR | 1 | FALSE | FALSE | FALSE | 1403 | [13 empty] | FALSE | [5 empty] | ALIENWIN10\AugWin7 | 2018-12-18 13:51 | THOR\acont | 2024-09-08 17:27 | 20191121 AC Detector without base | [Edwards, Kidde] [SLC EST SENSORS] 01 [*] [EST3, iO1000] DS-HFS (C), DS-PS (C), FX-HD w/IB4U BASE, FX-HD w/RB4U BASE, FX-HD w/SB4U BASE, FX-HD w/SB4U-LF BASE, FX-HD wB4U BASE, FX-PD w/B4U BASE (C), FX-PD w/IB4U BASE (C), FX-PD w/SB4U BASE (C), FX-PD w/SB [Kidde] [SLC EST MODULES SENSORS] [*] [#2 SHARED ADDR ¦ SENSORS] DS-HFS (C), DS-PS (C), FX-HD w/IB4U BASE, FX-HD w/RB4U BASE, FX-HD w/SB4U BASE, FX-HD w/SB4U-LF BASE, FX-HD wB4U BASE, FX-PD w/B4U BASE (C), FX-PD w/IB4U BASE (C), FX-PD w/SB4U BASE (C), FX [Edwards, Kidde] [SLC EST MODULES/SENSORS] 01 [*] [iO64] DS-HFS (C), DS-PS (C), FX-HD w/IB4U BASE, FX-HD w/RB4U BASE, FX-HD w/SB4U BASE, FX-HD w/SB4U-LF BASE, FX-HD wB4U BASE, FX-PD w/B4U BASE (C), FX-PD w/IB4U BASE (C), FX-PD w/SB4U BASE (C), FX-PD w/SB [Kidde] [SLC EST SENSORS] [*] [#4 TYPE ADDR ¦ SENSORS] DS-HFS (C), DS-PS (C), FX-HD w/IB4U BASE, FX-HD w/RB4U BASE, FX-HD w/SB4U BASE, FX-HD w/SB4U-LF BASE, FX-HD wB4U BASE, FX-PD w/B4U BASE (C), FX-PD w/IB4U BASE (C), FX-PD w/SB4U BASE (C), FX-PD w/SB4U
67f11c31-7ead-4cb4-a81f-c9c7b1d322c2 | NFPA 170 STROBE CEILING |  |  | North | Siemens |  | Strobe |  |  |  | Module | TRUE | SL2SCW-F | S54329-F198-A1++ | Strobe, Ceiling, Clear, White, Fire | 1 | [7 empty] | TRUE |  |  |  |  | #FF0070C0 | FA-NFPA 170 STROBE CEILING | 1 | FALSE | FALSE | FALSE | 2023 | [19 empty] | DESKTOP-7EIEB7A\acont | 2023-08-03 09:40 | THOR\acont | 2024-09-08 17:27 | Cloned from Siemens SL2SWW-F | [Siemens] [NAC] [16.0 – 33.0 VDC] SL2SCR-A (C), SL2SCR-AL (C), SL2SCR-ALA (C), SL2SCR-ALB (C), SL2SCR-F (C), SL2SCR-FB (C), SL2SCR-N (C), SL2SCR-NA (C), SL2SCR-NB (C), SL2SCW-A (C), SL2SCW-AL (C), SL2SCW-ALA (C), SL2SCW-ALB (C), SL2SCW-EV (C), SL2SCW-F (
59d78206-4bee-42c0-a9be-c9ccef684394 |  |  |  | North | Siemens | [5 empty] | Module | TRUE | MLC | S54431-B4-A1 | MXL ADDRESSABLE DEVICE LINE CARD FOR FIREFINDER XLS (2 LOOP / 60 DEVICES PER LOOP) ONE CARD SLOT CC-5/CC-2 | 1 | 0.09 | 0.12 | [10 empty] | #FFFFFFFF |  |  | FALSE | FALSE | FALSE | [20 empty] | DESKTOP-7SAL8M7\acont | 2019-08-13 09:04 | THOR\acont | 2024-10-09 10:48 |  |  | [Siemens] MLC
1bf1281a-5fa5-4bb6-af26-c9d5b22c5ec1 | NFPA 170 SMOKE DETECTOR |  |  | North | Hochiki |  | Smoke Detector |  |  |  | Module | TRUE | SOC-24V w/HSC-224L LATCHING LED BASE | SOC-24V w/HSC-224L LATCHING LED BASE | PHOTOELECTRIC SMOKE DETECTOR w/ LATCHING LED BASE | 1 |  | 0.188 |  |  |  |  | TRUE | TRUE |  | *Refer to Install Sheet |  |  | #FFFF0000 | FA-NFPA 170 SMOKE DETECTOR | 1 | FALSE | FALSE | FALSE | 1408 | [16 empty] | L |  |  |  |  | THOR\acont | 2024-09-08 17:27 | from Hochiki SOC-24V w/NS6-224 STANDARD BASE | [Hochiki] [IDC] 02 [IDC] SLR-24H w/HSC-220L LATCHING LED BASE (C), SLR-24H w/HSC-220R - 2 WIRE RELAY BASE (C), SLR-24H w/HSC-221L LATCHING LED BASE (C), SLR-24H w/HSC-221R - 2 WIRE RELAY BASE (C), SLR-24H w/HSC-224L LATCHING LED BASE (C), SLR-24H w/HSC-2
627dfea5-b186-4c19-a094-c9d7975b595e | NFPA 170 DUCT SMOKE DETECTOR |  |  | North | Siemens |  | Duct Smoke Detector |  |  |  | Module | TRUE | AD-11PR |  | Duct Smoke Detector Housing | 1 | [6 empty] | FALSE | TRUE |  |  |  |  | #FFFF0000 | FA-NFPA 170 DUCT SMOKE DETECTOR | 1 | FALSE | FALSE | FALSE | 1400 | [13 empty] | FALSE | [7 empty] | THOR\acont | 2024-09-08 17:27 | 20191121 AC Detector without base
f8b73f0c-e3f3-406c-8f55-c9e194bdb7f8 | NFPA 170 SMOKE DETECTOR |  |  | North | System Sensor |  | Smoke Detector |  |  |  | Module | TRUE | 2100TR | ++ | Photoelectric Detector, 2-wire direct, 12/24VDC, with Form-C | 1 | 0.0001 | 0 |  |  |  |  | FALSE | TRUE |  |  |  |  | #FFFF0000 | FA-NFPA 170 SMOKE DETECTOR | 1 | FALSE | FALSE | FALSE | 1408 | [13 empty] | FALSE | [7 empty] | THOR\acont | 2024-09-08 17:27 | 20191121 AC Detector without base | [Chemtronics, Firelite, MIRCOM, Notifier, System Sensor] [IDC] 01 [*] [IDC 2-WIRE ++] 1151 (C), 1151EIS (C), 1400 (C), 1451 (C), 1451DH (C), 1451DHHT (C), 2100AT (C), 2100S (C), 2100TR (C), 2100TS (C), 2151 w/B110LP (C), 2151 w/B116LP (C), 2151 w/B401 (C
062fdfb8-4043-40d2-8fdb-c9e4d12156f5 |  |  |  | North | Simplex |  | Cards & Components |  |  |  | Card | TRUE | 4007-6304 |  | Right port, multi-mode 4120 duplex fiber media card | 1 | 0.055 | 0.055 |  |  |  |  | TRUE | [5 empty] | #FFFFFFFF |  |  | FALSE | FALSE | FALSE | [20 empty] | DESKTOP-7SAL8M7\acont | 2020-05-11 19:58 | THOR\acont | 2024-10-09 10:48 | Cloned from Simplex 4007-6303
e5ade112-965c-4dfe-a3fb-c9e4fe90045e | NFPA 170 DUCT SMOKE DETECTOR |  |  | North | Fike |  | Duct Smoke Detector |  |  |  | Module | TRUE | 63-1057 |  | Duct Sensor Non-Isolator Version | 1 | [6 empty] | FALSE | TRUE |  |  |  |  | #FFFF0000 | FA-NFPA 170 DUCT SMOKE DETECTOR | 1 | FALSE | FALSE | FALSE | 1400 | [13 empty] | FALSE | [7 empty] | THOR\acont | 2024-09-08 17:27 | 20191121 AC Detector without base | [Fike] [SLC FIKE] [*] [#1 SHARED ADDR ¦ ALL] 20-1063, 20-1064, 20-1343, 55-019/020 (C), 55-021 (C), 55-023 (C), 55-041, 55-042, 55-043, 55-045, 55-046, 55-047, 55-048, 55-050, 55-052, 55-055, 55-056, 55-060, 55-061, 60-1028 (C), 60-1039 (C), 60-1040 (C), [Fike] [AUX POWER] 20-1063, 20-1064, 20-1343, 55-019/020 (C), 55-021 (C), 55-023 (C), 55-043, 55-047, 55-048, 55-050, 55-055, 55-056, 55-060, 55-061, 60-1028 (C), 60-1039 (C), 60-1040 (C), 63-028/029 (C), 63-1021 (C), 63-1052 (C), 63-1053 (C), 63-1056 (C
b38c3bbd-cf51-4e33-b795-c9e5e1a63fd3 |  |  |  | North | Edwards |  | Hardware |  |  |  | Hardware | TRUE | 454725ARE |  | 12/2 Solid Twisted Red-Jacket FPLP (Plenum) | 1 | [6 empty] | FALSE | [5 empty] | #FFFFFFFF |  |  | FALSE | FALSE | FALSE | [14 empty] | FALSE | [7 empty] | THOR\acont | 2024-10-09 10:48
a9a44f74-9f23-4faa-bd2e-c9edcc899b41 | NFPA 170 SMOKE HEAT CO DETECTOR |  |  | North | Edwards |  | Smoke/Heat/CO Detector |  |  |  | Module | TRUE | SIGA-OSHCD w/SIGA-AB4G-LF BASE | ++ | Multisensor Smoke, Heat, and CO Detector | 1 | 3.2e-05 | 4.5e-05 |  |  |  |  | FALSE | TRUE |  |  |  |  | #FFFF0000 | FA-NFPA 170 SMOKE HEAT CO DETECTOR | 1 | FALSE | FALSE | FALSE | 1408 | [13 empty] | FALSE |  |  | LF |  |  | DESKTOP-7EIEB7A\acont | 2021-06-10 11:10 | THOR\acont | 2024-09-08 17:27 | Cloned from Edwards SIGA-OSHD w/SIGA-AB4G-LF BASE | [Edwards, Kidde] [SLC EST SENSORS] [*] [#4 TYPE ADDR ¦ SENSORS] KI-DDOS (C), SIGA2-COS w/SIGA-AB4G BASE, SIGA2-COS w/SIGA-AB4G-LF BASE, SIGA2-COS w/SIGA-AB4GT BASE, SIGA2-COS w/SIGA-IB BASE, SIGA2-COS w/SIGA-RB BASE, SIGA2-COS w/SIGA-SB BASE, SIGA2-HCOS [Edwards, Kidde] [SLC EST MODULES/SENSORS] 01 [*] [iO64] DS-HFS (C), DS-PS (C), FX-HD w/IB4U BASE, FX-HD w/RB4U BASE, FX-HD w/SB4U BASE, FX-HD w/SB4U-LF BASE, FX-HD wB4U BASE, FX-PD w/B4U BASE (C), FX-PD w/IB4U BASE (C), FX-PD w/SB4U BASE (C), FX-PD w/SB [Edwards, Kidde] [SLC EST SENSORS] 01 [*] [EST3, iO1000] DS-HFS (C), DS-PS (C), FX-HD w/IB4U BASE, FX-HD w/RB4U BASE, FX-HD w/SB4U BASE, FX-HD w/SB4U-LF BASE, FX-HD wB4U BASE, FX-PD w/B4U BASE (C), FX-PD w/IB4U BASE (C), FX-PD w/SB4U BASE (C), FX-PD w/SB [Edwards, Kidde] [SLC EST MODULES SENSORS] [*] [#2 SHARED ADDR ¦ SENSORS] KI-DDOS (C), SIGA2-COS w/SIGA-AB4G BASE, SIGA2-COS w/SIGA-AB4G-LF BASE, SIGA2-COS w/SIGA-AB4GT BASE, SIGA2-COS w/SIGA-IB BASE, SIGA2-COS w/SIGA-RB BASE, SIGA2-COS w/SIGA-SB BASE, S [Edwards, Kidde] [AUX POWER] FX-HD w/SB4U-LF BASE, FX-PD w/SB4U-LF BASE (C), FX-PHD w/SB4U-LF BASE (C), SIGA2-COS w/SIGA-AB4G-LF BASE, SIGA2-HCOS w/SIGA-AB4G-LF BASE, SIGA2-HFS w/SIGA-AB4G-LF BASE, SIGA2-HRS w/SIGA-AB4G-LF BASE, SIGA2-PCOS w/SIGA-AB4G-LF
e93c85c3-41ef-4d79-b2d7-c9f09556976f | NFPA 170 SPEAKER STROBE CEILING |  |  | North | MIRCOM |  | Speaker/Strobe |  |  |  | Module | TRUE | SPPS-104-25HR | ++ | Ceiling mounted speaker strobe 25V with High Candela Red | 1 | 0 | 0.132 |  |  |  |  | FALSE | TRUE |  |  |  |  | #FF0070C0 | FA-NFPA 170 SPEAKER STROBE CEILING | 1 | FALSE | FALSE | FALSE | 2020 | [13 empty] | FALSE |  |  | C |  |  | DESKTOP-7EIEB7A\acont | 2022-08-30 12:00 | THOR\acont | 2024-09-08 17:27 | Cloned from MIRCOM SPPS-104-25 CLONED CLONED CLONED CLONED CLONED | [MIRCOM] [NAC] [VDC] SPPS-104-25H (C), SPPS-104-25HR (C), SPPS-104-70H (C), SPPS-104-70HR (C) [MIRCOM] [NAC] [VFWR] SPPS-104-25H (C), SPPS-104-25HR (C), SPPS-104-70H (C), SPPS-104-70HR (C) [MIRCOM] [AUDIO 25v] [25V AUDIO] SPP-104-25 (C), SPP-104-25R (C), SPPS-104-25 (C), SPPS-104-25H (C), SPPS-104-25HR (C), SPPS-104-25R (C)
3f95b437-9701-4acf-9fbf-c9f48c59b2bf |  |  |  | North | Simplex |  | Cards & Components |  |  |  | Card | TRUE | 4007-6303 |  | Left port, multi-mode 4120 duplex fiber media card | 1 | 0.055 | 0.055 |  |  |  |  | TRUE | [5 empty] | #FFFFFFFF |  |  | FALSE | FALSE | FALSE | [20 empty] | DESKTOP-7SAL8M7\acont | 2020-05-11 19:58 | THOR\acont | 2024-10-09 10:48 | Cloned from Simplex 4007-6302
ac392bc2-8aa1-425a-82fb-c9f59ad37118 | NFPA 170 HEAT DETECTOR |  |  | North | Janus |  | Heat Detector |  |  |  | Module | TRUE | CF-135W | 99817 | Detector, Heat, Fixed Temperature, 135F, White | 1 | [6 empty] | FALSE | [5 empty] | #FFFF0000 | FA-NFPA 170 HEAT DETECTOR | 1 | FALSE | FALSE | FALSE | 1403 | [13 empty] | FALSE |  |  | 135° FT |  |  | DESKTOP-QGO6JOK\acont | 2021-06-01 11:46 | THOR\acont | 2024-09-08 17:27 | Cloned from Janus CR-135W | [Janus] [IDC] 02 CF-135W, CF-200W, CR-135W, CR-200-2-MP, CR-200W
4bc93142-2ea4-42ff-a288-ca04c15ca83c | NFPA 170 STROBE CEILING |  |  | North | FCI |  | Strobe |  |  |  | Module | TRUE | SC2430/W | ++ | Ceiling mt. Strobe, 30 cd | 1 | 0 | 0.347 |  |  |  |  | FALSE | TRUE |  |  |  |  | #FF0070C0 | FA-NFPA 170 STROBE CEILING | 1 | FALSE | FALSE | FALSE | 2022 | [13 empty] | FALSE | [5 empty] | THOR\acont | 2025-02-25 16:16 | THOR\acont | 2025-02-25 16:20 | Cloned from Eaton Wheelock RSS-2430W-FR | [Eaton Wheelock, FCI] [NAC] [DC MAX] RS-2415W-FR, SC2430/W (C)
3d9e13bf-1cda-4ef7-82cb-ca05c8899782 | CADGEN KEYPAD |  |  | North | Bosch |  | Keypad Interface |  |  |  | Module | TRUE | B930 | ++ | ATM Style-Alpha Numeric Keypad, SDI2 | 1 | 0.035 | 0.08 |  |  | 12 | [7 empty] | #FFFF0000 | FA-CADGEN KEYPAD | 1 | FALSE | FALSE | FALSE | [20 empty] | DESKTOP-7EIEB7A\acont | 2022-07-23 11:02 | THOR\acont | 2024-09-08 17:27 | Cloned from Bosch B921C | [BluePoint, Bosch] [SDI2 BOSCH] [*] [ALL DEVICES ++] B208, B299, B308, B426, B450, B450-CHI, B450-M, B810, B820, B901, B915, B915I, B920, B921C, B925F, B926F, B930, B940W, B942, B942W, BP-BHE-B208A, BP-BHE-B299
b4f67dcc-032b-46d0-b823-ca11761d280d | NFPA 170 SMOKE DETECTOR |  |  | North | Siemens |  | Smoke Detector |  |  |  | Module | TRUE | OP921 | S54320-F4-A2 | Optical Smoke Detector | 1 | 0.00025 | 0.00041 |  |  |  |  | FALSE | TRUE |  |  |  |  | #FFFF0000 | FA-NFPA 170 SMOKE DETECTOR | 1 | FALSE | FALSE | FALSE | 1408 | [13 empty] | FALSE | [5 empty] | DESKTOP-7SAL8M7\acont | 2018-12-28 14:47 | THOR\acont | 2024-09-08 17:27 | 20191121 AC Detector without base | [Siemens] [SLC MODULES SENSORS] [*] [#2 SHARED ADDR ¦ SENSORS] FDBZ492 w/OP921 (C), FDBZ492-HR w/FDO421 (C), FDBZ492-HR w/OP921 (C), FDO421 (C), FDO421 w/DB-11 BASE (C), FDOT421 w/DB-11 BASE (C), FDOT421 w/DB2-HR BASE (C), FDT421 w/DB-11 BASE, FP-11 w/DB
7328ba5d-2e40-46cc-82e2-ca12c5e11a1d |  |  |  | North | Edwards |  | Hardware |  |  |  | Hardware | TRUE | 513-A |  | Grille - for (1) 10" bell, grill horn, or chime | 1 | [6 empty] | FALSE | [5 empty] | #FFFFFFFF |  |  | FALSE | FALSE | FALSE | [14 empty] | FALSE | [7 empty] | THOR\acont | 2024-10-09 10:48
cc1a6efe-979d-4680-b285-ca19f556d447 |  |  |  | North | Bosch | [5 empty] | Module | TRUE | MODEM-KIT-2400B | * | MODEM-2400 (PARTS ONLY) 0000075321 | 1 | [12 empty] | #FFFFFFFF |  |  | FALSE | FALSE | FALSE | [20 empty] | DESKTOP-7EIEB7A\acont | 2021-08-13 06:25 | THOR\acont | 2024-10-09 10:48
e227c684-590f-4a9f-9965-ca1a116a6909 | NFPA 170 SMOKE DETECTOR |  |  | North | Gamewell FCI |  | Smoke Detector |  |  |  | Module | TRUE | ASD-PL3R-IV | + | Photoelectric smoke detector, remote test capable, for use with DNR(W) duct smoke detectors, ivory, Velociti/CLIP | 1 | 0.0002 | 0.0045 |  |  |  |  | FALSE | TRUE | FLUSH |  | 4" SQ. DEEP | 3 "O" PLASTER RING | #FFFF0000 | FA-NFPA 170 SMOKE DETECTOR | 1 | FALSE | FALSE | FALSE | 1408 | [13 empty] | FALSE | [5 empty] | DESKTOP-7SAL8M7\acont | 2019-04-25 06:35 | THOR\acont | 2024-09-08 17:27 | 20191121 AC Detector without base | [Gamewell FCI] [SLC MODULES SENSORS] [*] [#2 SHARED ADDR ¦ SENSORS] ADPF (C), ASD-PL2F w/B200S-LF-WH (C), ASD-PL2F w/B210LP (C), ASD-PL2FR (C), ASD-PL3 w/B200S-LF-WH (C), ASD-PL3 w/B200SR-LF-WH (C), ASD-PL3 w/B200SR-WH (C), ASD-PL3 w/B224BI-WH (C), ASD-P [Gamewell FCI] [SLC SENSORS] [*] [#4 TYPE ADDR ¦ SENSORS] ADPF (C), ASD-PL2F w/B200S-LF-WH (C), ASD-PL2F w/B210LP (C), ASD-PL2FR (C), ASD-PL3 w/B200S-LF-WH (C), ASD-PL3 w/B200SR-LF-WH (C), ASD-PL3 w/B200SR-WH (C), ASD-PL3 w/B224BI-WH (C), ASD-PL3 w/B224R | [Gamewell FCI] ASD-PL2FR, ASD-PL3R, ASD-PL3R-IV, DNR w/ASD-PL2FR, DNR w/ASD-PL3R, DNRW w/ASD-PL2FR, DNRW w/ASD-PL3, DNRW w/ASD-PL3R
474c7ca1-9130-4a05-b178-ca1fb037cddc | NFPA 170 AMPLIFIER RACK | RISER AMP |  | North | Potter |  | Cards & Components |  |  |  | Card | TRUE | VM-1000 | + | Voice Module | 1 | 0.053 | 0.069 |  |  |  |  | TRUE | [5 empty] | #FFFF0000 | FA-NFPA 170 AMPLIFIER RACK | 1 | FALSE | FALSE | FALSE | 300 | [13 empty] | FALSE | [5 empty] | DESKTOP-7EIEB7A\acont | 2023-03-02 07:32 | THOR\acont | 2024-09-08 17:27 | Cloned from Potter LOC-1000 Main Board | [Potter] [V-LINK] [#1 V-LINK] DCA-10025 (25V) Main Board, DCA-10025 (70V) Main Board, DCA-5025 (25V) Main Board, VM-1000 [Potter] [AUDIO LOW] [VOICE] FFT-EXP, VM-1000 [Potter] [V-LINK] [#2 V-LINK] DCA-10025 (25V) Main Board, DCA-10025 (70V) Main Board, DCA-5025 (25V) Main Board, LOC-1000 Main Board, SCA-10070 (25V) Main Board, SCA-10070 (70V) Main Board, SCA-2525 (25V) Main Board, SCA-2570 (25V) Main Board, SCA-2570 ( [Potter] [P-LINK] [*] [P-LINK] DCA-10025 (25V) Main Board, DCA-10025 (70V) Main Board, DCA-5025 (25V) Main Board, FFT-1000 Main Board, LOC-1000 Main Board, SCA-10070 (25V) Main Board, SCA-10070 (70V) Main Board, SCA-2525 (25V) Main Board, SCA-2570 (25V) | [Potter] LOC-1000 Main Board, VM-1000
f3544b65-c310-4db0-8b7c-ca23b057c216 |  |  |  | North | Firelite |  | Hardware |  |  |  | Hardware | TRUE | TR-CE | + | Optional trim ring for semi-flush mounting | 1 | [6 empty] | TRUE | [5 empty] | #FFFFFFFF |  |  | FALSE | FALSE | FALSE | [20 empty] | DESKTOP-7SAL8M7\acont | 2019-03-28 05:04 | THOR\acont | 2024-10-09 10:48 | Cloned from Firelite DP-ES-R
4462fe67-9f78-4d97-968c-ca24099e1eec | NFPA 170 FIRE ALARM CONTROL UNIT | RISER FACP |  | North | Hochiki |  | Fire Alarm Control Unit |  |  |  | Assembly | TRUE | LA303K1-60 |  | FireNET L@TITUDE Analog Addressable Fire Alarm Control Panel, 4 Slot Deep Enclosure, 10.25 A Auto Voltage, 2-Loop Panel Module, Hochiki Protocol, Network Module, and Media Gateway™, Black, 48 Zone LEDs | 1 | [6 empty] | FALSE |  |  | *Refer to Install Sheet | 16.5in (W) x 23.2in (H) x 8in (D) | KM5FCRD (Optional Semi-Flush Mounting Kit) | #FFFF0000 | FA-NFPA 170 FIRE ALARM CONTROL UNIT | 1 | FALSE | FALSE | FALSE | 202 | [8 empty] | 7,12,18,28 |  |  | 10.25 |  | TRUE | [5 empty] | DESKTOP-GHR3H5U\Anthony | 2019-11-27 08:00 | THOR\acont | 2024-09-08 17:27
e053f1f7-6438-4b2a-9d8c-ca26eed237f1 | NFPA 170 STROBE WALL |  |  | North | Eaton Wheelock |  | Strobe |  |  |  | Module | TRUE | RSS-2430W-FR | ++ | Strobe, 24 Vdc, Red, 30cd | 1 | 0 | 0.347 |  |  |  |  | FALSE | FALSE |  |  |  |  | #FF0070C0 | FA-NFPA 170 STROBE WALL | 1 | FALSE | FALSE | FALSE | 2022 | [13 empty] | FALSE | [5 empty] | THOR\acont | 2023-10-23 16:50 | THOR\acont | 2024-09-08 17:27 | Cloned from Eaton Wheelock RS-2415W-FR CLONED | [Eaton Wheelock] [NAC] [DC] RSS-2430W-FR, RSSP-2430W-FR
3449af19-ddd4-4963-83a4-ca284f886605 |  |  |  | North | Bosch | [5 empty] | Module | TRUE | LBB4416/01 | * | PRAESIDEO Network Cable Assembly 0.5m | 1 | [12 empty] | #FFFFFFFF |  |  | FALSE | FALSE | FALSE | [20 empty] | DESKTOP-7EIEB7A\acont | 2021-08-13 06:25 | THOR\acont | 2024-10-09 10:48
766be648-da1e-4778-b7fa-ca2c2a9e58b9 | NFPA 170 MULTI DETECTOR CO |  |  | North | Farenhyt |  | Multi Criteria Detector |  |  |  | Module | TRUE | IDP-FIRE-CO-W w/B300-6 | ++ | Advanced multi-criteria fire/CO detector, white w/Standard Base | 1 | 0.0002 | 0.0045 |  |  |  |  | FALSE | TRUE |  |  |  |  | #FFFF0000 | FA-NFPA 170 MULTI DETECTOR CO | 1 | FALSE | FALSE | FALSE | 1408 | [13 empty] | FALSE |  |  | CO |  |  | DESKTOP-7EIEB7A\acont | 2023-02-27 07:10 | THOR\acont | 2024-09-08 17:27 | Cloned from Silent Knight SK-FIRE-CO-W w/B300-6 | [Farenhyt, Silent Knight] [SLC MODULES SENSORS] [*] [#2 SHARED ADDR ¦ SENSORS] CO1224TR w/ IDP-MINIMON, CO1224TR w/ IDP-MONITOR, DNR w/IDP-PHOTO-R-W (C), DNR w/SK-PHOTO-R-W (C), DNRW w/IDP-PHOTO-R-W (C), DNRW w/SK-PHOTO-R-W (C), HFS-D (C), HFS-P (C), HFS [Farenhyt] [SLC IDP SENSORS] [*] [#4 TYPE ADDR ¦ SENSORS] DNR w/IDP-PHOTO-R-W (C), DNRW w/IDP-PHOTO-R-W (C), IDP-ACCLIMATE (C), IDP-BEAM (C), IDP-DUCT-W w/IDP-PHOTO-R-W (C), IDP-FIRE-CO-W w/B200S-LF-WH (C), IDP-FIRE-CO-W w/B200S-WH (C), IDP-FIRE-CO-W w/B
52995310-9039-4c50-8663-ca3541e2b0b5 |  |  |  | North | Firelite |  | Cards & Components |  |  |  | Card | TRUE | MS-9600LS Main Board | + | Intelligent Addressable FACP with Optional 2nd Loop Main Board | 1 | 0.103 | 0.253 |  |  |  |  | TRUE | FALSE |  |  |  |  | #FFFFFFFF |  |  | FALSE | FALSE | FALSE | [14 empty] | FALSE | [7 empty] | THOR\acont | 2024-10-09 10:48 |  | [ADT Unimode, AES, Firelite, NAPCO, Notifier] [VAC ] [VAC] 1640, 200UDLS Main Board, 411UDAC Main Board, ACC-25/50 Main Board, BE-500 CPU, CPU-N16LD, CPU-N16LND, ECC-125DA (25V) Main Board, ECC-50/100 Main Board (100W, 25V), ECC-50/100 Main Board (100W, [Ditek, Monaco Enterprises, Spectronix, WBOX] [VAC ] [VAC] 0E-SPROACHW, 210-524-00, DTK-120HW, DTK-120HWLOK, DTK-120HW-SS, DTK-1F, DTK-1FF, SA400 Main Board | [Firelite] MS-9600LS Main Board, MS-9600UDLS Main Board
8fa70ca2-d9d4-4b2d-84b1-ca35ef468b44 |  |  |  | North | MIRCOM | [5 empty] | Module | TRUE | BB-1002D/DR/DS/DB | new | Remote Annunciator Enclosure Houses two module. “D” White “DR” Red "DS" Stainless Steel or "DB" for Black Door. | 1 | [12 empty] | #FFFFFFFF |  |  | FALSE | FALSE | FALSE | [20 empty] | THOR\acont | 2024-02-24 16:13 | THOR\acont | 2024-10-09 10:48
3ec03981-345f-4e14-aa8b-ca39a418cf5b | NFPA 170 HORN CEILING |  |  | North | Siemens |  | Horn |  |  |  | Module | TRUE | NH-CR | 500-636085++ | NH HORN RED CEILING | 1 | [7 empty] | TRUE |  |  |  |  | #FF0070C0 | FA-NFPA 170 HORN CEILING | 1 | FALSE | FALSE | FALSE | 2011 | [16 empty] | C |  |  | THOR\acont | 2023-09-27 11:20 | THOR\acont | 2024-09-08 17:27 | Cloned from Siemens NH-CW | [Siemens] [NAC] [DC HIGH DB] NH-CR (C), NH-CW (C)
7dcdf605-1e28-496b-a919-ca3aca6b2eca | NFPA 170 MANUAL PULL |  |  | North | Siemens |  | Manual Station |  |  |  | Module | TRUE | HMS-M | 500-033450 | METAL MANUAL STATION - SINGLE ACTION | 1 | [12 empty] | #FFFF0000 | FA-NFPA 170 MANUAL PULL | 1 | FALSE | FALSE | FALSE | 957 | [19 empty] | DESKTOP-7SAL8M7\acont | 2019-08-13 09:04 | THOR\acont | 2024-09-08 17:27
2d2c3a7d-6345-43e6-a671-ca4486992161 | NFPA 170 AMPLIFIER RACK | RISER AMP |  | North | Edwards |  | Amplifier |  |  |  | Assembly | TRUE | ANS100MDG2 |  | 100W Audio Notification Panel, Gray | 1 | [6 empty] | FALSE | [5 empty] | #FFFF0000 | FA-NFPA 170 AMPLIFIER RACK | 1 | FALSE | FALSE | FALSE | 300 | [8 empty] | 7,12,18 |  |  |  |  | TRUE | [7 empty] | THOR\acont | 2024-09-08 17:27
da5efd80-5a26-4873-b2ac-ca4d84b013c0 |  |  |  | North | Siemens | [5 empty] | Module | TRUE | 40/40U-122SF | S54430-F243-A1 | UV FLM DET WO1 85C 3/4" SS FM | 1 | [12 empty] | #FFFFFFFF |  |  | FALSE | FALSE | FALSE | [20 empty] | DESKTOP-7SAL8M7\acont | 2019-08-13 09:04 | THOR\acont | 2024-10-09 10:48
737768a3-33fe-4968-8041-ca4e0edcd2ec | NFPA 170 STROBE WALL |  |  | North | Edwards |  | Strobe |  |  |  | Module | TRUE | 116DEGEXM-FJ |  | Explosionproof Strobe - Genesis synchronization MAGENTA LENS | 1 | 0 | 0.505 |  |  |  |  | FALSE | [5 empty] | #FF0070C0 | FA-NFPA 170 STROBE WALL | 1 | FALSE | FALSE | FALSE | 2023 | [13 empty] | FALSE |  |  | EXP |  |  | AUGUSTXPS17-EUP\aucon | 2023-01-13 11:57 | THOR\acont | 2024-09-08 17:27 | Cloned from Edwards 116DEGEXA-FJ CLONED CLONED | [Edwards] [NAC] [24 VDC] 116DEGEXM-FJ [Edwards] [NAC] [24 FWR] 116DEGEXM-FJ
db094d63-805e-4079-ada7-ca554326336e | NFPA 170 SMOKE HEAT DETECTOR |  |  | North | Apollo |  | Smoke/Heat Detector |  |  |  | Module | FALSE | D900-MSENSOR w/D900-BASE4 |  | MULTISENSOR DETECTOR W/ 4" BASE | 1 | 0.0005 | 0.0005 |  |  |  |  | FALSE | TRUE |  |  |  |  | #FFFF0000 | FA-NFPA 170 SMOKE HEAT DETECTOR | 1 | FALSE | FALSE | FALSE | 1411 | [13 empty] | FALSE | [7 empty] | THOR\acont | 2024-09-08 17:27 | 20191121 AC Detector with base | [Apollo] [SLC APOLLO MODULES/SENSORS] [#10] D900-MSENSOR w/D900-BASE4 (C), D900-MSENSOR w/D900-BASE6 (C) [Advanced, Apollo] [SLC APOLLO MODULES SENSORS] [*] [#2 SHARED ADDR ¦ SENSORS] SA5150-650ADV w/SA5000-230ADV (C), SA5150-750ADV w/SA5000-210ADV (C), 45681-800 (C), 45681-805 (C), 55000-450 w/45681-210UL (C), 55000-450 w/45681-225APO (C), 55000-450 w/
c048ada1-ff31-4a1c-903c-ca5905af5b4a | NFPA 170 FIRE ALARM CONTROL UNIT | RISER FACP |  | North | Edwards |  | Fire Alarm Control Unit |  |  |  | Assembly | TRUE | iO64R-2 |  | FACP, 1 Loop, 64pt, 2 Cl B NACs, red, 230v | 1 | [6 empty] | FALSE | [5 empty] | #FFFF0000 | FA-NFPA 170 FIRE ALARM CONTROL UNIT | 1 | FALSE | FALSE | FALSE | 202 | [8 empty] | 7,12,18,26 |  | 10 |  |  | TRUE | [7 empty] | THOR\acont | 2024-09-08 17:27
e5a928fc-6774-4fcb-bc38-ca5942d9a224 | NFPA 170 SPEAKER STROBE |  |  | North | System Sensor |  | Speaker/Strobe |  |  |  | Module | TRUE | SPSRLED | ++ | 2-WIRE, SPEAKER STROBE LED RED WALL | 1 | 0 | 0.017 |  |  |  |  | FALSE | [5 empty] | #FF0070C0 | FA-NFPA 170 SPEAKER STROBE | 1 | FALSE | FALSE | FALSE | 2019 | [13 empty] | FALSE | [5 empty] | THOR\acont | 2024-02-21 10:58 | THOR\acont | 2024-09-08 17:27 | Cloned from System Sensor SPSR | [System Sensor] [AUDIO 70.7v] [70V AUDIO] SPSCRLED (C), SPSCRLED-B (C), SPSCRLED-BT (C), SPSCWLED (C), SPSCWLED-B (C), SPSCWLED-BT (C), SPSCWLED-CLR-ALERT (C), SPSCWLED-P (C), SPSCWLED-SP (C), SPSCWLED-T (C), SPSCWLED-TP (C), SPSRLED, SPSRLED-B, SPSRLED- [System Sensor] [NAC] [VDC] SPSRLED, SPSRLED-B, SPSRLED-P, SPSRLED-SP, SPSWLED, SPSWLED-ALERT, SPSWLED-B, SPSWLED-CLR-ALERT, SPSWLED-P [System Sensor] [AUDIO 25v] [25V AUDIO] SPSCRLED (C), SPSCRLED-B (C), SPSCRLED-BT (C), SPSCWLED (C), SPSCWLED-B (C), SPSCWLED-BT (C), SPSCWLED-CLR-ALERT (C), SPSCWLED-P (C), SPSCWLED-SP (C), SPSCWLED-T (C), SPSCWLED-TP (C), SPSRLED, SPSRLED-B, SPSRLED-P,
d7216cce-0342-4441-a036-ca5b3c2b2446 |  |  |  | North | Simplex |  | Hardware |  |  |  | Hardware | TRUE | 4100-2320 |  | AUDIO EXPANSION BAY | 1 | [12 empty] | #FFFFFFFF |  |  | FALSE | FALSE | FALSE | [20 empty] | AULAPTOP-PC\Aulaptop | 2019-07-04 04:36 | THOR\acont | 2024-10-09 10:48
074c44d7-15b5-4cc2-a1f8-ca5e3f70ea0a | CADGEN MOTION DETECTOR WALL |  |  | North | Bosch |  | Motion Detector |  |  |  | Module | TRUE | ISC-CDL1-W15G-CHI | ++ | Motion detector, 50ft (15m) | 1 | 0.015 | 0.035 |  |  | 12 |  | FALSE | [5 empty] | #FFFF0000 | FA-CADGEN MOTION DETECTOR WALL | 1 | FALSE | FALSE | FALSE | [14 empty] | FALSE | [5 empty] | DESKTOP-7EIEB7A\acont | 2022-07-26 11:35 | THOR\acont | 2024-09-08 17:27 | Cloned from Bosch ISC-CDL1-W15G | [Bosch, Optex] [ACCESS CONTROL INPUT] [*] [INPUT] DS1101i, DS1102i, DS1103i, DS1108i, DS936 (C), DS9360 (C), DS936B (C), DS936-CHI (C), DS936-FRA (C), DS937 (C), DS9370 (C), DS9371 (C), DS939 (C), DS939-CHI (C), FX-360 (C), ISC-BDL2-W12G, ISC-BDL2-W12GE, [Bosch, Optex] [IDC] 01 [INPUT] DS1101i, DS1102i, DS1103i, DS1108i, DS936 (C), DS9360 (C), DS936B (C), DS936-CHI (C), DS936-FRA (C), DS937 (C), DS9370 (C), DS9371 (C), DS939 (C), DS939-CHI (C), FX-360 (C), ISC-BDL2-W12G, ISC-BDL2-W12GE, ISC-BDL2-W12HE, I [BluePoint, Bosch, Honeywell] [AUX POWER] [*] [12VDC ++] BP01-302, BP01-303, D125B, D185, DS1101i, DS1102i, DS1103i, DS1108i, DS936 (C), DS9360 (C), DS936B (C), DS936-CHI (C), DS936-FRA (C), DS937 (C), DS9370 (C), DS9371 (C), DS939 (C), DS939-CHI (C), EN
01e09ba2-a38a-4b10-a2a8-ca6168e3313c | CADGEN MOTION DETECTOR WALL |  |  | North | Bosch |  | Motion Detector |  |  |  | Module | TRUE | RFPR-12-CHI | ++ | Wireless motion detector, 40ft (12m) | 1 |  |  |  |  | 3 | [7 empty] | #FFFF0000 | FA-CADGEN MOTION DETECTOR WALL | 1 | FALSE | FALSE | FALSE | [17 empty] | RPT |  |  | DESKTOP-7EIEB7A\acont | 2022-07-26 16:42 | THOR\acont | 2024-09-08 17:27 | Cloned from Bosch RFPR-12-A | [BluePoint, Bosch] [BOSCH WIRELESS] [ALL DEVICES ++] BP01-302, BP02-202M, BP02-202P, BP02-A202M, BP02-A202P, BP02-A202PH, BP03-302, BP03-A102M, BP03-A102P, RFBT-A, RFDL-11, RFDL-11-A, RFDL-11-CHI, RFDW-RM, RFDW-RM-A, RFDW-RM-CHI, RFDW-SM, RFDW-SM-A, RFDW
2a4d1015-ae8c-415f-8249-ca68c83da5d4 |  |  |  | North | Bosch | [5 empty] | Module | TRUE | NBE-5503-AL | * | Bullet 5MP HDR 2.7-12mm auto IP67 IK10 0000096968 | 1 | [12 empty] | #FFFFFFFF |  |  | FALSE | FALSE | FALSE | [20 empty] | DESKTOP-7EIEB7A\acont | 2021-08-13 06:25 | THOR\acont | 2024-10-09 10:48
7d4c9199-1e52-4d58-8079-ca6de3854e72 |  |  |  | North | Bosch | [5 empty] | Module | TRUE | ZX835-1 | * | ZONEX TRITECH PIRMICROWAVE DETECTOR | 1 | [12 empty] | #FFFFFFFF |  |  | FALSE | FALSE | FALSE | [20 empty] | DESKTOP-7EIEB7A\acont | 2021-08-13 06:25 | THOR\acont | 2024-10-09 10:48
c797857f-e969-4238-a011-ca7276379496 | NFPA 170 FIRE ALARM CONTROL UNIT | RISER FACP |  | North | Advanced |  | Fire Alarm Control Unit |  |  |  | Assembly | TRUE | Mx-5202 | ++ | Multi Loop Panel in Standard Sized Enclosure | 1 | [6 empty] | TRUE |  |  |  | 340 x 430 x 115 |  | #FFFF0000 | FA-NFPA 170 FIRE ALARM CONTROL UNIT | 1 | FALSE | FALSE | FALSE | 202 | [8 empty] | 4,7,12 |  | 12 |  |  | TRUE | [5 empty] | DESKTOP-7EIEB7A\acont | 2023-02-13 06:57 | THOR\acont | 2024-09-08 17:27 | Cloned from Advanced Mx-5201
f7af4f6b-e5d2-45ec-a6a8-ca79d863d977 | NFPA 170 LCD ANNNUNCIATOR DISPLAY | RISER ANNUNCIATOR |  | North | Edwards |  | LCD Annunciator |  |  |  | Module | TRUE | RLCD-PG |  | LCD Ann, 4x20 LCD, w/common LEDs, white, Portuguese | 1 | 0.098 | 0.113 |  |  |  |  | FALSE | [5 empty] | #FFFF0000 | FA-NFPA 170 LCD ANNNUNCIATOR DISPLAY | 1 | FALSE | FALSE | FALSE | 257 | [8 empty] | 7,12,18 |  |  |  |  | FALSE | [7 empty] | THOR\acont | 2024-09-08 17:27 |  | [Edwards, Kidde] [AUX POWER] [*] K-RLCD-C, K-RLCD-CR, K-RLCD-R, RLCD, RLCD-C, RLCD-CF, RLCD-C-PG, RLCD-CR, RLCD-C-SP, RLCD-F, RLCD-PG, RLCD-SP [Edwards, Kidde] [RS-485] GCI (C), GCIX (C), K-RLCD-C, K-RLCD-CR, K-RLCD-R, RLCD, RLCD-C, RLCD-CF, RLCD-C-PG, RLCD-CR, RLCD-C-SP, RLCD-F, RLCD-PG, RLCD-SP, RLED24 Mainboard, RLED24R Mainboard, RLED-C Mainboard, RLED-CF Mainboard, RLED-CR Mainboard
092e094d-9e81-4bf1-9fc4-ca7e4d2e6fcd | NFPA 170 FIRE ALARM CONTROL UNIT | RISER FACP |  | North | Farenhyt |  | Fire Alarm Control Unit |  |  |  | Assembly | TRUE | RFP-2100B SD protocol |  | Remote Fire Alarm Panel without built in display. Black | 1 | [6 empty] | FALSE | [5 empty] | #FFFF0000 | FA-NFPA 170 FIRE ALARM CONTROL UNIT | 1 | FALSE | FALSE | FALSE | 202 | [8 empty] | 7,12,18 |  |  |  |  | TRUE | [7 empty] | THOR\acont | 2024-09-08 17:27 | Assembly Created Need Circuits
05862c8a-d894-4a70-a2b1-ca8196f4c4db |  |  |  | North | Siemens |  | Cards & Components |  |  |  | Card | TRUE | FireFinder XLS Main Board |  | CARD, FireFinder XLS Main Board | 1 | [6 empty] | TRUE | [5 empty] | #FFFFFFFF |  |  | FALSE | FALSE | FALSE | [20 empty] | AULAPTOP-PC\Aulaptop | 2019-04-20 13:33 | THOR\acont | 2024-10-09 10:48
606aba6f-bd82-49e6-99b7-ca8ba8c4ae60 | NFPA 170 LCD ANNNUNCIATOR DISPLAY | RISER ANNUNCIATOR |  | North | Edwards |  | LCD Annunciator |  |  |  | Module | TRUE | RLCD-CF |  | LCD Ann, 4x20 LCD, w/common LEDs & Ctrls, white, French | 1 | 0.099 | 0.115 |  |  |  |  | FALSE | [5 empty] | #FFFF0000 | FA-NFPA 170 LCD ANNNUNCIATOR DISPLAY | 1 | FALSE | FALSE | FALSE | 257 | [8 empty] | 7,12,18 |  |  |  |  | FALSE | [7 empty] | THOR\acont | 2024-09-08 17:27 |  | [Edwards, Kidde] [AUX POWER] [*] K-RLCD-C, K-RLCD-CR, K-RLCD-R, RLCD, RLCD-C, RLCD-CF, RLCD-C-PG, RLCD-CR, RLCD-C-SP, RLCD-F, RLCD-PG, RLCD-SP [Edwards, Kidde] [RS-485] GCI (C), GCIX (C), K-RLCD-C, K-RLCD-CR, K-RLCD-R, RLCD, RLCD-C, RLCD-CF, RLCD-C-PG, RLCD-CR, RLCD-C-SP, RLCD-F, RLCD-PG, RLCD-SP, RLED24 Mainboard, RLED24R Mainboard, RLED-C Mainboard, RLED-CF Mainboard, RLED-CR Mainboard
c7ffc1e4-fd99-433d-94f8-ca8c8ddcb662 | NFPA 170 SMOKE DETECTOR |  |  | North | Firelite |  | Smoke Detector |  |  |  | Module | TRUE | SD365 w/B200SR-WH | + | White, Addressable photoelectric detector, Sounder Base | 1 | 0.0002 | 0.0045 |  |  |  |  | FALSE | TRUE |  |  |  |  | #FFFF0000 | FA-NFPA 170 SMOKE DETECTOR | 1 | FALSE | FALSE | FALSE | 1408 | [13 empty] | FALSE | [5 empty] | DESKTOP-7EIEB7A\acont | 2023-04-05 13:58 | THOR\acont | 2024-09-08 17:27 | Cloned from Firelite SD365 w/B200S-WH | [Firelite, System Sensor] [SLC SENSORS] [*] [#4 TYPE ADDR ¦ SENSORS] AD355 w/B200SR-LF-WH (C), AD355 w/B200SR-WH (C), AD355 w/B210LP (C), AD355 w/B224BI-WH (C), AD355 w/B224RB-WH (C), AD355 w/B501 (C), BEAM355 (C), BEAM355S (C), CP355 w/B200SR-WH (C), CP [Firelite] [AUX POWER] AD355 w/B200SR-WH (C), CP355 w/B200SR-WH (C), H355 w/B200SR (C), H355HT w/B200SR (C), H355R w/B200SR (C), H365 w/B200S-WH (C), H365HT w/B200S-WH (C), H365R w/B200S-WH (C), SD355 w/B200SR (C), SD355CO w/B200S-WH (C), SD355T w/B200SR [Firelite, System Sensor] [SLC MODULES SENSORS] [*] [#2 SHARED ADDR ¦ SENSORS] AD355 w/B200SR-LF-WH (C), AD355 w/B200SR-WH (C), AD355 w/B210LP (C), AD355 w/B224BI-WH (C), AD355 w/B224RB-WH (C), AD355 w/B501 (C), BEAM355 (C), BEAM355S (C), CP355 w/B200SR-
b7136e5c-43c1-44a3-8e02-ca924ceada05 |  |  |  | North | Autocall |  | Hardware |  |  |  | Hardware | TRUE | 2081-9287 | ++ | System Batteries, Sealed Lead-Acid, 25 Ah | 1 | 0 | 0 |  |  |  |  | TRUE | [5 empty] | #FFFFFFFF |  |  | FALSE | FALSE | FALSE | [20 empty] | THOR\acont | 2025-02-04 10:05 | THOR\acont | 2025-02-04 10:07 | Cloned from Autocall 2081-9275
81162427-8fda-4865-80c4-ca975a3615c9 |  |  |  | North | Edwards |  | Hardware |  |  |  | Hardware | TRUE | MN-GVD32EXW |  | HPSA 2nd year extended warranty 3200 watt MN-GVD series | 1 | [6 empty] | FALSE | [5 empty] | #FFFFFFFF |  |  | FALSE | FALSE | FALSE | [14 empty] | FALSE | [7 empty] | THOR\acont | 2024-10-09 10:48
ade95319-d62d-4aaa-b600-ca98873c2a2c |  |  |  | North | Edwards |  | Hardware |  |  |  | Hardware | TRUE | EVSC3R-21 |  | In-graphic 2-pos Rotary Switch, ON wired, 1 point | 1 | [6 empty] | FALSE | [5 empty] | #FFFFFFFF |  |  | FALSE | FALSE | FALSE | [14 empty] | FALSE | [7 empty] | THOR\acont | 2024-10-09 10:48
82c0ab25-a6bb-4c07-a71f-ca9d92f0261e | NFPA 170 SMOKE DETECTOR |  |  | North | Hochiki |  | Smoke Detector |  |  |  | Module | TRUE | SLR-24V w/NS6-224 STANDARD BASE | SLR-24V w/NS6-224 STANDARD BASE | PHOTOELECTRIC SMOKE DETECTOR w/ STANDARD BASE | 1 |  | 0.193 |  |  |  |  | TRUE | TRUE |  | *Refer to Install Sheet |  |  | #FFFF0000 | FA-NFPA 170 SMOKE DETECTOR | 1 | FALSE | FALSE | FALSE | 1408 | [19 empty] | DESKTOP-0D6CQVA\lousc | 2019-10-06 17:46 | THOR\acont | 2024-09-08 17:27 | from Hochiki SOC-24V w/NS6-224 STANDARD BASE | [Hochiki] [IDC] 02 [IDC] SLR-24H w/HSC-220L LATCHING LED BASE (C), SLR-24H w/HSC-220R - 2 WIRE RELAY BASE (C), SLR-24H w/HSC-221L LATCHING LED BASE (C), SLR-24H w/HSC-221R - 2 WIRE RELAY BASE (C), SLR-24H w/HSC-224L LATCHING LED BASE (C), SLR-24H w/HSC-2
1f0aff70-8552-4154-999b-ca9e185172e2 |  |  |  | North | Bosch | [5 empty] | Module | TRUE | UHO-HBGS-11 | * | Outdoor Housing 24Vac Nominal 5060Hz Lens Up To 103-In Heater Blower Sunshield Feed-Thru Cabling | 1 | [12 empty] | #FFFFFFFF |  |  | FALSE | FALSE | FALSE | [20 empty] | DESKTOP-7EIEB7A\acont | 2021-08-13 06:25 | THOR\acont | 2024-10-09 10:48
cac6481a-4784-4708-86bc-ca9eb34984d5 |  |  |  | North | Edwards | [5 empty] | Assembly | TRUE | QS4-12-G-2 |  | FAP w/ 12 Option Card Space, Gray, 230V | 1 | [6 empty] | FALSE | [5 empty] | #FFFFFFFF |  |  | FALSE | FALSE | FALSE | [14 empty] | FALSE | [7 empty] | THOR\acont | 2024-10-09 10:48
350fcfda-4f70-45cc-ab61-caa8377b577a | NFPA 170 HORN |  |  | North | Siemens |  | Horn |  |  |  | Module | TRUE | LFS-AL-W | S54329-A5-A1 | Low Frequency Sounder / "Alert" Text / White | 1 | [12 empty] | #FF0070C0 | FA-NFPA 170 HORN | 1 | FALSE | FALSE | FALSE | [17 empty] | LF |  |  | DESKTOP-7EIEB7A\acont | 2022-05-13 08:28 | THOR\acont | 2024-09-08 17:27 | Cloned from Siemens LFS-AL-R | [Siemens] [NAC] [VDC CONTINUOUS] LFS-AL-R, LFS-AL-W, LFS-CO-R, LFS-CO-W, LFS-F-R, LFS-F-W, LFS-N-R, LFS-N-W [Siemens] [NAC] [VFWR CONTINUOUS] LFS-AL-R, LFS-AL-W, LFS-CO-R, LFS-CO-W, LFS-F-R, LFS-F-W, LFS-N-R, LFS-N-W
8b9d4395-1fbe-44ea-bf2f-cab3b8f07c7b |  |  |  | North | Edwards |  | Cards & Components |  |  |  | Card | TRUE | 4-24L | + | 24 Indicator Display Module | 1 | 0.00852 | 0.00852 |  |  |  |  | TRUE | [5 empty] | #FFFFFFFF |  |  | FALSE | FALSE | FALSE | [20 empty] | DESKTOP-7SAL8M7\acont | 2019-12-13 12:52 | THOR\acont | 2024-10-09 10:48
83f38d30-595c-4b5b-bcb4-cabe6ab2f21d | NFPA 170 STROBE WALL |  |  | North | Siemens |  | Strobe |  |  |  | Module | TRUE | U-MCS | 500-699701 | Multicandela Selectable Strobe - Red | 1 | [12 empty] | #FF0070C0 | FA-NFPA 170 STROBE WALL | 1 | FALSE | FALSE | FALSE | 2010 | [19 empty] | THOR\acont | 2024-05-07 06:10 | THOR\acont | 2024-09-08 17:27 | Cloned from Siemens U-MCS | [Siemens] [NAC] [HIGH VOLUME] U-MCS, U-MCS-W, U-MHU-MCS, U-MHU-MCS-W [Siemens] [NAC] [DC HIGH DB] U-MCS, U-MCS-W [Siemens] [NAC] [LOW VOLUME] U-MCS, U-MCS-W, U-MHU-MCS, U-MHU-MCS-W
c4daf89e-476a-4e2a-b657-cac28777f181 | NFPA 170 FIRE ALARM CONTROL UNIT | RISER FACP |  | North | Kidde |  | Fire Alarm Control Unit |  |  |  | Assembly | TRUE | VS1-R |  | FACP, 1 Loop, 64pt, 2 Cl B NACs, red, 120v | 1 | [6 empty] | FALSE | [5 empty] | #FFFF0000 | FA-NFPA 170 FIRE ALARM CONTROL UNIT | 1 | FALSE | FALSE | FALSE | 202 | [8 empty] | 7,12,18 |  |  |  |  | TRUE | [7 empty] | THOR\acont | 2024-09-08 17:27
e0a9eabb-8349-4ccc-b752-cacf19100d8d |  |  |  | North | Edwards |  | Hardware |  |  |  | Hardware | TRUE | 73142CIC |  | 14/2 CIC (circuit Integrity) Cable FPLR-CIC (in conduit) | 1 | [6 empty] | FALSE | [5 empty] | #FFFFFFFF |  |  | FALSE | FALSE | FALSE | [14 empty] | FALSE | [7 empty] | THOR\acont | 2024-10-09 10:48
97753304-a7d7-4aff-81f0-cad7e66cfdce | NFPA 170 SMOKE HEAT DETECTOR |  |  | North | Potter |  | Smoke/Heat Detector |  |  |  | Module | TRUE | PAD100-PHD w/PAD100-4DB | + | Photoelectric Smoke/Heat Detector with 4" Standard Base | 1 | 0.0003 | 0.0003 |  |  |  |  | FALSE | TRUE |  |  |  |  | #FFFF0000 | FA-NFPA 170 SMOKE HEAT DETECTOR | 1 | FALSE | FALSE | FALSE | 1411 | [13 empty] | FALSE |  |  | 4DB |  |  |  |  | THOR\acont | 2024-09-08 17:27 | 20191121 AC Detector with base | [Potter] [SLC PAD] [*] [#2 SHARED ADDR ¦ SENSORS] PAD100-CD w/PAD100-4DB, PAD100-CD w/PAD100-6DB, PAD100-CD w/PAD100-IB, PAD100-CD w/PAD100-LFSB, PAD100-CD w/PAD100-RB, PAD100-CD w/PAD100-SB, PAD100-CD w/PAD100-SPKB, PAD100-DUCT (C), PAD100-DUCTR (C), PA
c5dfdfeb-1f43-4c8b-9aad-cadeb6cb8163 | NFPA 170 HEAT DETECTOR |  |  | North | MIRCOM |  | Heat Detector |  |  |  | Module | TRUE | MIX-5251AP w/B501 | + | White, Low-profile 135°F fixed thermal sensor, Standard Base | 1 | 0.0003 | 0.0065 |  |  |  |  | FALSE | TRUE |  |  |  |  | #FFFF0000 | FA-NFPA 170 HEAT DETECTOR | 1 | FALSE | FALSE | FALSE | 1403 | [13 empty] | FALSE |  |  | 135° |  |  | DESKTOP-7SAL8M7\acont | 2019-04-12 13:26 | THOR\acont | 2024-09-08 17:27 | 20191121 AC Detector with base | [MIRCOM] [SLC MODULES SENSORS] [*] [#2 SHARED ADDR ¦ SENSORS] DNR w/MIX-2251BR (C), DNR w/MIX-2351RAP (C), MIX-1251AP w/B200SR-LF-WH (C), MIX-1251AP w/B200SR-WH (C), MIX-1251AP w/B210LP (C), MIX-1251AP w/B224RB-WH (C), MIX-1251AP w/B501 (C), MIX-1251B w/ [MIRCOM] [SLC SENSORS] [*] [#4 TYPE ADDR ¦ SENSORS] DNR w/MIX-2251BR (C), DNR w/MIX-2351RAP (C), MIX-1251AP w/B200SR-LF-WH (C), MIX-1251AP w/B200SR-WH (C), MIX-1251AP w/B210LP (C), MIX-1251AP w/B224RB-WH (C), MIX-1251AP w/B501 (C), MIX-1251B w/B200SR-LF-
e9f4151e-4c92-404f-9160-cae366373275 | NFPA 170 NOTIFICATION CIRCUIT EXTENDER PANEL | RISER NAC |  | North | Notifier |  | Notification Circuit Extender Panel |  |  |  | Assembly | TRUE | HPFF12 | + | 12 AMP Fire Alarm Power Supply | 1 | [6 empty] | FALSE | [5 empty] | #FFFF0000 | FA-NFPA 170 NOTIFICATION CIRCUIT EXTENDER PANEL | 1 | FALSE | FALSE | FALSE | 212 | [8 empty] | 7,12,18,26 |  |  | 12 |  | TRUE | [7 empty] | THOR\acont | 2024-09-08 17:27
749b3a1a-dbe8-4a6a-8aa3-cae46fd6dd59 |  |  |  | North | Siemens | [5 empty] | Module | TRUE | OSE-SPW | S54333-F25-A1 | Standard-power emitter that sends infrared, ultraviolet coded light signals to the imager (rated at 24VDC) | 1 | [12 empty] | #FFFFFFFF |  |  | FALSE | FALSE | FALSE | [22 empty] | THOR\acont | 2024-10-09 10:48 |  | [Siemens] [AUX POWER] OSE-SP (C), OSE-SP-01, OSE-SPW
531e76b1-2a1c-455b-b427-cae70279643d | NFPA 170 STROBE CEILING |  |  | North | Edwards |  | Strobe |  |  |  | Module | TRUE | GCWN-VMHR |  | Strobe, white, no markings, 95, 115, 150, 177 cd, red | 1 | 0 | 0.502 |  |  |  |  | FALSE | TRUE |  |  |  |  | #FF0070C0 | FA-NFPA 170 STROBE CEILING | 1 | FALSE | FALSE | FALSE | 2022 | [13 empty] | FALSE |  |  | C |  |  |  |  | THOR\acont | 2024-09-08 17:27 |  | [Edwards, Kidde] [NAC] [16 VDC] EGCF-S2VMH (C), EGCF-VMH (C), GCF-S2VMH (C), GCF-S7VMH (C), GCF-VMH (C), GCHFRF-S2VMCH (C), GCHFRF-S7VMCH (C), GCHFRN-S2VMCH (C), GCHFRN-S7VMCH (C), GCHFWA-S2VMAH (C), GCHFWA-S2VMCH (C), GCHFWA-S7VMAH (C), GCHFWA-S7VMCH (C [Edwards, Kidde] [NAC] [24 VDC] EGCF-S2VMH (C), EGCF-VMH (C), GCF-S2VMH (C), GCF-S7VMH (C), GCF-VMH (C), GCHFRF-S2VMCH (C), GCHFRF-S7VMCH (C), GCHFRN-S2VMCH (C), GCHFRN-S7VMCH (C), GCHFWA-S2VMAH (C), GCHFWA-S2VMCH (C), GCHFWA-S7VMAH (C), GCHFWA-S7VMCH (C
8f7805d7-050c-4d9a-8f51-caeaf1fed779 | NFPA 170 REMOTE INDICATOR |  |  | North | Monaco Enterprises |  | Remote Indicator |  |  |  | Module | TRUE | 729-091-00 | ++ | Remote, Red LED Annunciator, fits standard single gang electrical box (not included) | 1 | 0 | 0.012 |  |  |  |  | FALSE | FALSE |  |  |  |  | #FFFF0000 | FA-NFPA 170 REMOTE INDICATOR | 1 | FALSE | FALSE | FALSE | 2016 | [13 empty] | FALSE | [5 empty] | DESKTOP-7SAL8M7\acont | 2020-02-23 12:43 | THOR\acont | 2024-09-08 17:27 | Cloned from System Sensor RA100Z | [Farenhyt, Fike, Firelite, Gamewell FCI, MIRCOM, Monaco Enterprises, Notifier, System Sensor] [IDC, LED, RTS] [*] [INPUT TYPE] 729-091-00, RA100Z, RA100Z
b910a5e4-b2e8-467f-b974-caebc6862bd3 | NFPA 170 HEAT DETECTOR |  |  | North | Notifier |  | Heat Detector |  |  |  | Module | TRUE | HD-604 | ++ | Heat Detector, 200°F (93°C) Fixed | 1 | [6 empty] | FALSE | TRUE |  |  |  |  | #FFFF0000 | FA-NFPA 170 HEAT DETECTOR | 1 | FALSE | FALSE | FALSE | 1403 | [13 empty] | FALSE | [7 empty] | THOR\acont | 2024-09-08 17:27 | 20191121 AC Detector without base | [Chemtronics, Firelite, MIRCOM, Notifier, System Sensor] [IDC] 01 [*] [IDC 2-WIRE ++] 1151 (C), 1151EIS (C), 1400 (C), 1451 (C), 1451DH (C), 1451DHHT (C), 2100AT (C), 2100S (C), 2100TR (C), 2100TS (C), 2151 w/B110LP (C), 2151 w/B116LP (C), 2151 w/B401 (C [Honeywell, Notifier, System Sensor] [SLC MODULES SENSORS] [*] [#2 SHARED ADDR ¦ SENSORS] 2251B (C), 2251-COPTIR (C), 2251-COPTIR w/B200S-WH (C), 2251TB (C), 2251TMB (C), 5251B (C), 5251B-WP (C), 5251H (C), 5251RB (C), 5251RB-WP (C), 7251 (C), 7251DH (C) [Honeywell, Notifier, System Sensor] [SLC SENSORS] [*] [#4 TYPE ADDR ¦ SENSORS] 2251B (C), 2251-COPTIR (C), 2251-COPTIR w/B200S-WH (C), 2251TB (C), 2251TMB (C), 5251B (C), 5251B-WP (C), 5251H (C), 5251RB (C), 5251RB-WP (C), 7251 (C), 7251DH (C), DH200LP [Det-Tronics, Edwards, Kidde, Notifier] [IDC] 01 30-3013, 30-3013 w/FMM-101, Q3013D, 5621 (C), 5622 (C), 5623 (C), 5624 (C), BNG-1, BNG-1F, BNG-1FTS, BNG-1R, BNG-1SP, BNG-1TS, BNG-1TSL, BNG-1TSR, BNG-1TSRL, CP-651 (C), HD-601 (C), HD-602 (C), HD-603 (C),
f4a61c3f-753d-4016-92f8-caf6fc19437e |  |  |  | North | Siemens | [5 empty] | Module | TRUE | DCT-P | 500-699291 | PROGRAMMER FOR DCT-1E AND MDACT | 1 | [12 empty] | #FFFFFFFF |  |  | FALSE | FALSE | FALSE | [20 empty] | DESKTOP-7SAL8M7\acont | 2019-08-13 09:04 | THOR\acont | 2024-10-09 10:48
9eae0f45-88cc-4d9e-8bfd-caf95bff1bcd | NFPA 170 ADDRESSABLE INPUT MONITOR MODULE |  |  | North | System Sensor |  | Addressable Module |  |  |  | Module | TRUE | M501M | + | Mini Monitor Module | 1 | 0.0004 | 0.0004 |  |  |  |  | FALSE | [5 empty] | #FFFF0000 | FA-NFPA 170 ADDRESSABLE INPUT MONITOR MODULE | 1 | FALSE | FALSE | FALSE | 1000 | [13 empty] | FALSE |  |  | M |  |  | DESKTOP-7SAL8M7\acont | 2020-02-23 12:29 | THOR\acont | 2024-09-08 17:27 | Cloned from MIRCOM MIX-M501M CLONED | [System Sensor] [SLC MODULES/SENSORS] 01 M500DM, M500M, M500R, M500S, M501M, M502M [System Sensor] [SLC MODULES] 01 M500DM, M500M, M500R, M500S, M501M, M502M | [MIRCOM, Monaco Enterprises, System Sensor] 729-142-00, 729-143-00, 729-217-00, 729-218-00, M500M, M501M, MIX-M500M, MIX-M500MAP, MIX-M501M, MIX-M501MAP
2dc9f9a7-d791-485e-856d-caff33946f09 |  |  |  | North | Notifier |  | Cards & Components |  |  |  | Card | TRUE | CPU-400 | + | Fire Alarm Control Panel Main CPU | 1 | 0.225 | 0.42 |  |  |  |  | TRUE | FALSE |  |  |  |  | #FFFFFFFF |  |  | FALSE | FALSE | FALSE | [9 empty] | 7,12,18 |  |  |  |  | FALSE | [5 empty] | DESKTOP-7SAL8M7\acont | 2020-11-30 10:01 | THOR\acont | 2024-10-09 10:48 | Cloned from Notifier NFW-100X Main Board |  | [Notifier] CPU-400
860c1c3d-c8d7-4579-835c-caff908051ca | NFPA 170 ADDRESSABLE OUTPUT MODULE |  |  | North | Notifier |  | Addressable Control/Relay |  |  |  | Module | TRUE | FCM-1-REL | ++ | Releasing Control Module | 1 | 0.0007 | 0.009 |  |  |  |  | FALSE | FALSE |  |  |  |  | #FFFF0000 | FA-NFPA 170 ADDRESSABLE OUTPUT MODULE | 1 | FALSE | FALSE | FALSE | 1100 | [13 empty] | FALSE |  |  | RCM |  |  |  |  | THOR\acont | 2024-09-08 17:27 |  | [Notifier] [AUX POWER, RELEASING] [INPUT TYPE] FCM-1-REL [Honeywell, Notifier, System Sensor] [SLC MODULES] [*] [#3 TYPE ADDR ¦ MODULES] 30-3013 w/FMM-101, Q3013D, ACM-8R, ACPS-610, AMPS-24, AMPS-24E, EM-1M, EM-1MI, EM-1MM, EM-1MMI, EM-1R, EM-1RI, EM-1SR, EM-1SRI, FCM-1, FCM-1-REL, FD7044 MM-101, FDM-1, FDRM-1 [Honeywell, Notifier, System Sensor] [SLC MODULES SENSORS] [*] [#1 SHARED ADDR ¦ MODULES] 30-3013 w/FMM-101, Q3013D, ACM-8R, ACPS-610, AMPS-24, AMPS-24E, EM-1M, EM-1MI, EM-1MM, EM-1MMI, EM-1R, EM-1RI, EM-1SR, EM-1SRI, FCM-1, FCM-1-REL, FD7044 MM-101, FDM | [Notifier] FCM-1-REL
1f643b0b-417e-4b91-938d-cb02bce9774b | NFPA 170 WET CHEMICAL ABORT SWITCH |  |  | North | Block Definition Only |  | Switch |  |  |  | Module | TRUE | NFPA 170 WET CHEMICAL ABORT SWITCH |  | NFPA 170 WET CHEMICAL ABORT SWITCH | 1 | [12 empty] | #FFFF0000 | FA-NFPA 170 WET CHEMICAL ABORT SWITCH | 1 | FALSE | FALSE | FALSE | 917 | [19 empty] | AULAPTOP-PC\Aulaptop | 2020-03-26 07:41 | THOR\acont | 2024-09-08 17:27
5c0a2236-925e-4033-8cc1-cb02f29677cb | NFPA 170 REMOTE ANNUNCIATOR | RISER ANNUNCIATOR |  | North | Siemens |  | Hardware |  |  |  | Hardware | TRUE | FHA7205-Z3 | ++ | Housing (Large) | 1 | [12 empty] | #FFFF0000 | FA-NFPA 170 REMOTE ANNUNCIATOR | 1 | FALSE | FALSE | FALSE | [20 empty] | DESKTOP-7EIEB7A\acont | 2021-11-21 09:38 | THOR\acont | 2024-09-08 17:27 | Cloned from Siemens FH7202-Z3
ec2bb364-cdb9-4da7-bd57-cb1501a7a251 | NFPA 170 HEAT DETECTOR |  |  | North | Monaco Enterprises |  | Heat Detector |  |  |  | Module | TRUE | 722-121-00 w/B501 | + | DETECTOR,HEAT:135 F,FIXED,INTELLIGENT,LOW PROFILE,HEAD | 1 | 0.0003 | 0.0065 |  |  |  |  | FALSE | TRUE |  |  |  |  | #FFFF0000 | FA-NFPA 170 HEAT DETECTOR | 1 | FALSE | FALSE | FALSE | 1403 | [13 empty] | FALSE |  |  | 135° |  |  | DESKTOP-7SAL8M7\acont | 2020-02-23 09:24 | THOR\acont | 2024-09-08 17:27 | Cloned from MIRCOM MIX-5251B w/B501 | [Monaco Enterprises] [SLC SENSORS] 01 [*] 721-121-00 w/B200SR-LF-WH (C), 721-121-00 w/B200SR-WH (C), 721-121-00 w/B210LP (C), 721-121-00 w/B224RB-WH (C), 721-121-00 w/B501 (C), 721-124-00 w/B200SR-LF-WH (C), 721-124-00 w/B200SR-WH (C), 721-124-00 w/B210L [Monaco Enterprises] [SLC MODULES/SENSORS] 01 [*] 721-121-00 w/B200SR-LF-WH (C), 721-121-00 w/B200SR-WH (C), 721-121-00 w/B210LP (C), 721-121-00 w/B224RB-WH (C), 721-121-00 w/B501 (C), 721-124-00 w/B200SR-LF-WH (C), 721-124-00 w/B200SR-WH (C), 721-124-00 [Monaco Enterprises] [SLC SENSORS] 01 [*] 721-121-00 w/B200SR-LF-WH (C), 721-121-00 w/B200SR-WH (C), 721-121-00 w/B210LP (C), 721-121-00 w/B224RB-WH (C), 721-121-00 w/B501 (C), 721-124-00 w/B200SR-LF-WH (C), 721-124-00 w/B200SR-WH (C), 721-124-00 w/B210L [Monaco Enterprises] [SLC MODULES SENSORS] 01 [*] 708-026-01, 708-031-00, 721-121-00 w/B200SR-LF-WH (C), 721-121-00 w/B200SR-WH (C), 721-121-00 w/B210LP (C), 721-121-00 w/B224RB-WH (C), 721-121-00 w/B501 (C), 721-124-00 w/B200SR-LF-WH (C), 721-124-00 w/B
841d4039-3239-4a1d-838e-cb1a56fef429 | NFPA 170 VOICE EVACUATION CONTROL UNIT |  |  | North | Evax |  | Voice Evac Control Unit |  |  |  | Assembly | TRUE | EVAX-200 | + | EVAX 200 Watt Voice Evacuation System | 1 | [6 empty] | FALSE | [5 empty] | #FFFF0000 | FA-NFPA 170 VOICE EVACUATION CONTROL UNIT | 1 | FALSE | FALSE | FALSE | 211 | [8 empty] | 7,12,18 |  |  |  | 200 | TRUE | [5 empty] | DESKTOP-7EIEB7A\acont | 2021-05-19 07:04 | THOR\acont | 2024-09-08 17:27 | Cloned from Evax EVAX-150 |  | [Evax] EVAX-100, EVAX-100/4Z, EVAX-100/8Z, EVAX-100E, EVAX-150, EVAX-200, EVAX-25, EVAX-25/4Z, EVAX-50, EVAX-50/4Z
6691f43d-9170-4c5d-8613-cb20f63b3a36 | NFPA 170 STROBE CEILING |  |  | North | Siemens |  | Strobe |  |  |  | Module | TRUE | SLSCW-N | S54329-F20-A1 | SLSCW-N ST,CLG,WHT,NO-TXT | 1 | [7 empty] | TRUE |  |  |  |  | #FF0070C0 | FA-NFPA 170 STROBE CEILING | 1 | FALSE | FALSE | FALSE | 2022 | [19 empty] | DESKTOP-7SAL8M7\acont | 2019-08-13 09:04 | THOR\acont | 2024-09-08 17:27 |  | [Siemens] [NAC] [24 VDC] SL2SPSCW-F (C), SLSCR-AL (C), SLSCR-ALA (C), SLSCR-F (C), SLSCR-FB (C), SLSCR-N (C), SLSCR-NA (C), SLSCW-A (C), SLSCW-AL (C), SLSCW-ALA (C), SLSCW-F (C), SLSCW-FB (C), SLSCW-N (C), SLSCW-NA (C), SLSPSCR-A (C), SLSPSCR-AL (C), SLS
bf6d1d53-5b32-460b-a67b-cb3255f2bd66 | NFPA 170 JUNCTION BOX | RISER JUNCTION BOX |  | North | N/A |  | Junction Box |  |  |  | Module | TRUE | FURNISHED BY OTHERS |  | JUNCTION BOX | 1 | [6 empty] | FALSE |  | PROVIDED BY ELECTRICAL CONTRACTOR |  | PROVIDED BY OTHERS |  | #FF00B050 | FA-NFPA 170 JUNCTION BOX | 1 | TRUE | FALSE | FALSE | 6000 | [13 empty] | FALSE | [5 empty] | DESKTOP-7EIEB7A\acont | 2022-02-02 10:55 | THOR\acont | 2024-09-08 17:27 | Cloned from Generic JUNCTION BOX | [Generic, N/A] [JUNCTION PASSTHROUGH] [#30] CLASS A RETURN, END OF LINE DEVICE, END OF LINE RESISTOR, FIBER PATCH PANEL, FIRE ALARM TERMINAL CABINET, FURNISHED BY OTHERS, FURNISHED BY OTHERS, JUNCTION BOX, JUNCTION BOX CEILING, LINE BREAK (DOUBLE), LINE [Generic, N/A, Space Age Electronics] [JUNCTION PASSTHROUGH] [#2] CLASS A RETURN, END OF LINE DEVICE, END OF LINE RESISTOR, FIBER PATCH PANEL, FIRE ALARM TERMINAL CABINET, FURNISHED BY OTHERS, FURNISHED BY OTHERS, JUNCTION BOX, JUNCTION BOX CEILING, LINE [Generic, N/A] [JUNCTION PASSTHROUGH] [#10] CLASS A RETURN, END OF LINE DEVICE, END OF LINE RESISTOR, FIBER PATCH PANEL, FIRE ALARM TERMINAL CABINET, FURNISHED BY OTHERS, FURNISHED BY OTHERS, JUNCTION BOX, JUNCTION BOX CEILING, LINE BREAK (DOUBLE), LINE [Generic, N/A] [JUNCTION PASSTHROUGH] [#15] CLASS A RETURN, END OF LINE DEVICE, END OF LINE RESISTOR, FIBER PATCH PANEL, FIRE ALARM TERMINAL CABINET, FURNISHED BY OTHERS, FURNISHED BY OTHERS, JUNCTION BOX, JUNCTION BOX CEILING, LINE BREAK (DOUBLE), LINE [Generic, N/A] [JUNCTION PASSTHROUGH] [#20] CLASS A RETURN, END OF LINE DEVICE, END OF LINE RESISTOR, FIBER PATCH PANEL, FIRE ALARM TERMINAL CABINET, FURNISHED BY OTHERS, FURNISHED BY OTHERS, JUNCTION BOX, JUNCTION BOX CEILING, LINE BREAK (DOUBLE), LINE [Generic, N/A] [JUNCTION PASSTHROUGH] [#23] CLASS A RETURN, END OF LINE DEVICE, END OF LINE RESISTOR, FIBER PATCH PANEL, FIRE ALARM TERMINAL CABINET, FURNISHED BY OTHERS, FURNISHED BY OTHERS, JUNCTION BOX, JUNCTION BOX CEILING, LINE BREAK (DOUBLE), LINE [Generic, N/A] [JUNCTION PASSTHROUGH] [#34] CLASS A RETURN, END OF LINE DEVICE, END OF LINE RESISTOR, FIBER PATCH PANEL, FIRE ALARM TERMINAL CABINET, FURNISHED BY OTHERS, FURNISHED BY OTHERS, JUNCTION BOX, JUNCTION BOX CEILING, LINE BREAK (DOUBLE), LINE [Generic, N/A] [JUNCTION PASSTHROUGH] [#16] CLASS A RETURN, END OF LINE DEVICE, END OF LINE RESISTOR, FIBER PATCH PANEL, FIRE ALARM TERMINAL CABINET, FURNISHED BY OTHERS, FURNISHED BY OTHERS, JUNCTION BOX, JUNCTION BOX CEILING, LINE BREAK (DOUBLE), LINE [Generic, N/A, Space Age Electronics] [JUNCTION PASSTHROUGH] [#6] CLASS A RETURN, END OF LINE DEVICE, END OF LINE RESISTOR, FIBER PATCH PANEL, FIRE ALARM TERMINAL CABINET, FURNISHED BY OTHERS, FURNISHED BY OTHERS, JUNCTION BOX, JUNCTION BOX CEILING, LINE [Generic, N/A] [JUNCTION PASSTHROUGH] [#13] CLASS A RETURN, END OF LINE DEVICE, END OF LINE RESISTOR, FIBER PATCH PANEL, FIRE ALARM TERMINAL CABINET, FURNISHED BY OTHERS, FURNISHED BY OTHERS, JUNCTION BOX, JUNCTION BOX CEILING, LINE BREAK (DOUBLE), LINE [Generic, N/A] [JUNCTION PASSTHROUGH] [#29] CLASS A RETURN, END OF LINE DEVICE, END OF LINE RESISTOR, FIBER PATCH PANEL, FIRE ALARM TERMINAL CABINET, FURNISHED BY OTHERS, FURNISHED BY OTHERS, JUNCTION BOX, JUNCTION BOX CEILING, LINE BREAK (DOUBLE), LINE [Generic, N/A] [JUNCTION PASSTHROUGH] [#38] CLASS A RETURN, END OF LINE DEVICE, END OF LINE RESISTOR, FIBER PATCH PANEL, FIRE ALARM TERMINAL CABINET, FURNISHED BY OTHERS, FURNISHED BY OTHERS, JUNCTION BOX, JUNCTION BOX CEILING, LINE BREAK (DOUBLE), LINE [Generic, N/A, Space Age Electronics] [JUNCTION PASSTHROUGH] [#8] CLASS A RETURN, END OF LINE DEVICE, END OF LINE RESISTOR, FIBER PATCH PANEL, FIRE ALARM TERMINAL CABINET, FURNISHED BY OTHERS, FURNISHED BY OTHERS, JUNCTION BOX, JUNCTION BOX CEILING, LINE [Generic, N/A] [JUNCTION PASSTHROUGH] [#11] CLASS A RETURN, END OF LINE DEVICE, END OF LINE RESISTOR, FIBER PATCH PANEL, FIRE ALARM TERMINAL CABINET, FURNISHED BY OTHERS, FURNISHED BY OTHERS, JUNCTION BOX, JUNCTION BOX CEILING, LINE BREAK (DOUBLE), LINE [Generic, N/A] [JUNCTION PASSTHROUGH] [#14] CLASS A RETURN, END OF LINE DEVICE, END OF LINE RESISTOR, FIBER PATCH PANEL, FIRE ALARM TERMINAL CABINET, FURNISHED BY OTHERS, FURNISHED BY OTHERS, JUNCTION BOX, JUNCTION BOX CEILING, LINE BREAK (DOUBLE), LINE [Generic, N/A] [JUNCTION PASSTHROUGH] [#41] CLASS A RETURN, END OF LINE DEVICE, END OF LINE RESISTOR, FIBER PATCH PANEL, FIRE ALARM TERMINAL CABINET, FURNISHED BY OTHERS, FURNISHED BY OTHERS, JUNCTION BOX, JUNCTION BOX CEILING, LINE BREAK (DOUBLE), LINE [Generic, N/A] [JUNCTION PASSTHROUGH] [#25] CLASS A RETURN, END OF LINE DEVICE, END OF LINE RESISTOR, FIBER PATCH PANEL, FIRE ALARM TERMINAL CABINET, FURNISHED BY OTHERS, FURNISHED BY OTHERS, JUNCTION BOX, JUNCTION BOX CEILING, LINE BREAK (DOUBLE), LINE [Generic, N/A] [JUNCTION PASSTHROUGH] [#9] CLASS A RETURN, END OF LINE DEVICE, END OF LINE RESISTOR, FIBER PATCH PANEL, FIRE ALARM TERMINAL CABINET, FURNISHED BY OTHERS, FURNISHED BY OTHERS, JUNCTION BOX, JUNCTION BOX CEILING, LINE BREAK (DOUBLE), LINE B [Generic, N/A, Space Age Electronics] [JUNCTION PASSTHROUGH] [#4] CLASS A RETURN, END OF LINE DEVICE, END OF LINE RESISTOR, FIBER PATCH PANEL, FIRE ALARM TERMINAL CABINET, FURNISHED BY OTHERS, FURNISHED BY OTHERS, JUNCTION BOX, JUNCTION BOX CEILING, LINE [Generic, N/A] [JUNCTION PASSTHROUGH] [#39] CLASS A RETURN, END OF LINE DEVICE, END OF LINE RESISTOR, FIBER PATCH PANEL, FIRE ALARM TERMINAL CABINET, FURNISHED BY OTHERS, FURNISHED BY OTHERS, JUNCTION BOX, JUNCTION BOX CEILING, LINE BREAK (DOUBLE), LINE [Generic, N/A] [JUNCTION PASSTHROUGH] [#19] CLASS A RETURN, END OF LINE DEVICE, END OF LINE RESISTOR, FIBER PATCH PANEL, FIRE ALARM TERMINAL CABINET, FURNISHED BY OTHERS, FURNISHED BY OTHERS, JUNCTION BOX, JUNCTION BOX CEILING, LINE BREAK (DOUBLE), LINE [Generic, N/A] [JUNCTION PASSTHROUGH] [#42] CLASS A RETURN, END OF LINE DEVICE, END OF LINE RESISTOR, FIBER PATCH PANEL, FIRE ALARM TERMINAL CABINET, FURNISHED BY OTHERS, FURNISHED BY OTHERS, JUNCTION BOX, JUNCTION BOX CEILING, LINE BREAK (DOUBLE), LINE [Generic, N/A] [JUNCTION PASSTHROUGH] [#26] CLASS A RETURN, END OF LINE DEVICE, END OF LINE RESISTOR, FIBER PATCH PANEL, FIRE ALARM TERMINAL CABINET, FURNISHED BY OTHERS, FURNISHED BY OTHERS, JUNCTION BOX, JUNCTION BOX CEILING, LINE BREAK (DOUBLE), LINE [Generic, N/A] [JUNCTION PASSTHROUGH] [#18] CLASS A RETURN, END OF LINE DEVICE, END OF LINE RESISTOR, FIBER PATCH PANEL, FIRE ALARM TERMINAL CABINET, FURNISHED BY OTHERS, FURNISHED BY OTHERS, JUNCTION BOX, JUNCTION BOX CEILING, LINE BREAK (DOUBLE), LINE [Generic, N/A] [JUNCTION PASSTHROUGH] [#31] CLASS A RETURN, END OF LINE DEVICE, END OF LINE RESISTOR, FIBER PATCH PANEL, FIRE ALARM TERMINAL CABINET, FURNISHED BY OTHERS, FURNISHED BY OTHERS, JUNCTION BOX, JUNCTION BOX CEILING, LINE BREAK (DOUBLE), LINE [Generic, N/A] [JUNCTION PASSTHROUGH] [#28] CLASS A RETURN, END OF LINE DEVICE, END OF LINE RESISTOR, FIBER PATCH PANEL, FIRE ALARM TERMINAL CABINET, FURNISHED BY OTHERS, FURNISHED BY OTHERS, JUNCTION BOX, JUNCTION BOX CEILING, LINE BREAK (DOUBLE), LINE [Generic, N/A, Space Age Electronics] [JUNCTION PASSTHROUGH] [#7] CLASS A RETURN, END OF LINE DEVICE, END OF LINE RESISTOR, FIBER PATCH PANEL, FIRE ALARM TERMINAL CABINET, FURNISHED BY OTHERS, FURNISHED BY OTHERS, JUNCTION BOX, JUNCTION BOX CEILING, LINE [Generic, N/A] [JUNCTION PASSTHROUGH] [#27] CLASS A RETURN, END OF LINE DEVICE, END OF LINE RESISTOR, FIBER PATCH PANEL, FIRE ALARM TERMINAL CABINET, FURNISHED BY OTHERS, FURNISHED BY OTHERS, JUNCTION BOX, JUNCTION BOX CEILING, LINE BREAK (DOUBLE), LINE [Generic, N/A] [JUNCTION PASSTHROUGH] [#22] CLASS A RETURN, END OF LINE DEVICE, END OF LINE RESISTOR, FIBER PATCH PANEL, FIRE ALARM TERMINAL CABINET, FURNISHED BY OTHERS, FURNISHED BY OTHERS, JUNCTION BOX, JUNCTION BOX CEILING, LINE BREAK (DOUBLE), LINE [Generic, N/A] [JUNCTION PASSTHROUGH] [#40] CLASS A RETURN, END OF LINE DEVICE, END OF LINE RESISTOR, FIBER PATCH PANEL, FIRE ALARM TERMINAL CABINET, FURNISHED BY OTHERS, FURNISHED BY OTHERS, JUNCTION BOX, JUNCTION BOX CEILING, LINE BREAK (DOUBLE), LINE [Generic, N/A] [JUNCTION PASSTHROUGH] [#32] CLASS A RETURN, END OF LINE DEVICE, END OF LINE RESISTOR, FIBER PATCH PANEL, FIRE ALARM TERMINAL CABINET, FURNISHED BY OTHERS, FURNISHED BY OTHERS, JUNCTION BOX, JUNCTION BOX CEILING, LINE BREAK (DOUBLE), LINE [Generic, N/A] [JUNCTION PASSTHROUGH] [#33] CLASS A RETURN, END OF LINE DEVICE, END OF LINE RESISTOR, FIBER PATCH PANEL, FIRE ALARM TERMINAL CABINET, FURNISHED BY OTHERS, FURNISHED BY OTHERS, JUNCTION BOX, JUNCTION BOX CEILING, LINE BREAK (DOUBLE), LINE [Generic, N/A] [JUNCTION PASSTHROUGH] [#24] CLASS A RETURN, END OF LINE DEVICE, END OF LINE RESISTOR, FIBER PATCH PANEL, FIRE ALARM TERMINAL CABINET, FURNISHED BY OTHERS, FURNISHED BY OTHERS, JUNCTION BOX, JUNCTION BOX CEILING, LINE BREAK (DOUBLE), LINE [Generic, N/A] [JUNCTION PASSTHROUGH] [#35] CLASS A RETURN, END OF LINE DEVICE, END OF LINE RESISTOR, FIBER PATCH PANEL, FIRE ALARM TERMINAL CABINET, FURNISHED BY OTHERS, FURNISHED BY OTHERS, JUNCTION BOX, JUNCTION BOX CEILING, LINE BREAK (DOUBLE), LINE [Generic, N/A, Space Age Electronics] [JUNCTION PASSTHROUGH] 02 [ALL DEVICES ++] CLASS A RETURN, END OF LINE DEVICE, END OF LINE RESISTOR, FIBER PATCH PANEL, FIRE ALARM TERMINAL CABINET, FURNISHED BY OTHERS, FURNISHED BY OTHERS, JUNCTION BOX, JUNCTION BO [Generic, N/A] [JUNCTION PASSTHROUGH] [#21] CLASS A RETURN, END OF LINE DEVICE, END OF LINE RESISTOR, FIBER PATCH PANEL, FIRE ALARM TERMINAL CABINET, FURNISHED BY OTHERS, FURNISHED BY OTHERS, JUNCTION BOX, JUNCTION BOX CEILING, LINE BREAK (DOUBLE), LINE [Generic, N/A] [JUNCTION PASSTHROUGH] [#37] CLASS A RETURN, END OF LINE DEVICE, END OF LINE RESISTOR, FIBER PATCH PANEL, FIRE ALARM TERMINAL CABINET, FURNISHED BY OTHERS, FURNISHED BY OTHERS, JUNCTION BOX, JUNCTION BOX CEILING, LINE BREAK (DOUBLE), LINE [Generic, N/A] [JUNCTION PASSTHROUGH] [#12] CLASS A RETURN, END OF LINE DEVICE, END OF LINE RESISTOR, FIBER PATCH PANEL, FIRE ALARM TERMINAL CABINET, FURNISHED BY OTHERS, FURNISHED BY OTHERS, JUNCTION BOX, JUNCTION BOX CEILING, LINE BREAK (DOUBLE), LINE [Generic, N/A] [JUNCTION PASSTHROUGH] [#17] CLASS A RETURN, END OF LINE DEVICE, END OF LINE RESISTOR, FIBER PATCH PANEL, FIRE ALARM TERMINAL CABINET, FURNISHED BY OTHERS, FURNISHED BY OTHERS, JUNCTION BOX, JUNCTION BOX CEILING, LINE BREAK (DOUBLE), LINE [Generic, N/A] [JUNCTION PASSTHROUGH] [#36] CLASS A RETURN, END OF LINE DEVICE, END OF LINE RESISTOR, FIBER PATCH PANEL, FIRE ALARM TERMINAL CABINET, FURNISHED BY OTHERS, FURNISHED BY OTHERS, JUNCTION BOX, JUNCTION BOX CEILING, LINE BREAK (DOUBLE), LINE [Generic, N/A, Space Age Electronics] [JUNCTION PASSTHROUGH] [#3] CLASS A RETURN, END OF LINE DEVICE, END OF LINE RESISTOR, FIBER PATCH PANEL, FIRE ALARM TERMINAL CABINET, FURNISHED BY OTHERS, FURNISHED BY OTHERS, JUNCTION BOX, JUNCTION BOX CEILING, LINE [Generic, N/A, Space Age Electronics] [JUNCTION PASSTHROUGH] [#5] CLASS A RETURN, END OF LINE DEVICE, END OF LINE RESISTOR, FIBER PATCH PANEL, FIRE ALARM TERMINAL CABINET, FURNISHED BY OTHERS, FURNISHED BY OTHERS, JUNCTION BOX, JUNCTION BOX CEILING, LINE
1ff4acdd-7ab5-43ee-9358-cb3fce17f6a2 | NFPA 170 SMOKE HEAT DETECTOR |  |  | North | Kidde |  | Smoke/Heat Detector |  |  |  | Module | TRUE | KI-OSHD w/KI-SB BASE | ++ | Intelligent Multisensor Smoke and Heat Detector | 1 | 3.2e-05 | 4.5e-05 |  |  |  |  | FALSE | TRUE |  |  |  |  | #FFFF0000 | FA-NFPA 170 SMOKE HEAT DETECTOR | 1 | FALSE | FALSE | FALSE | 1408 | [13 empty] | FALSE | [5 empty] | THOR\acont | 2024-04-18 13:38 | THOR\acont | 2024-09-08 17:27 | Cloned from Kidde KIR-OSHD w/KI-SB BASE | [Kidde] [SLC EST MODULES SENSORS] [*] [#2 SHARED ADDR ¦ SENSORS] DS-HFS (C), DS-PS (C), FX-HD w/IB4U BASE, FX-HD w/RB4U BASE, FX-HD w/SB4U BASE, FX-HD w/SB4U-LF BASE, FX-HD wB4U BASE, FX-PD w/B4U BASE (C), FX-PD w/IB4U BASE (C), FX-PD w/SB4U BASE (C), FX [Kidde] [SLC EST SENSORS] [*] [#4 TYPE ADDR ¦ SENSORS] DS-HFS (C), DS-PS (C), FX-HD w/IB4U BASE, FX-HD w/RB4U BASE, FX-HD w/SB4U BASE, FX-HD w/SB4U-LF BASE, FX-HD wB4U BASE, FX-PD w/B4U BASE (C), FX-PD w/IB4U BASE (C), FX-PD w/SB4U BASE (C), FX-PD w/SB4U
eccee9df-d35f-43eb-bb6a-cb43cc04b3fc | NFPA 170 HEAT DETECTOR |  |  | North | Fenwal |  | Heat Detector |  |  |  | Module | TRUE | 12-X27021-000 |  | Horizontal, Flush Mount | 1 | [6 empty] | FALSE | TRUE |  |  |  |  | #FFFF0000 | FA-NFPA 170 HEAT DETECTOR | 1 | FALSE | FALSE | FALSE | 1403 | [13 empty] | FALSE | [5 empty] | DESKTOP-7EIEB7A\acont | 2022-08-18 14:33 | THOR\acont | 2024-09-08 17:27 | Cloned from Fenwal 12-X27021-001 | [Fenwal] [IDC] 01 12-E27121-000-04-0T (C), 12-F27121-000-06-0T (C), 12-X27020-000 (C), 12-X27020-001 (C), 12-X27021-000 (C), 12-X27021-001 (C), 12-X27121-000-600 (C), 12-X27121-001-600 (C), 27020-0 140°F (C), 27020-0 190°F (C), 27020-1 140°F (C), 27021-0
510ca0a4-1300-4083-a87d-cb46adc6406f | NFPA 170 HORN STROBE CEILING |  |  | North | Hochiki |  | Horn/Strobe |  |  |  | Module | TRUE | MTWP-24MCCH-FW |  | NOTIFICATION, MULTI-TONE HORNSTROBE, WHITE, CEILING, 15CD, WP | 1 | 0 | 0.168 |  |  |  |  | FALSE | TRUE |  |  |  |  | #FF0070C0 | FA-NFPA 170 HORN STROBE CEILING | 1 | FALSE | FALSE | FALSE | 2013 | [13 empty] | FALSE |  |  | C¦WP |  |  | DESKTOP-7SAL8M7\acont | 2020-11-17 11:37 | THOR\acont | 2024-09-08 17:27 | Cloned from Hochiki MTWP-2475C-FW | [Eaton Wheelock, Hochiki] [NAC] [24VDC, Code 3 Horn, HI] MT-12/24-R, MT-12/24-W, MTWP-2475C-FR (C), MTWP-2475C-FW (C), MTWP-2475W-FR, MTWP-2475W-FW, MTWP-24MCCH-FR (C), MTWP-24MCCH-FW (C) [Eaton Wheelock, Hochiki] [NAC] [24VDC, Code 3 Horn, STD] MT-12/24-R, MT-12/24-W, MTWP-2475C-FR (C), MTWP-2475C-FW (C), MTWP-2475W-FR, MTWP-2475W-FW, MTWP-24MCCH-FR (C), MTWP-24MCCH-FW (C)
cfaf8099-544a-4906-a22e-cb4822ab86dd | NFPA 170 HEAT DETECTOR |  |  | North | Notifier |  | Heat Detector |  |  |  | Module | TRUE | FST-851R w/B224RB | ++ | Intelligent Addressable Rate Of Rise Heat Detector w/ Flashscan, Isolator Base | 1 | 0.0003 | 0.0065 |  |  |  |  | FALSE | TRUE | FLUSH |  | 4" SQ. DEEP | 3 "O" PLASTER RING | #FFFF0000 | FA-NFPA 170 HEAT DETECTOR | 1 | FALSE | FALSE | FALSE | 1403 |  |  | 7270-0028:0196 | [10 empty] | FALSE | [7 empty] | THOR\acont | 2024-09-08 17:27 | 20191121 AC Detector with base | [Honeywell, Notifier, System Sensor] [SLC SENSORS] [*] [#4 TYPE ADDR ¦ SENSORS] 2251B (C), 2251-COPTIR (C), 2251-COPTIR w/B200S-WH (C), 2251TB (C), 2251TMB (C), 5251B (C), 5251B-WP (C), 5251H (C), 5251RB (C), 5251RB-WP (C), 7251 (C), 7251DH (C), DH200LP [Honeywell, Notifier, System Sensor] [SLC MODULES SENSORS] [*] [#2 SHARED ADDR ¦ SENSORS] 2251B (C), 2251-COPTIR (C), 2251-COPTIR w/B200S-WH (C), 2251TB (C), 2251TMB (C), 5251B (C), 5251B-WP (C), 5251H (C), 5251RB (C), 5251RB-WP (C), 7251 (C), 7251DH (C)
9399f17c-236e-46fc-b67e-cb542059f7c0 |  |  |  | North | Siemens | [5 empty] | Module | TRUE | PMI-UK | 500-634780 | PMI-UK UPGRADE KIT (BOOT ROM) JUMPERS FOR ZIC 24V POWER | 1 | [12 empty] | #FFFFFFFF |  |  | FALSE | FALSE | FALSE | [20 empty] | DESKTOP-7SAL8M7\acont | 2019-08-13 09:04 | THOR\acont | 2024-10-09 10:48
7124f10e-40e7-4638-9990-cb542f6ecbc2 | CADGEN CARD ACCESS CONTROL PANEL | CADGEN CARD ACCESS CONTROL PANEL |  | North | LifeSafety Power | Security/Access Control | Card Access Control Panel |  |  |  | Assembly | TRUE | FPO150/250-2C82D8PE4M1 | ++ | 150W (12V & 24V) 8 lock / 8 aux outputs, MCLASS enclosure | 1 | [6 empty] | FALSE | FALSE |  |  | 24.00” x 20.00” x 6.50” (61 x 51 x 16.5 cm) |  | #FFFF0000 | FA-CADGEN CARD ACCESS CONTROL PANEL | 1 | FALSE | FALSE | FALSE | 212 | [8 empty] | 7,12,18,26,33,55,80 |  |  |  |  | TRUE | [5 empty] | DESKTOP-7EIEB7A\acont | 2023-01-27 07:37 | THOR\acont | 2024-09-08 17:27 | Cloned from LifeSafety Power FPO150-B100C8D8PE4M
cedc173e-05a9-40ba-ab5a-cb5ab88f2ceb | NFPA 170 HORN STROBE CEILING |  |  | North | Siemens |  | Horn/Strobe |  |  |  | Module | TRUE | SL2HSCW-F | S54329-F94-A1++ | Horn-Strobe, Ceiling, Clear, White, Fire | 1 | [7 empty] | TRUE |  |  |  |  | #FF0070C0 | FA-NFPA 170 HORN STROBE CEILING | 1 | FALSE | FALSE | FALSE | 2023 | [16 empty] | C |  |  | DESKTOP-7EIEB7A\acont | 2023-08-03 09:28 | THOR\acont | 2024-09-08 17:27 | Cloned from Siemens SL2HSWW-F | [Siemens] [NAC] [24 VDC, HORN TEMPORAL] SL2FSSCR-AL (C), SL2FSSCR-CO (C), SL2FSSCR-F (C), SL2FSSCR-N (C), SL2FSSCW-AL (C), SL2FSSCW-CO (C), SL2FSSCW-F (C), SL2FSSCW-N (C), SL2FSSWR-AL, SL2FSSWR-CO, SL2FSSWR-F, SL2FSSWR-N, SL2FSSWW-CO, SL2FSSWW-F, SL2FSSW [Siemens] [NAC] [24 VDC, HORN HIGH] SL2HSCR-A (C), SL2HSCR-AL (C), SL2HSCR-F (C), SL2HSCR-FB (C), SL2HSCR-N (C), SL2HSCW-A (C), SL2HSCW-AL (C), SL2HSCW-F (C), SL2HSCW-FB (C), SL2HSCW-N (C) [Siemens] [NAC] [24 VDC, HORN TEMPORAL] SL2FSCR-AL (C), SL2FSCR-CO (C), SL2FSCR-F (C), SL2FSCR-N (C), SL2FSCW-AL (C), SL2FSCW-CO (C), SL2FSCW-F (C), SL2FSCW-N (C), SL2FSWR-AL, SL2FSWR-CO, SL2FSWR-F, SL2FSWR-N, SL2FSWW-AL, SL2FSWW-CO, SL2FSWW-F, SL2FSWW-N
a848601d-6237-49a5-9be4-cb5c563fc80c |  |  |  | North | Advanced |  | Hardware |  |  |  | Hardware | TRUE | Mxp-519 | ++ | 2 Position key switch - Momentary contact | 1 | [6 empty] | TRUE | [5 empty] | #FFFFFFFF |  |  | FALSE | FALSE | FALSE | [20 empty] | DESKTOP-7EIEB7A\acont | 2023-02-13 07:19 | THOR\acont | 2024-10-09 10:48 | Cloned from Advanced Mxp-515 CLONED CLONED CLONED
7b0094e9-e2cd-4163-8f55-cb5f34743805 | NFPA 170 STROBE WALL |  |  | North | Eaton Wheelock |  | Strobe |  |  |  | Module | TRUE | ELSTW-NA | + | WALL STROBE, WHITE, NONE, AMBER | 1 | [6 empty] | TRUE | [5 empty] | #FF0070C0 | FA-NFPA 170 STROBE WALL | 1 | FALSE | FALSE | FALSE | 2020 | [19 empty] | DESKTOP-7EIEB7A\acont | 2021-05-18 16:17 | THOR\acont | 2024-09-08 17:27 | Cloned from Eaton Wheelock ELSTW-N | [Eaton Wheelock] [NAC] [24VDC] ELSTR, ELSTR-A, ELSTR-AL, ELSTR-ALA, ELSTR-N, ELSTR-NA, ELSTW, ELSTW-A, ELSTW-AL, ELSTW-ALA, ELSTW-EV, ELSTW-N, ELSTW-NA, STR, STW
48778f96-36ee-48c4-a51c-cb636a7e2c44 | NFPA 170 SMOKE DETECTOR |  |  | North | Bosch |  | Smoke Detector |  |  |  | Module | TRUE | FRAY5000-HEAD-UL | + | Additional head | 1 | [6 empty] | FALSE | TRUE |  |  |  |  | #FFFF0000 | FA-NFPA 170 SMOKE DETECTOR | 1 | FALSE | FALSE | FALSE | 1408 | [13 empty] | FALSE |  |  | SBD |  |  | DESKTOP-7EIEB7A\acont | 2022-06-28 13:06 | THOR\acont | 2024-09-08 17:27 | Cloned from Bosch FIRERAY5000-UL | [Bosch] [BEAM DET] FIRERAY5000-UL (C), FRAY5000-HEAD-UL (C)
cc9d2844-c23d-4224-b962-cb649e94bcb0 | NFPA 170 AREA OF REFUGE REMOTE |  |  | North | Rath Area of Refuge |  | Area of Refuge Component |  |  |  | Module | TRUE | 2100-956SR |  | RED METAL BOX SURFACE MOUNT SYSTEM CALL BOX | 1 | [6 empty] | FALSE | [5 empty] | #FF00B050 | FA-NFPA 170 AREA OF REFUGE REMOTE | 1 | FALSE | FALSE | FALSE | 4002 | [13 empty] | FALSE | [5 empty] | ALIENWIN10\AugWin7 | 2019-12-26 13:01 | THOR\acont | 2024-09-08 17:27 | Cloned from Rath Area of Refuge 2100-956RR | [Rath Area of Refuge] [AOR Call Circuit] 2100-956RR, 2100-956SR, 2100-958NSR, 2100-984LR, 2400-805SP, 2400-808NSP, 2400-808SSPC, 3300FSCN, 3300FSN [Rath Area of Refuge] [AUX POWER] [*] 2100-956RR, 2100-956RR MAIN CARD, 2100-956RR MAIN CARD-2, 2100-956SR, 2100-958NSR, 2100-984LR, 2500-205B MAIN CARD, 2500-205FM MAIN CARD, 2500-205PSS MAIN CARD, 2500-210B MAIN CARD, 2500-210FM MAIN CARD, 2500-UPSMONI
ba6c678f-e120-4ce4-91c2-cb64eb0153ae |  |  |  | North | SECURITY DOOR CONTROLS | Security/Access Control |  |  |  |  | Module | TRUE | 492WP |  |  | 1 | [12 empty] | #FFFFFFFF |  |  | FALSE | FALSE | FALSE | [20 empty] | THOR\acont | 2024-03-12 21:43 | THOR\acont | 2024-10-09 10:48
e49473cc-2c32-411e-8e2c-cb65e89b5120 | NFPA 170 MULTI DETECTOR SOUNDER CO |  |  | North | Siemens |  | Multi Criteria Detector |  |  |  | Module | TRUE | OOHC740/DBS720 | ++ | Dual Optical Heat Multi-sensor and CO detector with Short Circuit Isolator (supplied with Base Sounder 80…88 dB (A)) | 1 | 0.00038 | 0.00038 | [10 empty] | #FFFF0000 | FA-NFPA 170 MULTI DETECTOR SOUNDER CO | 1 | FALSE | FALSE | FALSE | [20 empty] | DESKTOP-7EIEB7A\acont | 2021-11-19 10:16 | THOR\acont | 2024-09-08 17:27 |  | [Siemens] [C-NET] [*] [#1 DETECTOR] FDBZ290/OOH740/DB721/FDBZ290-AA, FDL241-9/FDLB291/DLR1191, HI720/DB721, HI720/DBS720, HI720/FDSB226-WW/FDB228, HI720/FDSB227-WW/FDB228, HI722//FDSB227-WW/FDB228, HI722/DB721, HI722/DBS720, HI722/FDSB226-WW/FDB228, OH72 [Siemens] [C-NET] [#2 DBS720] HI720/DBS720, HI722/DBS720, OH720/DBS720, OOH740/DBS720, OOHC740/DBS720, OP720/DBS720
c79af63d-83bd-42a4-885f-cb72d4accc9c | NFPA 170 MANUAL PULL |  |  | North | Autocall |  | Manual Station |  |  |  | Module | TRUE | A2099-9762 | ++ | Non-Coded, Non-Addressable Manual Station, Single Action | 1 | [6 empty] | FALSE | TRUE | Flush | Single gang box 2-1/2" deep 4" square box, 2-1/8" (54 mm) minimum | 5" H x 3-3/4" W x 1" D (127 mm x 95 mm x 25 mm) |  | #FFFF0000 | FA-NFPA 170 MANUAL PULL | 1 | FALSE | FALSE | FALSE | 1408 | [13 empty] | FALSE |  |  | SBP |  |  | THOR\acont | 2024-02-06 07:06 | THOR\acont | 2024-09-08 17:27 | Cloned from Simplex 2099-9762 | [Autocall, Simplex] [IDC] 01 2098-9201 (C), 2098-9202 (C), 2098-9203 (C), 2098-9208 (C), 2098-9576 (C), 2099-9101 (C), 2099-9102 (C), 2099-9103 (C), 2099-9104 (C), 2099-9105 (C), 2099-9107 (C), 2099-9108 (C), 2099-9754 (C), 2099-9755 (C), 2099-9756 (C),
86174ca2-3042-42ab-af61-cb7818fa127a | NFPA 170 CELL COMM | RISER CELL COMM |  | North | Honeywell |  | Cellular Communicator |  |  |  | Module | TRUE | HW-TG7FS-V | ++ | CLSS 5G/LTE-M Fire Communicator for Verizon | 1 | 0.018 | 0.11 |  |  | 24 | 18 | TRUE |  |  |  | 7.5” (190.5 mm) H x 11.5" (292 mm) W x 3.5" (89 mm) D |  | #FFFF0000 | FA-NFPA 170 CELL COMM | 1 | FALSE | FALSE | FALSE | 250 | [13 empty] | FALSE | [5 empty] | DESKTOP-7EIEB7A\acont | 2023-02-08 17:42 | THOR\acont | 2024-09-08 17:27 | Cloned from Honeywell HW-TG7FS-A | [DSC, Honeywell, Rath Area of Refuge] [DACT] [#1 DACT] 2100-LTEVER4-2, 3G4010, HW-AV-LTE-M, HW-TG7FE-A, HW-TG7FE-V, HW-TG7FS-A, HW-TG7FS-V, LE4010, LTE-CFA, LTE-CFV, LTE-HSV, LTE-IA, LTE-IV [DSC, Honeywell, Rath Area of Refuge] [DACT] [#2 DACT] 2100-LTEVER4-2, 3G4010, HW-AV-LTE-M, HW-TG7FE-A, HW-TG7FE-V, HW-TG7FS-A, HW-TG7FS-V, LE4010, LTE-CFA, LTE-CFV, LTE-HSV, LTE-IA, LTE-IV [DSC, Firelite, Honeywell, Rath Area of Refuge] [AUX POWER] [*] [AUX INPUT] 2100-LTEVER4-2, 3G4010, CLSS Pathway Pro, HON-CGW-MBB, HW-AV-LTE-M, HW-TG7FE-A, HW-TG7FE-V, HW-TG7FS-A, HW-TG7FS-V, LE4010, LTE-CFA, LTE-CFV
cc371ce3-dcd6-4c34-8d4e-cb84bccb8de2 | NFPA 170 ADDRESSABLE OUTPUT MODULE |  |  | North | Edwards |  | Addressable Control/Relay |  |  |  | Module | TRUE | SIGA-CC2A | ++ | Dual Input Signal Module (Standard Mount) with Class A Operation | 2 | 0.00035 | 0.000175 |  |  | 20 |  | FALSE |  | North American 2-1/2 in. deep 2-gang box Standard 4 in. square box by 1-1/2 in. deep box European 100 mm square box |  |  |  | #FFFF0000 | FA-NFPA 170 ADDRESSABLE OUTPUT MODULE | 1 | FALSE | FALSE | FALSE | 1100 | [13 empty] | FALSE | [7 empty] | THOR\acont | 2024-09-08 17:27 |  | [Edwards, Kidde] [SLC EST MODULES/SENSORS] 04 [iO64] FX-IDC2B, FX-IDCWS, GSA-CT2, GSA-MCT2, GSA-REL, GSA-WTM, SIGA-CC2, SIGA-CC2A, SIGA-CT2, SIGA-CT2I, SIGA-MCC2, SIGA-MCC2A, SIGA-MCT2, SIGA-REL, SIGA-WTM [Edwards, Kidde] [AUDIO 25v, AUDIO 70.7v, AUX POWER, FFT, HORN, NAC] [RISER INPUT] ANSZM4B2A, FX-NAC, GSA-CC1, GSA-CC1S, GSA-CC2, GSA-MAB, GSA-MCC1, GSA-MCC1S, GSA-MCC2, GSA-MRM1, GSA-RM1, GSA-UM, SIGA-CC1, SIGA-CC1S, SIGA-CC2, SIGA-CC2A, SIGA-MAB, SIGA- [Edwards] [AUDIO 25v] [RISER INPUT 2] SIGA-CC2, SIGA-CC2A, SIGA-MCC2, SIGA-MCC2A [Edwards] [AUDIO 70.7v] [RISER INPUT 2] SIGA-CC2, SIGA-CC2A, SIGA-MCC2, SIGA-MCC2A [Edwards] [SLC EST MODULES/SENSORS] 02 [*] [iO64] SIGA-CC2A, SIGA-MCC2A, SIGA-REL [Edwards, Kidde] [SLC EST MODULES] 02 [EST3, iO1000 ] FX-IDC2B, FX-IDCWS, GSA-CT2, GSA-MCT2, GSA-REL, GSA-T3T4, GSA-WTM, SIGA-AA30, SIGA-AA50, SIGA-CC2, SIGA-CC2A, SIGA-CT2, SIGA-CT2I, SIGA-MCC2, SIGA-MCC2A, SIGA-MCT2, SIGA-MDM, SIGA-REL, SIGA-TCDR, SIGA [Edwards, Kidde] [SLC EST MODULES] [*] [#3 TYPE ADDR ¦ MODULES] GSA-UIO2R, GSA-UIO6, GSA-UIO6R, RZI16-2, SIGA-270, SIGA-270P, SIGA-278, SIGA-AA30, SIGA-AA50, SIGA-CC1, SIGA-CC1S, SIGA-CC2, SIGA-CC2A, SIGA-CR, SIGA-CR2, SIGA-CRH, SIGA-CRR, SIGA-CT1, SIGA- [Edwards] [SLC EST MODULES] 02 [*] [EST3, iO1000] SIGA-CC2A, SIGA-MCC2A, SIGA-REL [Edwards, Kidde] [SLC EST MODULES] 01 [*] [EST3, iO1000 ] FX-2WIRE, FX-IDC1A, FX-IDC1B, FX-IDC2B, FX-IDCWS, FX-ISO, FX-NAC, GSA-CC1, GSA-CC1S, GSA-CC2, GSA-CT1, GSA-CT2, GSA-IO, GSA-MAB, GSA-MCC1, GSA-MCC1S, GSA-MCC2, GSA-MCT2, GSA-MIO, GSA-MM1, GSA-MRM1 [Edwards, Kidde] [SLC EST MODULES SENSORS] [*] [#1 SHARED ADDR ¦ MODULES] GSA-UIO2R, GSA-UIO6, GSA-UIO6R, RZI16-2, SIGA-270, SIGA-270P, SIGA-278, SIGA-AA30, SIGA-AA50, SIGA-CC1, SIGA-CC1S, SIGA-CC2, SIGA-CC2A, SIGA-CR, SIGA-CR2, SIGA-CRH, SIGA-CRR, SIGA- | [Apollo, Edwards, Kidde] 55000-825ADV , FX-NAC, GSA-CC1, GSA-CC1S, GSA-CC2, GSA-MAB, GSA-MCC1, GSA-MCC1S, GSA-MCC2, GSA-UM, SIGA-CC1, SIGA-CC1S, SIGA-CC2, SIGA-CC2A, SIGA-MAB, SIGA-MCC1, SIGA-MCC1S, SIGA-MCC2, SIGA-MCC2A, SIGA-UM
d55e8bfd-5b8a-4f59-a9df-cb85561dc0eb |  |  |  | North | System Sensor |  | Hardware |  |  |  | Hardware | TRUE | WBB-R |  | Weatherproof Backbox | 1 | [6 empty] | FALSE |  | SURFACE |  | 4-1/8" X 4-1/8" X 2" (BY TSI) | N/A | #FFFFFFFF |  |  | FALSE | FALSE | FALSE |  |  |  | 7135-1653:0217 | [10 empty] | FALSE | [7 empty] | THOR\acont | 2024-10-09 10:48
16a4ad51-09ad-4ba4-973c-cb861515ae0a | NFPA 170 LOCAL OPERATOR CONSOLE | RISER LOC |  | North | Notifier |  | Local Operator Console |  |  |  | Module | TRUE | DVC-RPU | + | Remote Paging Station | 1 | 0.36 | 0.36 |  |  |  |  | TRUE | [5 empty] | #FFFF0000 | FA-NFPA 170 LOCAL OPERATOR CONSOLE | 1 | FALSE | FALSE | FALSE | [14 empty] | FALSE | [5 empty] | DESKTOP-7EIEB7A\acont | 2022-02-07 11:21 | THOR\acont | 2024-09-08 17:27 | Cloned from Notifier DVC-RPU Main Board | [Notifier] [AUX POWER] [*] [AUX] DS-DB, DVC-EM, DVC-RPU [Notifier] [RS-485] [DAL] DAA2-5025, DAA2-5070, DAA2-7525, DVC-EM, DVC-RPU | [Notifier] DVC-RPU
b0f80a31-ba89-4c8a-9e48-cb86a2a179ab | NFPA 170 SPEAKER STROBE |  |  | North | Edwards |  | Speaker/Strobe |  |  |  | Module | TRUE | WGSVRN | ++ | Outdoor rated speaker strobe, wall, red, none | 1 | [6 empty] | FALSE | FALSE |  |  |  |  | #FF0070C0 | FA-NFPA 170 SPEAKER STROBE | 1 | FALSE | FALSE | FALSE | 2019 | [13 empty] | FALSE |  |  | WP |  |  | THOR\acont | 2024-04-09 09:09 | THOR\acont | 2024-09-08 17:27 | Cloned from Edwards WGSVRA CLONED CLONED CLONED | [Edwards, Hochiki, Kidde] [AUDIO 70.7v] [70V AUDIO] EG4SRF, EG4SRN, EG4SVRF, EG4SVRN, EG4SVWA, EG4SVWF, EG4SVWN, EG4SWA, EG4SWF, EG4SWN, G4SRF, G4SRN, G4SVRF, G4SVRN, G4SVWA, G4SVWF, G4SVWN, G4SWA, G4SWF, G4SWN, WGSRA, WGSRF, WGSRF-FR, WGSRF-SP, WGSRN, W [Edwards, Kidde] [NAC] [VDC] WGSVRA, WGSVRF, WGSVRF-FR, WGSVRF-SP, WGSVRN, WGSVWA, WGSVWF, WGSVWF-FR, WGSVWF-SP, WGSVWN, WGVRA, WGVRF, WGVRF-FR, WGVRF-SP, WGVRN, WGVWA, WGVWF, WGVWF-FR, WGVWF-SP, WGVWN [Edwards, Hochiki, Kidde] [AUDIO 25v] [25V AUDIO] EG4SRF, EG4SRN, EG4SVRF, EG4SVRN, EG4SVWA, EG4SVWF, EG4SVWN, EG4SWA, EG4SWF, EG4SWN, G4SRF, G4SRN, G4SVRF, G4SVRN, G4SVWA, G4SVWF, G4SVWN, G4SWA, G4SWF, G4SWN, WGSRA, WGSRF, WGSRF-FR, WGSRF-SP, WGSRN, WGS
f6057582-d18b-44fd-9928-cb8eafb5680b | NFPA 170 SOLENOID VALVE |  |  | North | Ansul |  | Solenoid |  |  |  | Module | TRUE | 52-287-1-024 |  | 20-175 (1,4-12,1) 24 VDC | 1 | 0 | 0.41 |  |  |  |  | FALSE | [5 empty] | #FFFF0000 | FA-NFPA 170 SOLENOID VALVE | 1 | FALSE | FALSE | FALSE | 1701 | [13 empty] | FALSE | [5 empty] | AUGUSTXPS17-EUP\aucon | 2022-05-25 12:28 | THOR\acont | 2024-09-08 17:27 | Cloned from Tyco 52-287-1-024 | [Ansul] [AUX POWER, RELEASING] [*] [INPUT TYPE] 52-287-1-024, 52-287-1-124, 52-287-1-224
74d458a5-eb7e-4104-9ee0-cb9855bd3b1c | NFPA 170 HORN STROBE CEILING |  |  | North | Simplex |  | Horn/Strobe |  |  |  | Module | TRUE | 4906-9128 | + | Horn with Multi-Candela Strobe; Ceiling Mount, Red | 1 | 0 | 0 |  |  |  |  | TRUE | TRUE |  |  |  |  | #FF0070C0 | FA-NFPA 170 HORN STROBE CEILING | 1 | FALSE | FALSE | FALSE | 2013 | [16 empty] | C |  |  | DESKTOP-7EIEB7A\acont | 2022-03-06 22:47 | THOR\acont | 2024-09-08 17:27 | Cloned from Autocall A4906-9128 | [Autocall, Simplex] [NAC] [24VDC STEADY] 4906-9128 (C), 4906-9130 (C), 4906-9140 (C), 4906-9142 (C), A4906-9128 (C), A4906-9130 (C), A4906-9140 (C), A4906-9142 (C)
14050ddb-2e1a-4a15-a4dc-cb9fccc5e5c8 |  |  |  | North | Bosch | [5 empty] | Module | TRUE | RFAC-LY-10 | * | Lanyard For Radion Keyfobs And Panic Buttons - 10 Pack | 1 | [12 empty] | #FFFFFFFF |  |  | FALSE | FALSE | FALSE | [20 empty] | DESKTOP-7EIEB7A\acont | 2021-08-13 06:25 | THOR\acont | 2024-10-09 10:48
e98a2b10-d141-4b4a-b1a2-cba3478c658c |  |  |  | North | Autocall |  | Cards & Components |  |  |  | Card | TRUE | A007-2504 |  | CSG with IP Communicator | 1 | 0.125 | 0.125 |  |  |  |  | TRUE | [5 empty] | #FFFFFFFF |  |  | FALSE | FALSE | FALSE | [20 empty] | THOR\acont | 2025-02-04 12:18 | THOR\acont | 2025-02-04 12:20 | Cloned from Autocall A100-CSG-PNP
6da3187d-b704-47d9-be86-cba5f504cdbd |  |  |  | North | Potter | [5 empty] | Module | TRUE | THERMOFLEX® CF Series |  | Fixed Temperature Heat Detector | 1 | [6 empty] | FALSE | [5 empty] | #FFFFFFFF |  |  | FALSE | FALSE | FALSE | [14 empty] | FALSE | [7 empty] | THOR\acont | 2024-10-09 10:48
16ee39f0-1a3a-4e04-bbe7-cbaaff0ad805 | NFPA 170 REMOTE ANNUNCIATOR | RISER ANNUNCIATOR |  | North | Gamewell FCI |  | Remote Annunciator |  |  |  | Module | TRUE | LCD-SLP | ++ | LCD Touchscreen Annunciator Display, Main Board | 1 | 0.03 | 0.065 |  |  |  |  | TRUE | [5 empty] | #FFFF0000 | FA-NFPA 170 REMOTE ANNUNCIATOR | 1 | FALSE | FALSE | FALSE | [14 empty] | FALSE | [5 empty] | DESKTOP-7EIEB7A\acont | 2023-06-27 17:08 | THOR\acont | 2024-09-08 17:27 | Cloned from Gamewell FCI LCD-SLP MAIN BOARD | [Gamewell FCI, Notifier] [RS-485] 1100-0455, 1100-0505, ANU-48, ANU-48 Assembly, ASM-16, LCD-7100 MAIN CARD, LCD-E3, LCD-SLP, LCD-SLP MAIN BOARD, LDM-32 Assembly, NGA, RA-1000 [Gamewell FCI] [AUX POWER] [*] 1100-0455, 1100-0503, 1100-0505, 1100-1321, 1100-1322, 1100-1323, 1100-1324, 1100-1325, 1100-1326, ANU-48, ASM-16, INI-VGC, INI-VGE, INI-VGX, LCD-7100 MAIN CARD, LCD-E3, LCD-SLP, LCD-SLP MAIN BOARD, M34-110, M34-56, NGA, RA [Gamewell FCI, Honeywell] [VAC ] 7100 Main Board, FireVac IV (50W, 25V) Main Board, FireVac IV (50W, 70V) Main Board, FLEX 410 Main Board, GF505 Main Board, GF506R Main Board, GF510 Main Board, GFPS-6 Main Board, GFPS-9 Main Board, GWF402 Main Board, GWF
f4309d27-1dde-4b67-8a70-cbaee92fb4a6 | CADGEN KEYPAD |  |  | North | Honeywell |  | Keypad Interface |  |  |  | Module | TRUE | 6160 | ++ | Alpha Display Keypad | 1 | 0.04 | 0.16 |  |  |  |  | FALSE | [5 empty] | #FFFF0000 | FA-CADGEN KEYPAD | 1 | FALSE | FALSE | FALSE | [14 empty] | FALSE | [5 empty] | DESKTOP-7EIEB7A\acont | 2023-01-30 11:23 | THOR\acont | 2024-09-08 17:27 | Cloned from Honeywell 6460S | [Honeywell] [KEYPAD] [*] 4208SN, 4208SNF, 4208U, 5881ENHC, 5883H, 6160, 6160CR-2, 6290W, 6460S, 6460SC, 6460W, 6460WC
99b34e54-23e6-468c-a1d5-cbb4711e43b6 | NFPA 170 FIRE ALARM CONTROL UNIT | RISER FACP |  | North | Kidde |  | Fire Alarm Control Unit |  |  |  | Assembly | TRUE | VS1-G-PG |  | FACP, 1 Loop, 64pt, 2 Cl B NACs, gray, 120v, Portuguese | 1 | [6 empty] | FALSE | [5 empty] | #FFFF0000 | FA-NFPA 170 FIRE ALARM CONTROL UNIT | 1 | FALSE | FALSE | FALSE | 202 | [8 empty] | 7,12,18 |  |  |  |  | TRUE | [7 empty] | THOR\acont | 2024-09-08 17:27
3b9dd3f9-b183-424b-bf39-cbb4c7c7181e | NFPA 170 SPEAKER STROBE |  |  | North | Gentex |  | Speaker/Strobe |  |  |  | Module | TRUE | SSPK-WR |  | Speaker/Strobe, 24 VDC, wall mount, red | 1 | 0 | 0.245 |  |  |  |  | FALSE | FALSE |  |  |  |  | #FF0070C0 | FA-NFPA 170 SPEAKER STROBE | 1 | FALSE | FALSE | FALSE | 2019 | [13 empty] | FALSE | [7 empty] | THOR\acont | 2024-09-08 17:27 |  | [Gentex] [NAC] [UL MAX] SSPK-/WR, SSPK-/WW, SSPK-60WR, SSPK-60WW, SSPK-WR, SSPK-WW
c2cc2450-ed31-4c6d-a54a-cbbb4dfd9fce |  |  |  | North | Advanced |  | Cards & Components |  |  |  | Card | TRUE | AX-PSN104 Main Board |  | Main Board for AXPSN104 | 1 | 0.11 | 0.195 |  |  |  |  | TRUE | [5 empty] | #FFFFFFFF |  |  | FALSE | FALSE | FALSE | [20 empty] | AULAPTOP-PC\Aulaptop | 2019-05-12 12:00 | THOR\acont | 2024-10-09 10:48 | Cloned from Advanced New Part CLONED | [Advanced, Potter] [NAC Trigger] [#1 NAC Trigger] AX-PSN104 Main Board, AX-PSN106 Main Board, AX-PSN108 Main Board, AX-PSN-64 Main Board, PSN-106 MAIN BOARD, PSN-106B MAIN BOARD, PSN-64 MAIN BOARD [Advanced, Potter] [VAC ] [120VAC] AFC-100 Main Board, AFC-1000 Main Board, AFC-50 Main Board, ARC-100 Main Board, AX-PSN104 Main Board, AX-PSN106 Main Board, AX-PSN108 Main Board, AX-PSN-64 Main Board, DCA-10025 (25V) Main Board, DCA-10025 (70V) Main Bo [Advanced, Potter] [NAC Trigger] [#2 NAC Trigger] AX-PSN104 Main Board, AX-PSN106 Main Board, AX-PSN108 Main Board, AX-PSN-64 Main Board, PSN-106 MAIN BOARD, PSN-106B MAIN BOARD, PSN-64 MAIN BOARD | [Advanced, Eaton Wheelock] AX-PSN104 Main Board, PS-12/24-8 Main Board
e32a8ffe-edbe-4cb1-991f-cbc01b2c60a9 | NFPA 170 REMOTE ANNUNCIATOR | RISER ANNUNCIATOR |  | North | Potter |  | Remote Annunciator |  |  |  | Module | TRUE | RA-6075R | ++ | LCD Releasing Annunciator | 1 | 0.02 | 0.025 |  |  |  |  | TRUE | [5 empty] | #FFFF0000 | FA-NFPA 170 REMOTE ANNUNCIATOR | 1 | FALSE | FALSE | FALSE | 255 | [13 empty] | FALSE | [7 empty] | THOR\acont | 2024-09-08 17:27 |  | [Potter] [P-LINK] [*] RA-6006, RA-6075, RA-6075R, RA-6500, RA-6500F, RA-6500R, RA-7630, RA-7692
e7f884ba-4256-4ad2-bd9a-cbc98cc9db2a | CADGEN DOOR CONTACT |  |  | North | NASCOM |  | Door Contact |  |  |  | Module | TRUE | N707AU/M | ++ | E-strike magnet only | 1 |  |  |  |  | 1.5 | [7 empty] | #FFFF0000 | FA-CADGEN DOOR CONTACT | 1 | FALSE | FALSE | FALSE | [17 empty] | REX |  |  | THOR\acont | 2023-11-10 12:48 | THOR\acont | 2024-09-08 17:27 | Cloned from NASCOM N707AU/ST CLONED CLONED CLONED | [NASCOM] [IDC] 01 [INPUT] C CONTACT, D CONTACT, MET-200, MET-200 AR, MET-201B, MET-201B AR, MET-202C, MET-202C AR, MET-202C AR-WP18, MET-204C, MET-204C AR, N1178CGSHK/STO36W1, N200AU/ST036, N200AU/ST036 x 2, N505AUTMC, N707AU/M, N707AU/ST, N707AU/STATS, [NASCOM] [ACCESS CONTROL INPUT] [*] [INPUT] C CONTACT, D CONTACT, MET-200, MET-200 AR, MET-201B, MET-201B AR, MET-202C, MET-202C AR, MET-202C AR-WP18, MET-204C, MET-204C AR, N1178CGSHK/STO36W1, N200AU/ST036, N200AU/ST036 x 2, N505AUTMC, N707AU/M, N707AU/
d68a9bf0-c658-4729-82fe-cbcb613baa7e | NFPA 170 DOOR HOLDER |  |  | North | Hochiki |  | Door Holder |  |  |  | Module | TRUE | DH24120GPC2 |  | RSG Door Holder, Ground Mount, Chrome Finish, Double Coil, 24V | 1 | 0.02 | [5 empty] | FALSE |  | GROUND | *Refer to Install Sheet | SINGLE GANG | 1-GANG | #FFFF0000 | FA-NFPA 170 DOOR HOLDER | 1 | FALSE | FALSE | FALSE | 2500 |  |  | 3550-0028:0210 | [10 empty] | FALSE | [5 empty] | DESKTOP-7SAL8M7\acont | 2019-12-02 11:11 | THOR\acont | 2024-09-08 17:27 | Cloned from Hochiki DH24120FPC CLONED CLONED CLONED CLONED CLONED | [ASSA ABLOY, Bosch, Hochiki, N/A, Notifier, Potter, Rixson, RSG, Silent Knight, System Sensor] [AUX POWER] [DOOR RELEASE] 7200, ADI_K7-998TRI689, D370, D370C, DH Series, DH(1224)FPC, DH(1224)GPC, DH(1224)RPC, DH(1224)SPC, DH(24120)FPC, DH(24120)GPC, DH(2 [Bosch, Hochiki, N/A, Notifier, Potter, Rixson, RSG, Silent Knight, System Sensor] [AUX POWER] [DOOR RELEASE] ADI_K7-998TRI689, D370, D370C, DH Series, DH(1224)FPC, DH(1224)GPC, DH(1224)RPC, DH(1224)SPC, DH(24120)FPC, DH(24120)GPC, DH(24120)GPC2, DH(2412 [Bosch, Generic, Hochiki, N/A, Notifier, Potter, Rixson, RSG, Silent Knight, System Sensor] [RELAY] [DOOR RELEASE] 110VAC DOOR HOLDER, ADI_K7-998TRI689, D370, D370C, DH Series, DH(1224)FPC, DH(1224)GPC, DH(1224)RPC, DH(1224)SPC, DH(24120)FPC, DH(24120)GP
b82e6e3d-0b79-444c-966a-cbcd1219e354 |  |  |  | North | Kidde |  | Cards & Components |  |  |  | Card | TRUE | 77-600000-901 Main Board | ++ | Main Board | 1 | 0.2 | 0.65 | 5.4 |  |  |  | TRUE | [5 empty] | #FFFFFFFF |  |  | FALSE | FALSE | FALSE | [14 empty] | FALSE | [5 empty] | THOR\acont | 2024-09-12 13:20 | THOR\acont | 2024-10-09 10:48 | Cloned from Kidde 76-600000-001 Main Board | [Edwards, Kidde, Macurco] [IDC] [#2 TROUBLE] 2IDC, 76-600000-001 Main Board, 76-800xxx-xxx Main Board, 77-600000-901 Main Board, 84-732001-901 Main Board, DVP-120 Mainboard, EST1-2Z Mainboard, FSP1004G Mainboard, FSP1004G-2 Mainboard, FSP1004GD Mainboard [Kidde] [IDC] [#4 RELAY] 76-600000-001 Main Board, 77-600000-901 Main Board, 84-732001-901 Main Board [Edwards, Kidde, Macurco] [IDC] [#1 ALARM] 2IDC, 76-600000-001 Main Board, 76-800xxx-xxx Main Board, 77-600000-901 Main Board, 84-732001-901 Main Board, DVP-120 Mainboard, EST1-2Z Mainboard, FSP1004G Mainboard, FSP1004G-2 Mainboard, FSP1004GD Mainboard, [Edwards, Kidde, Macurco] [IDC] [#3 SUPERVISORY] 2IDC, 76-600000-001 Main Board, 76-800xxx-xxx Main Board, 77-600000-901 Main Board, 84-732001-901 Main Board, DVP-120 Mainboard, EST1-2Z Mainboard, FSP1004G Mainboard, FSP1004G-2 Mainboard, FSP1004GD Mainb [Edwards, Kidde] [VAC ] 2IDC, 76-600000-001 Main Board, 76-800xxx-xxx Main Board, 77-600000-901 Main Board, 84-732001-901 Main Board, APS10A Mainboard, APS6A Mainboard, BPS10A Mainboard, BPS10A/230 Mainboard, BPS6A Mainboard, BPS6A/230 Mainboard, EST1-2Z
42fb5c06-59f7-43c3-a8b3-cbdf7be5b47a |  |  |  | North | Potter | [5 empty] | Module | TRUE | AMC-2 |  | Money Clip | 1 | [6 empty] | FALSE | [5 empty] | #FFFFFFFF |  |  | FALSE | FALSE | FALSE | [14 empty] | FALSE | [7 empty] | THOR\acont | 2024-10-09 10:48
c58bb2d7-757e-4cf8-be26-cbe019630469 | NFPA 170 HORN STROBE |  |  | North | Generic |  | Horn/Strobe |  |  |  | Module | TRUE | Existing NAC Load (.06A) |  |  | 1 |  | 0.06 |  |  |  |  | TRUE | [5 empty] | #FF0070C0 | FA-NFPA 170 HORN STROBE | 1 | FALSE | FALSE | FALSE | 2012 | [16 empty] | EXP |  |  | DESKTOP-7SAL8M7\acont | 2020-11-20 07:26 | THOR\acont | 2024-09-08 17:27 | Cloned from Existing NAC Load (.02A) | [Generic] [NAC] [*] Existing NAC Load (.01A), Existing NAC Load (.02A), Existing NAC Load (.03A), Existing NAC Load (.04A), Existing NAC Load (.05A), Existing NAC Load (.06A), Existing NAC Load (.07A), Existing NAC Load (.08A), Existing NAC Load (.09A),
c4d0fa00-b344-4807-8fba-cbe1d070d57a |  |  |  | North | Rath Area of Refuge | Area of Refuge | Cards & Components |  |  |  | Card | TRUE | 2500-PWR24U MAIN CARD | ++ | Main Board | 1 | 0.025 | 0.025 | 5 |  |  |  | TRUE | [5 empty] | #FFFFFFFF |  |  | FALSE | FALSE | FALSE | [14 empty] | FALSE | [5 empty] | ALIENWIN10\AugWin7 | 2019-12-23 14:22 | THOR\acont | 2024-10-09 10:48 | Cloned from Rath Area of Refuge RP6600100M | [Rath Area of Refuge] [IDC] 01 2500-12RCF MAIN CARD, 2500-16RCF MAIN CARD, 2500-205B MAIN CARD, 2500-205FM MAIN CARD, 2500-205PSS MAIN CARD, 2500-210B MAIN CARD, 2500-210FM MAIN CARD, 2500-210PSS MAIN CARD, 2500-28RCF MAIN CARD, 2500-56XNC, 2500-56XRC, 2 | [Rath Area of Refuge] 2500-PWR24U MAIN CARD
ef70852d-411e-428b-9820-cbe37638e8d6 | NFPA 170 CELL COMM | RISER CELL COMM |  | North | NAPCO |  | Cellular Communicator |  |  |  | Module | TRUE | SLE-MAXVI-FIRE | ++ | 5G LTE-M Sole & Dual Path Cellular Commercial Fire Alarm Communicators | 1 | 0.085 | 0.2 |  |  |  |  | TRUE |  | Plastic housing includes three keyhole slots for triple gang boxes |  | 8 x 5-29/64 x 1½" (20.3 x 13.9 x 3.8cm) |  | #FFFF0000 | FA-NFPA 170 CELL COMM | 1 | FALSE | FALSE | FALSE | 250 | [9 empty] | 1 |  |  |  | FALSE | [5 empty] | THOR\acont | 2024-01-04 10:50 | THOR\acont | 2024-09-08 17:27 | Cloned from NAPCO SLE-MAXAI-FIRE | [NAPCO, Potter] [IDC] [#2 PS TRBL] IntelliCom-5GA, IntelliCom-5GV, SLE/4G-CDMA-CFB, SLE/4G-CDMA-CFB-PS, SLE/4G-CDMA-FIRE, SLE/4G-CDMAI-FIRE, SLE-CDMA-CFB, SLE-CDMA-CFB-PS, SLE-CDMA-FIRE, SLE-CDMAI-FIRE, SLE-LTEA-CFB-PS Main Card, SLE-LTEAI-CFB-PS Main Ca [NAPCO, Potter] [IDC] [#1 LINE TRBL] IntelliCom-5GA, IntelliCom-5GV, SLE/4G-CDMA-CFB, SLE/4G-CDMA-CFB-PS, SLE/4G-CDMA-FIRE, SLE/4G-CDMAI-FIRE, SLE-CDMA-CFB, SLE-CDMA-CFB-PS, SLE-CDMA-FIRE, SLE-CDMAI-FIRE, SLE-LTEA-CFB-PS Main Card, SLE-LTEAI-CFB-PS Main [NAPCO, Potter] [DACT] [#1 DACT] IntelliCom-5GA, IntelliCom-5GV, SLE/4G-CDMA-CFB, SLE/4G-CDMA-CFB-PS, SLE/4G-CDMA-FIRE, SLE/4G-CDMAI-FIRE, SLE-CDMA-CFB, SLE-CDMA-CFB-PS, SLE-CDMA-FIRE, SLE-CDMAI-FIRE, SLE-LTEA-CFB-PS Main Card, SLE-LTEAI-CFB-PS Main Card [NAPCO, Potter] [DACT] [#2 DACT] IntelliCom-5GA, IntelliCom-5GV, SLE/4G-CDMA-CFB, SLE/4G-CDMA-CFB-PS, SLE/4G-CDMA-FIRE, SLE/4G-CDMAI-FIRE, SLE-CDMA-CFB, SLE-CDMA-CFB-PS, SLE-CDMA-FIRE, SLE-CDMAI-FIRE, SLE-LTEA-CFB-PS Main Card, SLE-LTEAI-CFB-PS Main Card [NAPCO, Potter] [AUX POWER] [*] CDMA-FIRE, IntelliCom-5GA, IntelliCom-5GV, SLE/4G-CDMA-CFB, SLE/4G-CDMA-CFB-PS, SLE/4G-CDMA-FIRE, SLE/4G-CDMAI-FIRE, SLE-CDMA-CFB, SLE-CDMA-CFB-PS, SLE-CDMA-FIRE, SLE-CDMAI-FIRE, SLE-LTEV-CB, SLE-LTEV-CB-TF, SLE-LTEV-CFB, | [NAPCO, Potter] IntelliCom-5GA, IntelliCom-5GV, SLE-LTEAI-CFB-PS Main Card, SLE-LTEVI-CFB, SLE-LTEVI-CFB-PS Main Card, SLE-LTEVI-FIRE, SLE-MAXAI-CFB, SLE-MAXAI-CFBPS, SLE-MAXAI-CFBPS Main Board, SLE-MAXAI-FIRE, SLE-MAXVI-CFB, SLE-MAXVI-CFBPS, SLE-MAXVI-CF
0ec224bc-963b-48a1-a8e1-cbe5b0281f41 | NFPA 170 SPEAKER WALL |  |  | North | Siemens |  | Speaker |  |  |  | Module | TRUE | SLSPWW-N | S54329-F40-A2 | SLSPWW-N SP,WALL,WHT,NO-TXT | 1 | [12 empty] | #FF0070C0 | FA-NFPA 170 SPEAKER WALL | 1 | FALSE | FALSE | FALSE | 2021 | [19 empty] | DESKTOP-7SAL8M7\acont | 2019-08-13 09:04 | THOR\acont | 2024-09-08 17:27 |  | [Siemens] [AUDIO 70.7v] [70V AUDIO] SL2SPSCW-F (C), SLSPCR-A (C), SLSPCR-AL (C), SLSPCR-F (C), SLSPCR-N (C), SLSPCW-A (C), SLSPCW-AL (C), SLSPCW-F (C), SLSPCW-N (C), SLSPSCR-A (C), SLSPSCR-AL (C), SLSPSCR-ALA (C), SLSPSCR-F (C), SLSPSCR-N (C), SLSPSCR-NA [Siemens] [AUDIO 25v] [25V AUDIO] SL2SPSCW-F (C), SLSPCR-A (C), SLSPCR-AL (C), SLSPCR-F (C), SLSPCR-N (C), SLSPCW-A (C), SLSPCW-AL (C), SLSPCW-F (C), SLSPCW-N (C), SLSPSCR-A (C), SLSPSCR-AL (C), SLSPSCR-ALA (C), SLSPSCR-F (C), SLSPSCR-N (C), SLSPSCR-NA (
7b5b5967-21ce-4a48-83a0-cbeb0e6233e7 | NFPA 170 FIRE ALARM CONTROL UNIT | RISER FACP |  | North | Notifier |  | Fire Alarm Control Unit |  |  |  | Assembly | TRUE | NFS2-3030D (DVC) | + | DVC, Addressable Assembly - 1x SBB-C4, 1x DR-C4, 1x CPU2-3030D, 1x CHS-M3, 1x LCM-320, 1x DP-DISP, 1x BMP-1, 1x UDACT-2, 1x NFN-GW-EM-3, 1x DVC-EM, 1x CA-1, (1x DVC-KD, 1x DPA-1, 1x DP-1B, 1x AMPS-24, 1x BP2-4, 1x CHS-4L | 1 | [6 empty] | FALSE | FALSE |  |  |  |  | #FFFF0000 | FA-NFPA 170 FIRE ALARM CONTROL UNIT | 1 | FALSE | FALSE | FALSE | 202 | [8 empty] | 26,55,100 |  |  |  |  | TRUE | [5 empty] | DESKTOP-7EIEB7A\acont | 2021-04-01 14:29 | THOR\acont | 2024-09-08 17:27 | Cloned from Notifier NFS2-3030D
27c0c087-9b7c-4189-a16f-cbf524770cc4 |  |  |  | North | Notifier |  | Cards & Components |  |  |  | Card | TRUE | CHG-75 | ++ | Battery charger for lead-acid batteries with a rating of 25 to 75 AH | 1 | [6 empty] | TRUE | [5 empty] | #FFFFFFFF |  |  | FALSE | FALSE | FALSE | [20 empty] | DESKTOP-7SAL8M7\acont | 2019-03-28 05:07 | THOR\acont | 2024-10-09 10:48 | Cloned from Firelite CHS-6
a99492ce-85e1-4971-9e7b-cbfdd43c4d84 |  |  |  | North | Edwards |  | Hardware |  |  |  | Hardware | TRUE | FW-1S |  | One Seat Web Client (Requires FW V1.5 or later) | 1 | [6 empty] | FALSE | [5 empty] | #FFFFFFFF |  |  | FALSE | FALSE | FALSE | [14 empty] | FALSE | [7 empty] | THOR\acont | 2024-10-09 10:48
fcf172d8-8a63-4a7e-b119-cc04fb8c602c | NFPA 170 HORN STROBE |  |  | North | Potter |  | Horn/Strobe |  |  |  | Module | TRUE | LFHS-177R |  | Low Profile Horn Strobe, Low Frequency, Fixed 177 Candela, Red | 1 | 0 | 0.391 |  |  |  |  | FALSE | [5 empty] | #FF0070C0 | FA-NFPA 170 HORN STROBE | 1 | FALSE | FALSE | FALSE | 2012 | [13 empty] | FALSE |  |  | LF |  |  |  |  | THOR\acont | 2024-09-08 17:27 |  | [Potter] [NAC] [24 VDC, HIGH DB, TEMPORAL 4] LFHS-177R, LFHS-177W [Potter] [NAC] [24 VDC, HIGH DB, TEMPORAL 3] LFHS-177R, LFHS-177W [Potter] [NAC] [UL MAX, HIGH DB, TEMPORAL 3] LFHS-177R, LFHS-177W [Potter] [NAC] [UL MAX, HIGH DB, TEMPORAL 4] LFHS-177R, LFHS-177W
10e8578a-28ee-449d-aa70-cc0675326044 |  |  |  | North | Firelite |  | Cards & Components |  |  |  | Card | TRUE | CAC-5X | + | Class A converter module | 1 | 0.001 | 0.001 |  |  |  |  | TRUE | FALSE |  |  |  |  | #FFFFFFFF |  |  | FALSE | FALSE | FALSE | [14 empty] | FALSE | [5 empty] | DESKTOP-7SAL8M7\acont | 2019-02-18 19:26 | THOR\acont | 2024-10-09 10:48 | Cloned from Firelite CAC-4
129761c8-23ac-44a1-821b-cc0ae163bb37 |  |  |  | North | Harrington |  | Cards & Components |  |  |  | Card | TRUE | AL802ULADA Main Board |  | Main Board | 1 | 0.09 | 0.175 |  |  |  |  | TRUE | [5 empty] | #FFFFFFFF |  |  | FALSE | FALSE | FALSE | [14 empty] | FALSE | [7 empty] | THOR\acont | 2024-10-09 10:48 |  |  | [Harrington] AL802ULADA Main Board
a070f5e0-7e74-4b06-a736-cc0e5ee80b17 |  |  |  | North | Potter | [5 empty] | Module | TRUE | PCMS |  | Corrosion Monitoring Station | 1 | [6 empty] | FALSE | [5 empty] | #FFFFFFFF |  |  | FALSE | FALSE | FALSE | [14 empty] | FALSE | [7 empty] | THOR\acont | 2024-10-09 10:48
8daf43f8-6610-45f8-9dbe-cc0f7cc90bb7 | NFPA 170 ADDRESSABLE OUTPUT MODULE |  |  | North | Bosch |  | Addressable Control/Relay |  |  |  | Module | TRUE | FLM-325-NA4 | ++ | Supervised Output Module (Class A and B) | 1 | 0.00022 | 0.006 |  |  | 24 | [7 empty] | #FFFF0000 | FA-NFPA 170 ADDRESSABLE OUTPUT MODULE | 1 | FALSE | FALSE | FALSE | [20 empty] | DESKTOP-7EIEB7A\acont | 2022-08-28 08:53 | THOR\acont | 2024-09-08 17:27 | Cloned from Bosch FLM-325-I4-A | [Bosch] [NAC] [#1 RISER INPUT ++] FLM-325-NA4, FLM-325-NAI4 [Bosch] [SLC BOSCH MODULES SENSORS] [*] [#02 MODULES ++] FLM-325-2I4, FLM-325-2R4-2A, FLM-325-2R4-2AI, FLM-325-2R4-8A, FLM-325-2R4-8AI, FLM-325A, FLM-325-CZM4, FLM-325-I4-A, FLM-325-I4-AI, FLM-325-IM, FLM-325-NA4, FLM-325-NAI4, FMM-325A, FMM-325A-D, FMM- | [Bosch] FLM-325-NA4, FLM-325-NAI4
4ca50bfe-2561-4d86-9634-cc121a1627e3 | NFPA 170 HEAT DETECTOR |  |  | North | Simplex |  | Heat Detector |  |  |  | Module | TRUE | 4098-9733 w/4098-9791 | + | TrueAlarm Heat Detector w/TrueAlarm Sensor Base - 4-wire w/LED or Relay Connections | 1 | 0.0008 | 0.001 |  |  |  |  | TRUE | TRUE |  |  |  |  | #FFFF0000 | FA-NFPA 170 HEAT DETECTOR | 1 | FALSE | FALSE | FALSE | 1403 | [19 empty] | DESKTOP-7EIEB7A\acont | 2022-02-15 11:20 | THOR\acont | 2024-09-08 17:27 | Cloned from Autocall A4098-9733 w/A4098-9791 | [Autocall, Simplex] [AUX POWER] [RELAY POWER (OPTIONAL)] 2098-9737, 4098-9714 w/4098-9791 (C), 4098-9733 w/4098-9791 (C), 4098-9734 w/4098-9791 (C), A2098-9737, A4098-9714 w/A4098-9791 (C), A4098-9733 w/A4098-9791 (C), A4098-9734 w/A4098-9791 (C) [Autocall, Simplex] [IDNet] [SENSORS ++] 4098-9714 (C), 4098-9714 w/4098-9770 (C), 4098-9714 w/4098-9771 (C), 4098-9714 w/4098-9772 (C), 4098-9714 w/4098-9773 (C), 4098-9714 w/4098-9780 (C), 4098-9714 w/4098-9789 (C), 4098-9714 w/4098-9791 (C), 4098-9714 | [Autocall, Simplex] 4098-9601 w/4098-9682, 4098-9602 w/4098-9682, 4098-9605 w/4098-9682, 4098-9733 w/4098-9791, 4098-9734 w/4098-9791, A4098-9601 w/A4098-9682, A4098-9602 w/A4098-9682, A4098-9605 w/A4098-9682, A4098-9714 w/A4098-9791, A4098-9733 w/A4098-9
08295368-609a-4810-9c06-cc122b52926e | NFPA 170 HORN STROBE |  |  | North | Monaco Enterprises |  | Horn/Strobe |  |  |  | Module | TRUE | 585-068-00 |  | HORN/STROBE:4 WIRE,STANDARD,CD,RED WEATHER PROOF | 1 | 0 | 0.202 |  |  |  |  | FALSE | FALSE |  |  |  |  | #FF0070C0 | FA-NFPA 170 HORN STROBE | 1 | FALSE | FALSE | FALSE | 2012 | [13 empty] | FALSE |  |  | WP |  |  | DESKTOP-7SAL8M7\acont | 2020-02-23 12:38 | THOR\acont | 2024-09-08 17:27 | Cloned from System Sensor P4RK | [Monaco Enterprises] [NAC] 585-068-00 [Monaco Enterprises] [NAC] [HIGH DB] 585-068-00
1ecf83cc-f04c-4829-b7cb-cc14765da1db | NFPA 170 FIRE ALARM CONTROL UNIT | RISER FACP |  | North | Farenhyt |  | Fire Alarm Control Unit |  |  |  | Assembly | TRUE | IFP-50 | ++ | Intelligent Fire Alarm Control Panel | 1 | [6 empty] | FALSE | [5 empty] | #FFFF0000 | FA-NFPA 170 FIRE ALARM CONTROL UNIT | 1 | FALSE | FALSE | FALSE | 202 | [8 empty] | 7,12,18,35 |  | 7 |  |  | TRUE | [5 empty] | DESKTOP-7EIEB7A\acont | 2022-08-11 14:53 | THOR\acont | 2024-09-08 17:27 | Cloned from Farenhyt (OBSOLOETE) IFP-50 (IDP)
c5874cc2-0840-42d9-8528-cc14b877d02d |  |  |  | North | Edwards |  | Cards & Components |  |  |  | Card | TRUE | MN-HS16G1P |  | 320 Watt non-Omni directional HPSA Assembly (1 of 5 Active Panels) with lockable NEMA 4 amplifier, 110V/60 Hz. inverter/battery charger and electronics enclosure, lockable NEMA 4 battery enclosure (w/o batteries). Enclosures equipped with tamper switches. AC powered amplifier with DC backup. Edwards hard-wire interface included. Batteries and accessories are ordered separately. Gray colored speaker head. | 1 | [6 empty] | TRUE | [5 empty] | #FFFFFFFF |  |  | FALSE | FALSE | FALSE | [14 empty] | FALSE | [7 empty] | THOR\acont | 2024-10-09 10:48
03eb5c05-2f54-4842-9d6e-cc1ca59eac9f | NFPA 170 AREA OF REFUGE MASTER |  |  | North | Cornell |  | Area of Refuge Component |  |  |  | Assembly | TRUE | A-4208 |  | 8 Zone Annunciator Panel | 1 | 3.5 | 3.5 |  |  |  |  | TRUE |  |  | BB-41 | 11"H x 14"W x 3.5"D |  | #FF00B050 | FA-NFPA 170 AREA OF REFUGE MASTER | 1 | FALSE | FALSE | FALSE | 4000 | [19 empty] | DESKTOP-7SAL8M7\acont | 2020-08-27 07:49 | THOR\acont | 2024-09-08 17:27 |  | [Cornell] [AUX POWER] [*] A-4208
c29069e1-a451-4463-b40d-cc2270f03459 |  |  |  | North | Bosch | [5 empty] | Module | TRUE | NDA-U-PMAS | * | Nda-U-Pmas Pole Mount Adapter Small | 1 | [12 empty] | #FFFFFFFF |  |  | FALSE | FALSE | FALSE | [20 empty] | DESKTOP-7EIEB7A\acont | 2021-08-13 06:25 | THOR\acont | 2024-10-09 10:48
48eeeb18-9016-4818-a4c7-cc28814a6a67 | NFPA 170 SMOKE DETECTOR |  |  | North | Notifier |  | Smoke Detector |  |  |  | Module | TRUE | FSB-200 | ++ | Intelligent beam smoke detector | 1 | 0.002 | 0.0085 |  |  |  |  | FALSE | TRUE |  |  |  |  | #FFFF0000 | FA-NFPA 170 SMOKE DETECTOR | 1 | FALSE | FALSE | FALSE | 1408 | [13 empty] | FALSE | [7 empty] | THOR\acont | 2024-09-08 17:27 | 20191121 AC Detector without base | [Honeywell, Notifier, System Sensor] [SLC SENSORS] [*] [#4 TYPE ADDR ¦ SENSORS] 2251B (C), 2251-COPTIR (C), 2251-COPTIR w/B200S-WH (C), 2251TB (C), 2251TMB (C), 5251B (C), 5251B-WP (C), 5251H (C), 5251RB (C), 5251RB-WP (C), 7251 (C), 7251DH (C), DH200LP [Firelite, Macurco, Notifier, Silent Knight, System Sensor] [IDC] 01 [IDC 4-WIRE ++] 1251B (C), 1412B (C), 1424 (C), 2112/24AT (C), 2112/24S (C), 2112/24TS (C), 2112AITR (C), 2112ATR (C), 2112R (C), 2124AITR (C), 2124ATR (C), 2124R (C), 2151 w/B110RLP (C [Honeywell, Notifier, System Sensor] [SLC MODULES SENSORS] [*] [#2 SHARED ADDR ¦ SENSORS] 2251B (C), 2251-COPTIR (C), 2251-COPTIR w/B200S-WH (C), 2251TB (C), 2251TMB (C), 5251B (C), 5251B-WP (C), 5251H (C), 5251RB (C), 5251RB-WP (C), 7251 (C), 7251DH (C)
9767ac6d-a95a-43af-8a68-cc2a922e6836 |  |  |  | North | Bosch | [5 empty] | Module | TRUE | NDA-LWMT-DOME | * | L-SHAPED WALL BRACKET COMPATIB | 1 | [12 empty] | #FFFFFFFF |  |  | FALSE | FALSE | FALSE | [20 empty] | DESKTOP-7EIEB7A\acont | 2021-08-13 06:25 | THOR\acont | 2024-10-09 10:48
2a080a16-51ee-4522-8994-cc32d8271764 | NFPA 170 PRESSURE SWITCH |  |  | North | Kidde |  | Pressure Switch |  |  |  | Module | TRUE | 81-981332-000 | ++ | Pressure Operated Switch, Explosion Proof | 1 | [6 empty] | FALSE | [5 empty] | #FFFF0000 | FA-NFPA 170 PRESSURE SWITCH | 1 | FALSE | FALSE | FALSE | 913 | [13 empty] | FALSE |  |  | XP |  |  | DESKTOP-7EIEB7A\acont | 2023-07-10 10:53 | THOR\acont | 2024-09-08 17:27 | Cloned from Potter PS40-EX | [Kidde] [IDC] 05 81-981332-000
ef50b0c8-d6b0-43e9-95f4-cc3a7b791479 | NFPA 170 HORN STROBE |  |  | North | Eaton Wheelock |  | Horn/Strobe |  |  |  | Module | TRUE | NS-24MCW-FR |  | Horn Strobe, 24 VDC, red | 1 | 0 | 0.285 |  |  |  |  | FALSE | FALSE |  |  |  |  | #FF0070C0 | FA-NFPA 170 HORN STROBE | 1 | FALSE | FALSE | FALSE | 2012 | [13 empty] | FALSE | [7 empty] | THOR\acont | 2024-09-08 17:27 |  | [Eaton Wheelock] [NAC] NS-24MCW-FR, NS-24MCW-FW
88fcf367-0ef8-44ff-aa92-cc452103542f | NFPA 170 SMOKE DETECTOR |  |  | North | Notifier |  | Smoke Detector |  |  |  | Module | TRUE | FS-OSI-RI | + | Intelligent imaging beam smoke detector including reflector, UL listed | 1 | 0.02 | 0.022 |  |  |  |  | FALSE | TRUE |  |  |  |  | #FFFF0000 | FA-NFPA 170 SMOKE DETECTOR | 1 | FALSE | FALSE | FALSE | 1408 | [13 empty] | FALSE |  |  | BT |  |  | DESKTOP-7EIEB7A\acont | 2021-05-07 09:28 | THOR\acont | 2024-09-08 17:27 | Cloned from System Sensor OSI-RA-SS | [Honeywell, Notifier, System Sensor] [SLC SENSORS] [*] [#4 TYPE ADDR ¦ SENSORS] 2251B (C), 2251-COPTIR (C), 2251-COPTIR w/B200S-WH (C), 2251TB (C), 2251TMB (C), 5251B (C), 5251B-WP (C), 5251H (C), 5251RB (C), 5251RB-WP (C), 7251 (C), 7251DH (C), DH200LP [Honeywell, Notifier, System Sensor] [SLC MODULES SENSORS] [*] [#2 SHARED ADDR ¦ SENSORS] 2251B (C), 2251-COPTIR (C), 2251-COPTIR w/B200S-WH (C), 2251TB (C), 2251TMB (C), 5251B (C), 5251B-WP (C), 5251H (C), 5251RB (C), 5251RB-WP (C), 7251 (C), 7251DH (C) [Farenhyt, Gamewell FCI, Notifier, Silent Knight] [AUX POWER] [HEATER PWR] FS-OSI-RI (C), OSI-RI-FH (C), OSI-RI-GW (C), OSI-RI-SK (C) | [Fike, Firelite, Notifier, Silent Knight] FS-OSI-RI, OSI-RI-FIK, OSI-RI-FL, OSI-RI-SK
92f4e166-6149-4721-aa0b-cc54662366bd | NFPA 170 SPEAKER STROBE |  |  | North | Gentex |  | Speaker/Strobe |  |  |  | Module | TRUE | SSPKG24-15/75PWW |  | Colored Lens Speaker/Strobe, Fixed 15/75 Candela, Wall, White, Green Lens | 1 | 0 | 0.148 |  |  |  |  | FALSE | [5 empty] | #FF0070C0 | FA-NFPA 170 SPEAKER STROBE | 1 | FALSE | FALSE | FALSE | 2019 |  |  | 7320-0569:0141 | [10 empty] | FALSE |  |  | WP |  |  |  |  | THOR\acont | 2024-09-08 17:27 |  | [Gentex, Hochiki, Potter] [AUDIO 70.7v] [70V AUDIO] CSPKSTR-24AR (C), CSPKSTR-24AW (C), CSPKSTR-24BR (C), CSPKSTR-24BW (C), CSPKSTR-24GR (C), CSPKSTR-24GW (C), CSPKSTR-24RR (C), CSPKSTR-24RW (C), FASPKR-R (C), FASPKR-W (C), FASPKR-WR, FASPKR-WW, FASPK-WP [Gentex, Hochiki, Potter] [AUDIO 25v] [25V AUDIO] CSPKSTR-24AR (C), CSPKSTR-24AW (C), CSPKSTR-24BR (C), CSPKSTR-24BW (C), CSPKSTR-24GR (C), CSPKSTR-24GW (C), CSPKSTR-24RR (C), CSPKSTR-24RW (C), FASPKR-R (C), FASPKR-W (C), FASPKR-WR, FASPKR-WW, FASPK-WPR, [Gentex] [NAC] [UL MAX] SSPKG24-15/75PWR, SSPKG24-15/75PWW
8be54938-fbea-409a-ad2a-cc55edfe78a3 |  |  |  | North | Silent Knight |  | Cards & Components |  |  |  | Card | TRUE | SK-5280 |  | PANEL COMPONENT, STATUS DISPLAY MODULE | 1 | [6 empty] | TRUE | [5 empty] | #FFFFFFFF |  |  | FALSE | FALSE | FALSE | [14 empty] | FALSE | [7 empty] | THOR\acont | 2024-10-09 10:48
edd92911-404c-4c70-9eb2-cc5c5ad59ec1 | NFPA 170 SPEAKER WALL |  |  | North | Edwards |  | Speaker |  |  |  | Module | TRUE | WGSWF-SP | ++ | Outdoor rated speaker, wall, white, feugo | 1 | [6 empty] | FALSE | FALSE |  |  |  |  | #FF0070C0 | FA-NFPA 170 SPEAKER WALL | 1 | FALSE | FALSE | FALSE | 2021 | [13 empty] | FALSE |  |  | WP |  |  | THOR\acont | 2024-04-09 09:04 | THOR\acont | 2024-09-08 17:27 | Cloned from Edwards WGSRF CLONED CLONED CLONED CLONED CLONED CLONED | [Edwards, Hochiki, Kidde] [AUDIO 25v] [25V AUDIO] EG4SRF, EG4SRN, EG4SVRF, EG4SVRN, EG4SVWA, EG4SVWF, EG4SVWN, EG4SWA, EG4SWF, EG4SWN, G4SRF, G4SRN, G4SVRF, G4SVRN, G4SVWA, G4SVWF, G4SVWN, G4SWA, G4SWF, G4SWN, WGSRA, WGSRF, WGSRF-FR, WGSRF-SP, WGSRN, WGS [Edwards, Hochiki, Kidde] [AUDIO 70.7v] [70V AUDIO] EG4SRF, EG4SRN, EG4SVRF, EG4SVRN, EG4SVWA, EG4SVWF, EG4SVWN, EG4SWA, EG4SWF, EG4SWN, G4SRF, G4SRN, G4SVRF, G4SVRN, G4SVWA, G4SVWF, G4SVWN, G4SWA, G4SWF, G4SWN, WGSRA, WGSRF, WGSRF-FR, WGSRF-SP, WGSRN, W
e2438f57-cc4f-431e-9bd1-cc64ac40cc2a | NFPA 170 REMOTE TEST SWITCH |  |  | North | Firelite |  | REMOTE TEST SWITCH |  |  |  | Module | TRUE | RTS151KEY | ++ | Remote Test Station W/ Switch, Alarm & Power LEDs, Key Reset | 1 | 0 | 0.012 |  |  |  |  | FALSE | FALSE |  |  |  |  | #FFFF0000 | FA-NFPA 170 REMOTE TEST SWITCH | 1 | FALSE | FALSE | FALSE | 914 | [13 empty] | FALSE | [7 empty] | THOR\acont | 2024-09-08 17:27 |  | [Firelite] [RTS] [*] RTS151, RTS151KEY
264b86a4-d596-448e-a23b-cc665b5c2114 | NFPA 170 SPEAKER WALL |  |  | North | Simplex |  | Speaker |  |  |  | Module | TRUE | 49SO-APPLW-O | + | Wall Mount Addressable Weatherproof S/O Appliance only. | 1 | 0 | 0 |  |  |  |  | TRUE | [5 empty] | #FF0070C0 | FA-NFPA 170 SPEAKER WALL | 1 | FALSE | FALSE | FALSE | 2019 | [16 empty] | WP |  |  | DESKTOP-7EIEB7A\acont | 2022-02-21 14:27 | THOR\acont | 2024-09-08 17:27 | Cloned from Autocall A49SO-APPLW-O | [Autocall, Simplex] [IDNac] [IDNAC] 49HF-APPLC (C), 49HF-APPLC-BA (C), 49HF-APPLW, 49HF-APPLW-BA, 49SO-APPLC (C), 49SO-APPLC-BA (C), 49SO-APPLC-O (C), 49SO-APPLC-O-BA (C), 49SO-APPLW, 49SO-APPLW-BA, 49SO-APPLW-O, 49SO-APPLW-O-BA, A49HF-APPLC (C), A49HF-A [Autocall, Simplex] [AUDIO 70.7v] [70V AUDIO] 49HF-APPLW, 49HF-APPLW-BA, 49HFV-APPLW, 49HFV-APPLW-BA, 49SO-APPLW, 49SO-APPLW-BA, 49SO-APPLW-O, 49SO-APPLW-O-BA, 49SV-APPLW, 49SV-APPLW-BA, 49SV-APPLW-O, 49SV-APPLW-O-BA, A49HF-APPLW, A49HF-APPLW-BA, A49HFV- [Autocall, Simplex] [AUDIO 25v] [25V AUDIO] 49HF-APPLW, 49HF-APPLW-BA, 49HFV-APPLW, 49HFV-APPLW-BA, 49SO-APPLW, 49SO-APPLW-BA, 49SO-APPLW-O, 49SO-APPLW-O-BA, 49SV-APPLW, 49SV-APPLW-BA, 49SV-APPLW-O, 49SV-APPLW-O-BA, A49HF-APPLW, A49HF-APPLW-BA, A49HFV-AP
78ee06d8-6ebe-4e12-b22f-cc676859b6f2 |  |  |  | North | Bosch | [5 empty] | Module | TRUE | B11 | * | Enclosure, Control Panel, Small | 1 | [12 empty] | #FFFFFFFF |  |  | FALSE | FALSE | FALSE | [20 empty] | DESKTOP-7EIEB7A\acont | 2021-08-13 06:25 | THOR\acont | 2024-10-09 10:48
e2d6fd29-e94f-4b5d-a0b7-cc7c073934bd | NFPA 170 HORN |  |  | North | Edwards |  | Horn |  |  |  | Module | TRUE | WGAWA | ++ | Outdoor rated horn, white, alert | 1 | [6 empty] | FALSE | [5 empty] | #FF0070C0 | FA-NFPA 170 HORN | 1 | FALSE | FALSE | FALSE | 2010 | [13 empty] | FALSE |  |  | WP |  |  | THOR\acont | 2024-04-09 06:58 | THOR\acont | 2024-09-08 17:27 | Cloned from Edwards WGARA CLONED CLONED | [Edwards, Kidde] [NAC] [VDC, TEMPORAL] WGARA, WGARF, WGARF-FR, WGARF-SP, WGARN, WGAWA, WGAWF, WGAWF-FR, WGAWF-SP, WGAWN
c5e51f94-2d24-442e-9e43-cc835025bfbf |  |  |  | North | Bosch | [5 empty] | Module | TRUE | D344-1.5 | * | DUCT SAMPLE TUBE 1.5 FEET | 1 | [12 empty] | #FFFFFFFF |  |  | FALSE | FALSE | FALSE | [20 empty] | DESKTOP-7EIEB7A\acont | 2021-08-13 06:25 | THOR\acont | 2024-10-09 10:48
73a29de4-b18a-40da-bd7d-cc892af1b2db |  |  |  | North | Bosch | [5 empty] | Module | TRUE | PRS-4P125-US | * | PRAESIDEO Power Amplifier 4x125W | 1 | [12 empty] | #FFFFFFFF |  |  | FALSE | FALSE | FALSE | [20 empty] | DESKTOP-7EIEB7A\acont | 2021-08-13 06:25 | THOR\acont | 2024-10-09 10:48
26bd8738-f040-4756-a167-cc8a54af1c6e | NFPA 170 SPEAKER WALL |  |  | North | Eaton Wheelock |  | Speaker |  |  |  | Module | TRUE | ET-1010-R w/ WFP-R | + | Speaker, 25 or 70.7 Vrms, 1/8 to 8 watts, WP, red weatherproof w/flush plate | 1 | [6 empty] | FALSE | FALSE |  |  |  |  | #FF0070C0 | FA-NFPA 170 SPEAKER WALL | 1 | FALSE | FALSE | FALSE | 2021 | [13 empty] | FALSE |  |  | WP |  |  | DESKTOP-7EIEB7A\acont | 2022-05-03 16:54 | THOR\acont | 2024-09-08 17:27 | Cloned from Eaton Wheelock ET-1010-R w/WBB-R | [Eaton Wheelock] [AUDIO 70.7v] [70V AUDIO] ET-1010-R, ET-1010-R w/ WFP-R, ET-1010-R w/ WFP-R (C), ET-1010-R w/WBB-R, ET-1010-W, ET-1010-W w/ WBB-R, ET-1010-W w/ WFP-W, ET-1010-W w/ WFP-W (C), ET-1010-W w/WBB-W [Eaton Wheelock] [AUDIO 25v] [25V AUDIO] ET-1010-R, ET-1010-R w/ WFP-R, ET-1010-R w/ WFP-R (C), ET-1010-R w/WBB-R, ET-1010-W, ET-1010-W w/ WBB-R, ET-1010-W w/ WFP-W, ET-1010-W w/ WFP-W (C), ET-1010-W w/WBB-W
13aea09c-1dce-4a31-b1cd-cc8d624fbd38 | NFPA 170 STROBE CEILING |  |  | North | Simplex |  | Strobe |  |  |  | Module | TRUE | 49VOH-APPLC-BA | + | Visual Only Notification Appliances, Indoor Ceiling Mount Strobe, Assembled in USA | 1 | 0 | 0 |  |  |  |  | TRUE | TRUE |  |  |  |  | #FF0070C0 | FA-NFPA 170 STROBE CEILING | 1 | FALSE | FALSE | FALSE | 2022 | [16 empty] | C |  |  | DESKTOP-7EIEB7A\acont | 2022-02-21 21:41 | THOR\acont | 2024-09-08 17:27 | Cloned from Autocall A49VOH-APPLC-BA | [Autocall, Simplex] [IDNac] [23VDC] 49HFVH-APPLC (C), 49HFVH-APPLC-BA (C), 49SVH-APPLC (C), 49SVH-APPLC-BA (C), 49VOH-APPLC (C), 49VOH-APPLC-BA (C), A49HFVH-APPLC (C), A49HFVH-APPLC-BA (C), A49SVH-APPLC (C), A49SVH-APPLC-BA (C), A49VOH-APPLC (C), A49VOH-
d1698986-d40f-4d67-8ced-cc926d4b553d |  |  |  | North | Siemens | [5 empty] | Module | TRUE | RSM-1 | 500-696163 | RSM-1 KEY SW MODULE (MAINTAIN) | 1 | [12 empty] | #FFFFFFFF |  |  | FALSE | FALSE | FALSE | [20 empty] | DESKTOP-7SAL8M7\acont | 2019-08-13 09:04 | THOR\acont | 2024-10-09 10:48
fb78e212-c4fd-47a2-a074-cc9b417939c5 |  |  |  | North | System Sensor |  | Hardware |  |  |  | Hardware | TRUE | BB-6 | + | Optional cabinet for up to six modules mounted on CHS-6 chassis | 1 | [6 empty] | TRUE | [5 empty] | #FFFFFFFF |  |  | FALSE | FALSE | FALSE | [20 empty] | DESKTOP-7SAL8M7\acont | 2020-02-23 09:37 | THOR\acont | 2024-10-09 10:48 | Cloned from Firelite BB-6F
e5c48657-5b50-44f9-9258-cca20c6c1bd4 | NFPA 170 SPEAKER STROBE |  |  | North | Siemens |  | Speaker/Strobe |  |  |  | Module | TRUE | SEH-AMC-W-ALERT | S54329-A12-A1 | SPK-ST,WALL,AMB,ALR,W | 1 | [12 empty] | #FF0070C0 | FA-NFPA 170 SPEAKER STROBE | 1 | FALSE | FALSE | FALSE | 2019 | [19 empty] | DESKTOP-7SAL8M7\acont | 2019-08-13 09:04 | THOR\acont | 2024-09-08 17:27 |  | [Siemens] [AUDIO 70.7v] [70V AUDIO] SEH-AMC-W-ALERT, SEH-HMC-R, SEH-HMC-R-B, SEH-HMC-W, SEH-HMC-W-ALERT, SEH-HMC-W-B, SEH-MC-R, SEH-MC-R-ALERT, SEH-MC-R-B, SEH-MC-W, SEH-MC-W-ALERT, SEH-MC-W-B, SEH-MC-W-BLANK, SEH-R, SEH-W, SEH-W-ALERT [Siemens] [AUDIO 25v] [25V AUDIO] SEH-AMC-W-ALERT, SEH-HMC-R, SEH-HMC-R-B, SEH-HMC-W, SEH-HMC-W-ALERT, SEH-HMC-W-B, SEH-MC-R, SEH-MC-R-ALERT, SEH-MC-R-B, SEH-MC-W, SEH-MC-W-ALERT, SEH-MC-W-B, SEH-MC-W-BLANK, SEH-R, SEH-W, SEH-W-ALERT
f6e3459f-967f-4197-9f5d-cca903876746 | NFPA 170 NOTIFICATION CIRCUIT EXTENDER PANEL | RISER NAC |  | North | Autocall |  | Notification Circuit Extender Panel |  |  |  | Assembly | TRUE | A009-9704 | ++ | 4009 Extender Plus with cabinet and A100-5451 IDNAC card; includes two additional 4x5 PDI block space for select option cards, up to 2 A auxiliary power/ simple NAC, and battery charger. 120/240VAC 50/60 Hz input, and auto select. Platinum | 1 | [6 empty] | FALSE | [5 empty] | #FFFF0000 | FA-NFPA 170 NOTIFICATION CIRCUIT EXTENDER PANEL | 1 | FALSE | FALSE | FALSE | 212 | [8 empty] | 6.2,10,12.7,18,25,33,50,110 |  | 18 |  |  | TRUE | [5 empty] | DESKTOP-QGO6JOK\acont | 2024-07-16 09:30 | THOR\acont | 2024-09-08 17:27 | Cloned from Autocall A009-9702
3dd263ec-6007-4cb5-8c62-ccaddec09880 | NFPA 170 HORN |  |  | North | Eaton Wheelock |  | Horn |  |  |  | Module | TRUE | ELFHNR-N | + | WALL SOUNDER, RED, NONE, LOW FREQ | 1 | [6 empty] | TRUE | [5 empty] | #FF0070C0 | FA-NFPA 170 HORN | 1 | FALSE | FALSE | FALSE | 2020 | [16 empty] | LF |  |  | DESKTOP-7EIEB7A\acont | 2021-05-13 08:00 | THOR\acont | 2024-09-08 17:27 | Cloned from Eaton Wheelock ELFHSR-N | [Eaton Wheelock] [NAC] [24VDC, MAX] ELFHNR, ELFHNR-AL, ELFHNRC (C), ELFHNRC-AL (C), ELFHNRC-CO (C), ELFHNRC-N (C), ELFHNR-CO, ELFHNR-N, ELFHNW, ELFHNW-AL, ELFHNWC (C), ELFHNWC-AL (C), ELFHNWC-CO (C), ELFHNWC-N (C), ELFHNW-CO, ELFHNW-N
24d5b438-1407-499e-993d-ccae5f04a112 | NFPA 170 HORN STROBE |  |  | North | System Sensor |  | Horn/Strobe |  |  |  | Module | TRUE | P2GWL | + | 2-Wire, Compact Horn Strobe, White | 1 | 0 | 0.245 |  |  |  |  | FALSE | [5 empty] | #FF0070C0 | FA-NFPA 170 HORN STROBE | 1 | FALSE | FALSE | FALSE | 2012 | [13 empty] | FALSE | [7 empty] | THOR\acont | 2024-09-08 17:27 |  | [System Sensor] [NAC] [24VFWR, TEMPORAL HIGH] P2GRL, P2GWL, P2RL, P2RL w/WAV-RL, P2RL-P, P2RL-SP, P2WL, P2WL w/ WAV-WL, P2WL-P, P2WL-SP [System Sensor] [NAC] [12VDC, TEMPORAL HIGH] P2GRL, P2GWL, P2RL, P2RL w/WAV-RL, P2RL-P, P2RL-SP, P2WL, P2WL w/ WAV-WL, P2WL-P, P2WL-SP [System Sensor] [NAC] [24VDC, TEMPORAL HIGH] P2GRL, P2GWL, P2RL, P2RL w/WAV-RL, P2RL-P, P2RL-SP, P2WL, P2WL w/ WAV-WL, P2WL-P, P2WL-SP
713f3f94-92d4-4a42-a3af-ccb2735c6205 |  |  |  | North | Edwards |  | Cards & Components |  |  |  | Card | TRUE | FCOM-FIB |  | Fiber Optic Data Line Card (UL) | 1 | 0.04 | 0.04 |  |  |  |  | TRUE | [5 empty] | #FFFFFFFF |  |  | FALSE | FALSE | FALSE | [14 empty] | FALSE | [7 empty] | THOR\acont | 2024-10-09 10:48
677c06ae-4c14-4e42-9859-ccb3f20716d5 | 170 BASIC SHAPE |  |  | North | Siemens |  | Hardware |  |  |  | Hardware | TRUE | FC-300S | 500-680588 | DOOR REMOTE PHONE STATION FIELD MOUNTED | 1 | [12 empty] | #FFFF0000 | FA-170 BASIC SHAPE | 1 | FALSE | FALSE | FALSE | 5000 | [21 empty] | THOR\acont | 2024-09-08 17:27
5c398394-7a28-4081-aa78-ccb9515f1414 | NFPA 170 ADDRESSABLE INPUT MONITOR MODULE |  |  | North | Kidde |  | Addressable Module |  |  |  | Module | TRUE | GSA-IS |  | Signature ionization smoke detector | 1 | 0.00045 | 0.00045 |  |  |  |  | FALSE | [5 empty] | #FFFF0000 | FA-NFPA 170 ADDRESSABLE INPUT MONITOR MODULE | 1 | FALSE | FALSE | FALSE | 1000 | [13 empty] | FALSE | [5 empty] | AULAPTOP-PC\Aulaptop | 2018-09-03 13:55 | THOR\acont | 2024-09-08 17:27 |  | [Edwards, Kidde] [SLC EST MODULES/SENSORS] 01 [*] [iO64] DS-HFS (C), DS-PS (C), FX-HD w/IB4U BASE, FX-HD w/RB4U BASE, FX-HD w/SB4U BASE, FX-HD w/SB4U-LF BASE, FX-HD wB4U BASE, FX-PD w/B4U BASE (C), FX-PD w/IB4U BASE (C), FX-PD w/SB4U BASE (C), FX-PD w/SB [Edwards, Kidde] [SLC EST SENSORS] 01 [*] [EST3, iO1000] DS-HFS (C), DS-PS (C), FX-HD w/IB4U BASE, FX-HD w/RB4U BASE, FX-HD w/SB4U BASE, FX-HD w/SB4U-LF BASE, FX-HD wB4U BASE, FX-PD w/B4U BASE (C), FX-PD w/IB4U BASE (C), FX-PD w/SB4U BASE (C), FX-PD w/SB [Kidde] [SLC EST MODULES SENSORS] [*] [#2 SHARED ADDR ¦ SENSORS] DS-HFS (C), DS-PS (C), FX-HD w/IB4U BASE, FX-HD w/RB4U BASE, FX-HD w/SB4U BASE, FX-HD w/SB4U-LF BASE, FX-HD wB4U BASE, FX-PD w/B4U BASE (C), FX-PD w/IB4U BASE (C), FX-PD w/SB4U BASE (C), FX [Kidde] [SLC EST SENSORS] [*] [#4 TYPE ADDR ¦ SENSORS] DS-HFS (C), DS-PS (C), FX-HD w/IB4U BASE, FX-HD w/RB4U BASE, FX-HD w/SB4U BASE, FX-HD w/SB4U-LF BASE, FX-HD wB4U BASE, FX-PD w/B4U BASE (C), FX-PD w/IB4U BASE (C), FX-PD w/SB4U BASE (C), FX-PD w/SB4U
3b556352-d3aa-469c-9cc8-ccbacd7b57c9 |  |  |  | North | ROSSLARE SECURITY PRODUCTS | Security/Access Control |  |  |  |  | Module | TRUE | EX-06 |  |  | 1 | [12 empty] | #FFFFFFFF |  |  | FALSE | FALSE | FALSE | [20 empty] | THOR\acont | 2024-03-12 21:43 | THOR\acont | 2024-10-09 10:48
15ea1515-cc6c-4232-a554-ccbd41302914 | NFPA 170 HORN |  |  | North | Potter |  | Horn |  |  |  | Module | TRUE | EH-24PW |  | Low Profile Electric Horn, Plain Off-White | 1 | 0 | 0.056 |  |  |  |  | FALSE | [5 empty] | #FF0070C0 | FA-NFPA 170 HORN | 1 | FALSE | FALSE | FALSE | 2010 | [13 empty] | FALSE | [7 empty] | THOR\acont | 2024-09-08 17:27 |  | [Potter] [NAC] [UL MAX, HIGH DB] EH-24PR, EH-24PW, EH-24R, EH-24W
2d9735cb-23a1-414f-8b74-ccc9015ce5b0 | NFPA 170 DAMPERS FIRE |  |  | North | Block Definition Only |  | Damper |  |  |  | Module | TRUE | NFPA 170 DAMPERS FIRE |  | NFPA 170 DAMPERS FIRE | 1 | [12 empty] | #FFFF0000 | FA-NFPA 170 DAMPERS FIRE | 1 | FALSE | FALSE | FALSE | 1901 | [19 empty] | AULAPTOP-PC\Aulaptop | 2020-03-26 07:41 | THOR\acont | 2024-09-08 17:27
69e32027-c233-4804-b64c-cccbb4853bf0 | NFPA 170 FLOW DETECTOR |  |  | North | Notifier |  | Flow Detector |  |  |  | Module | TRUE | WFD35 | + | Waterflow Detector, Schedule 10/40, 3-1/2" | 1 | [6 empty] | FALSE | FALSE |  |  |  |  | #FFFF0000 | FA-NFPA 170 FLOW DETECTOR | 1 | FALSE | FALSE | FALSE | 1700 | [13 empty] | FALSE | [7 empty] | THOR\acont | 2024-09-08 17:27 | 20191121 AC Detector without base | [Det-Tronics, Edwards, Kidde, Notifier] [IDC] 01 30-3013, 30-3013 w/FMM-101, Q3013D, 5621 (C), 5622 (C), 5623 (C), 5624 (C), BNG-1, BNG-1F, BNG-1FTS, BNG-1R, BNG-1SP, BNG-1TS, BNG-1TSL, BNG-1TSR, BNG-1TSRL, CP-651 (C), HD-601 (C), HD-602 (C), HD-603 (C), [Farenhyt, Generic, N/A, Notifier, Potter, Silent Knight] [AUX POWER] [BELL POWER ++] FURNISHED BY OTHERS, PS10 Series, PS10-EX, VSG, VSR Series, VSR-10, VSR-AT, VSR-C, VSR-CF, VSR-FE-2, VSR-FEX Series, VSR-S Series, VSR-SF, VSR-SFG, VSR-SFT, VSR-SG, VSR
a4dc10be-d2b9-4b5c-868e-ccd221ebb29c | NFPA 170 HEAT DETECTOR |  |  | North | Hochiki |  | Heat Detector |  |  |  | Module | TRUE | DSC-EA w/HSC-220R - 2 WIRE RELAY BASE | DSC-EA w/HSC-220R - 2 WIRE RELAY BASE | HEAT DETECTOR w/ 2 WIRE RELAY BASE | 1 | 0.00011 | 0.238 |  |  |  |  | TRUE | TRUE |  | *Refer to Install Sheet |  |  | #FFFF0000 | FA-NFPA 170 HEAT DETECTOR | 1 | FALSE | FALSE | FALSE | 1403 | [16 empty] | R |  |  | DESKTOP-0D6CQVA\lousc | 2019-10-12 07:53 | THOR\acont | 2024-09-08 17:27 | Cloned from Hochiki DCD-135 w/HSC-220R - 2 WIRE RELAY BASE | [Hochiki] [IDC] 01 [IDC] DCD-135 w/HSC-220L LATCHING LED BASE (C), DCD-135 w/HSC-220R - 2 WIRE RELAY BASE (C), DCD-135 w/HSC-221L LATCHING LED BASE (C), DCD-135 w/HSC-221R - 2 WIRE RELAY BASE (C), DCD-135 w/HSC-224L LATCHING LED BASE (C), DCD-135 w
6ef0a225-324d-41aa-bb6f-ccd4e9cdeb9e | NFPA 170 HEAT CO DETECTOR |  |  | North | Kidde |  | Heat/CO Detector |  |  |  | Module | TRUE | KIR-HCD w/KI-ABST BASE | ++ | Multisensor Heat, and CO Detector | 1 | 3.2e-05 | 3.2e-05 |  |  |  |  | FALSE | [5 empty] | #FFFF0000 | FA-NFPA 170 HEAT CO DETECTOR | 1 | FALSE | FALSE | FALSE | 1403 | [13 empty] | FALSE | [5 empty] | DESKTOP-7EIEB7A\acont | 2023-05-24 19:35 | THOR\acont | 2024-09-08 17:27 | Cloned from Kidde KI-HCD w/KI-ABST BASE | [Edwards, Kidde] [AUX POWER] FX-HD w/SB4U BASE, FX-PD w/SB4U BASE (C), FX-PHD w/SB4U BASE (C), KI-COD w/KI-ABST BASE (C), KI-HCD w/KI-ABST BASE, KI-HRD w/KI-ABST BASE, KI-PCD w/KI-ABST BASE (C), KI-PD w/KI-ABST BASE (C), KI-PHCD w/KI-ABST BASE (C), KI-PH [Kidde] [SLC EST SENSORS] [*] [#4 TYPE ADDR ¦ SENSORS] DS-HFS (C), DS-PS (C), FX-HD w/IB4U BASE, FX-HD w/RB4U BASE, FX-HD w/SB4U BASE, FX-HD w/SB4U-LF BASE, FX-HD wB4U BASE, FX-PD w/B4U BASE (C), FX-PD w/IB4U BASE (C), FX-PD w/SB4U BASE (C), FX-PD w/SB4U [Edwards, Kidde] [SLC EST MODULES/SENSORS] 01 [*] [iO64] DS-HFS (C), DS-PS (C), FX-HD w/IB4U BASE, FX-HD w/RB4U BASE, FX-HD w/SB4U BASE, FX-HD w/SB4U-LF BASE, FX-HD wB4U BASE, FX-PD w/B4U BASE (C), FX-PD w/IB4U BASE (C), FX-PD w/SB4U BASE (C), FX-PD w/SB [Edwards, Kidde] [SLC EST SENSORS] 01 [*] [EST3, iO1000] DS-HFS (C), DS-PS (C), FX-HD w/IB4U BASE, FX-HD w/RB4U BASE, FX-HD w/SB4U BASE, FX-HD w/SB4U-LF BASE, FX-HD wB4U BASE, FX-PD w/B4U BASE (C), FX-PD w/IB4U BASE (C), FX-PD w/SB4U BASE (C), FX-PD w/SB [Kidde] [SLC EST MODULES SENSORS] [*] [#2 SHARED ADDR ¦ SENSORS] DS-HFS (C), DS-PS (C), FX-HD w/IB4U BASE, FX-HD w/RB4U BASE, FX-HD w/SB4U BASE, FX-HD w/SB4U-LF BASE, FX-HD wB4U BASE, FX-PD w/B4U BASE (C), FX-PD w/IB4U BASE (C), FX-PD w/SB4U BASE (C), FX
3c13d615-1286-46a2-8aa0-ccda40eb24c1 | NFPA 170 HORN STROBE |  |  | North | Gentex |  | Horn/Strobe |  |  |  | Module | TRUE | GHSLF177W |  | Low Frequency Horn Strobe, White, Wall | 1 | 0 | 0.525 |  |  |  |  | FALSE | [5 empty] | #FF0070C0 | FA-NFPA 170 HORN STROBE | 1 | FALSE | FALSE | FALSE | 2012 | [13 empty] | FALSE |  |  | LF |  |  |  |  | THOR\acont | 2024-09-08 17:27 |  | [Gentex, Hochiki] [NAC] [UL MAX, HIGH DB, TEMPORAL 4] GHSLF177R, GHSLF177W, HHSLF177R, HHSLF177W [Gentex, Hochiki] [NAC] [UL MAX, HIGH DB, TEMPORAL 3] GHSLF177R, GHSLF177W, HHSLF177R, HHSLF177W
1a528a5f-8254-425f-bc63-cce00d38f6bf |  |  |  | North | Hochiki |  | Cards & Components |  |  |  | Card | TRUE | FNV-MBR (25V) | + |  | 1 | 0.031 | 0.031 |  |  |  |  | TRUE | [5 empty] | #FFFFFFFF |  |  | FALSE | FALSE | FALSE | [20 empty] | DESKTOP-7SAL8M7\acont | 2019-11-05 11:17 | THOR\acont | 2024-10-09 10:48 | Cloned from Evax MBR (70V) |  | [Hochiki] FNV-MBR (25V)
00a66586-9e40-4c12-9557-cce07974eaa4 | NFPA 170 ADDRESSABLE INPUT MONITOR MODULE |  |  | North | Advanced |  | Addressable Module |  |  |  | Module | FALSE | 55000-806ADV | + | Priority Switch Monitor | 1 | 0.0006 | 0.0006 |  |  |  |  | FALSE | [5 empty] | #FFFF0000 | FA-NFPA 170 ADDRESSABLE INPUT MONITOR MODULE | 1 | FALSE | FALSE | FALSE | 1000 | [13 empty] | FALSE | [5 empty] | DESKTOP-7EIEB7A\acont | 2022-02-28 16:03 | THOR\acont | 2024-09-08 17:27 | Cloned from Apollo 55000-806ADV | [Advanced] [SLC APOLLO MODULES/SENSORS] [*] [#1] 55000-805ADV, 55000-806ADV, 55000-820ADV (C), 55000-830ADV, 55000-831ADV, 55000-863ADV, 58000-450ADV (C), 58000-650ADV (C), AX-SL-DAA-P [Advanced, Apollo] [SLC APOLLO MODULES SENSORS] [*] [#1 SHARED ADDR ¦ MODULES] 45681-800 (C), 45681-805 (C), 55000-001 (C), 55000-002 (C), 55000-005 (C), 55000-006 (C), 55000-009 (C), 55000-010 (C), 55000-765 (C), 55000-790ADV, 55000-805ADV, 55000-806ADV | [Advanced] 55000-805ADV, 55000-806ADV, 55000-820ADV, 55000-830ADV, 55000-831ADV
ad16b01d-6ed5-48ae-90e4-cce2f55358ed | NFPA 170 SPEAKER STROBE CEILING |  |  | North | Siemens |  | Speaker/Strobe |  |  |  | Module | TRUE | SL2SPSCR-FB | S54329-F160-A1++ | Speaker-Strobe, Ceiling, Clear, Red, Pictogram | 1 | [7 empty] | TRUE |  |  |  |  | #FF0070C0 | FA-NFPA 170 SPEAKER STROBE CEILING | 1 | FALSE | FALSE | FALSE | 2023 | [16 empty] | C |  |  | DESKTOP-7EIEB7A\acont | 2023-08-03 08:10 | THOR\acont | 2024-09-08 17:27 | Cloned from Siemens SL2SPSWR-FB | [Siemens] [NAC] [16.0 – 33.0 VDC] SL2SCR-A (C), SL2SCR-AL (C), SL2SCR-ALA (C), SL2SCR-ALB (C), SL2SCR-F (C), SL2SCR-FB (C), SL2SCR-N (C), SL2SCR-NA (C), SL2SCR-NB (C), SL2SCW-A (C), SL2SCW-AL (C), SL2SCW-ALA (C), SL2SCW-ALB (C), SL2SCW-EV (C), SL2SCW-F ( [Siemens] [AUDIO 25v] [25V AUDIO] SL2SPSCR-A (C), SL2SPSCR-AL (C), SL2SPSCR-ALA (C), SL2SPSCR-F (C), SL2SPSCR-FB (C), SL2SPSCR-N (C), SL2SPSCR-NA (C), SL2SPSCW-A (C), SL2SPSCW-AL (C), SL2SPSCW-ALA (C), SL2SPSCW-F (C), SL2SPSCW-FB (C), SL2SPSCW-N (C), SL2 [Siemens] [AUDIO 70.7v] [70V AUDIO] SL2SPSCR-A (C), SL2SPSCR-AL (C), SL2SPSCR-ALA (C), SL2SPSCR-F (C), SL2SPSCR-FB (C), SL2SPSCR-N (C), SL2SPSCR-NA (C), SL2SPSCW-A (C), SL2SPSCW-AL (C), SL2SPSCW-ALA (C), SL2SPSCW-F (C), SL2SPSCW-FB (C), SL2SPSCW-N (C), S
238d06bf-a71a-4209-9028-cce727e1e06b | NFPA 170 HORN |  |  | North | Eaton Wheelock |  | Horn |  |  |  | Module | TRUE | ELFHNR-CO | + | WALL SOUNDER, RED, CO, LOW FREQ | 1 | [6 empty] | TRUE | [5 empty] | #FF0070C0 | FA-NFPA 170 HORN | 1 | FALSE | FALSE | FALSE | 2020 | [16 empty] | LF |  |  | DESKTOP-7EIEB7A\acont | 2021-05-13 08:00 | THOR\acont | 2024-09-08 17:27 | Cloned from Eaton Wheelock ELFHSR-CO | [Eaton Wheelock] [NAC] [24VDC, MAX] ELFHNR, ELFHNR-AL, ELFHNRC (C), ELFHNRC-AL (C), ELFHNRC-CO (C), ELFHNRC-N (C), ELFHNR-CO, ELFHNR-N, ELFHNW, ELFHNW-AL, ELFHNWC (C), ELFHNWC-AL (C), ELFHNWC-CO (C), ELFHNWC-N (C), ELFHNW-CO, ELFHNW-N
c6a249b4-b040-4ce3-84b4-cceecd4c2185 | NFPA 170 SMOKE CO DETECTOR |  |  | North | Potter |  | Smoke/CO Detector |  |  |  | Module | TRUE | PAD300-PCD w/PAD300-IB (Split) | ++ | Photoelectric Smoke/CO Detector with Isolator Module Included | 1 | 0.0006 | 0.0006 |  |  |  |  | FALSE | TRUE |  |  |  |  | #FFFF0000 | FA-NFPA 170 SMOKE CO DETECTOR | 1 | FALSE | FALSE | FALSE | 1411 | [13 empty] | FALSE |  |  | IB |  |  | THOR\acont | 2025-02-13 10:27 |  |  | Cloned from Potter PAD300-PCD w/PAD300-IB | [Potter] [SLC PAD] [*] [#2 SHARED ADDR ¦ SENSORS] PAD100-CD w/PAD100-4DB, PAD100-CD w/PAD100-6DB, PAD100-CD w/PAD100-IB, PAD100-CD w/PAD100-LFSB, PAD100-CD w/PAD100-RB, PAD100-CD w/PAD100-SB, PAD100-CD w/PAD100-SPKB, PAD100-DUCT (C), PAD100-DUCTR (C), PA
377069e6-89a2-4de6-996a-ccf8b39294bb | NFPA 170 MINI HORN |  |  | North | Potter |  | Horn |  |  |  | Module | TRUE | MH-12/24TW |  | Mini-Horn, White, Terminals | 1 | 0 | 0.015 |  |  |  |  | FALSE | [5 empty] | #FF0070C0 | FA-NFPA 170 MINI HORN | 1 | FALSE | FALSE | FALSE | 2014 | [13 empty] | FALSE | [7 empty] | THOR\acont | 2024-09-08 17:27 |  | [Potter] [NAC] [UL MAX] MH-12/24R, MH-12/24TR, MH-12/24TW, MH-12/24W
12ae17c5-e61b-4860-8e69-cd007ad38dfa | NFPA 170 HORN STROBE |  |  | North | Potter |  | Horn/Strobe |  |  |  | Module | TRUE | CHSLP-24A-WP |  | Horn Strobe, Wall, Red, Amber, Outdoor, Low Profile | 1 | 0 | 0.226 |  |  |  |  | FALSE | FALSE |  |  |  |  | #FF0070C0 | FA-NFPA 170 HORN STROBE | 1 | FALSE | FALSE | FALSE | 2012 | [13 empty] | FALSE | [7 empty] | THOR\acont | 2024-09-08 17:27 |  | [Potter] [NAC] [UL MAX, HIGH DB] CHS-24A-WP, CHS-24WA-WP, CHSLP-24A-WP, CHSLP-24WA-WP
6166840a-da4c-49dc-997b-cd00a3504b6d |  |  |  | North | Edwards |  | Hardware |  |  |  | Hardware | TRUE | 2-WB7R |  | OBSOLETE - Red Wallbox | 1 | [6 empty] | FALSE | [5 empty] | #FFFFFFFF |  |  | FALSE | FALSE | FALSE | [14 empty] | FALSE | [7 empty] | THOR\acont | 2024-10-09 10:48
7f8a68e5-87da-4909-bb83-cd00faff5f76 | CADGEN DOOR CONTACT |  |  | North | Honeywell |  | Door Contact |  |  |  | Module | TRUE | 7939-2 | ++ | Magnetic Contact, Surface Mount | 1 |  |  |  |  | 1.5 | [7 empty] | #FFFF0000 | FA-CADGEN DOOR CONTACT | 1 | FALSE | FALSE | FALSE | [17 empty] | REX |  |  | DESKTOP-7EIEB7A\acont | 2023-01-30 10:26 | THOR\acont | 2024-09-08 17:27 | Cloned from Honeywell 7939WG | [Honeywell] [IDC] 01 [INPUT] 4939SN-WH, 4959SN, 7939-2, 7939WG, 7940, 940, 943WG, 945, 945T, 949, 950, PAL-T, PR-20445 [Honeywell] [ACCESS CONTROL INPUT] [*] [INPUT] 4939SN-WH, 4959SN, 7939-2, 7939WG, 7940, 940, 943WG, 945, 945T, 949, 950, PAL-T, PR-20445
95a77a39-898d-417d-bee0-cd03ae84fb37 | NFPA 170 HORN STROBE CEILING |  |  | North | Eaton Wheelock |  | Horn/Strobe |  |  |  | Module | TRUE | EL3RMTST-FW | ++ | CEILING HORN STROBE, WHITE, WP | 1 | [6 empty] | TRUE | TRUE |  |  |  |  | #FF0070C0 | FA-NFPA 170 HORN STROBE CEILING | 1 | FALSE | FALSE | FALSE | 2020 | [16 empty] | C, WP |  |  | THOR\acont | 2024-09-11 19:25 | THOR\acont | 2024-10-09 10:48 | Cloned from Eaton Wheelock EL3RHS-FW | [Eaton Wheelock] [NAC] [24VDC, HIGH HORN] EL3RMTSTA-ALW (C), EL3RMTSTA-NW (C), EL3RMTST-FR (C), EL3RMTST-FW (C), EL4XMTSTA-ALW (C), EL4XMTSTA-NW (C), EL4XMTST-FR (C), EL4XMTST-FW (C) [Eaton Wheelock] [NAC] [24VDC, STD HORN] EL3RMTSTA-ALW (C), EL3RMTSTA-NW (C), EL3RMTST-FR (C), EL3RMTST-FW (C), EL4XMTSTA-ALW (C), EL4XMTSTA-NW (C), EL4XMTST-FR (C), EL4XMTST-FW (C)
b04867ca-05cf-4b87-a163-cd05f2a48d3d | NFPA 170 FIRE ALARM CONTROL INTERFACE |  |  | North | Simplex |  | Interface |  |  |  | Assembly | TRUE | 4190-9832 | ++ | ES Net external NIC and media cards for TSW, Red | 1 | 0.075 | 0.075 | [10 empty] | #FFFF0000 | FA-NFPA 170 FIRE ALARM CONTROL INTERFACE | 1 | FALSE | FALSE | FALSE | [20 empty] | THOR\acont | 2024-02-23 06:09 | THOR\acont | 2024-09-08 17:27 | Cloned from Autocall A007-6306
9f8a2895-0441-4924-9ae4-cd0c68d6a0cb | NFPA 170 SPEAKER STROBE |  |  | North | Monaco Enterprises |  | Speaker/Strobe |  |  |  | Module | TRUE | 580-114-00 |  | SPEAKER STB:WHITE,T-1,WM,INDOOR,24V,NO LTR,CLEAR,15-185 CANDELA,1/4-2W | 1 | 0 | 0.063 |  |  |  |  | FALSE | [5 empty] | #FF0070C0 | FA-NFPA 170 SPEAKER STROBE | 1 | FALSE | FALSE | FALSE | 2019 | [13 empty] | FALSE | [5 empty] | DESKTOP-7SAL8M7\acont | 2020-03-02 16:40 | THOR\acont | 2024-09-08 17:27 | Cloned from System Sensor SPSWL-P
2bd74a17-47a8-4c40-9ee1-cd0ec4feecec | NFPA 170 HEAT DETECTOR |  |  | North | Autocall |  | Heat Detector |  |  |  | Module | TRUE | A4098-9734 w/A4098-9789 | + | TrueAlarm High Temp Heat Detector w/TrueAlarm Sensor Base w/LED or Relay Connections | 1 | 0.0008 | 0.001 |  |  |  |  | TRUE | TRUE |  |  |  |  | #FFFF0000 | FA-NFPA 170 HEAT DETECTOR | 1 | FALSE | FALSE | FALSE | 1403 | [16 empty] | HT |  |  | DESKTOP-0D6CQVA\lousc | 2019-07-07 15:43 | THOR\acont | 2024-09-08 17:27 | 20191121 AC Detector with base | [Autocall, Simplex] [IDNet] [SENSORS ++] 4098-9714 (C), 4098-9714 w/4098-9770 (C), 4098-9714 w/4098-9771 (C), 4098-9714 w/4098-9772 (C), 4098-9714 w/4098-9773 (C), 4098-9714 w/4098-9780 (C), 4098-9714 w/4098-9789 (C), 4098-9714 w/4098-9791 (C), 4098-9714
8854c805-9c80-42df-bbf4-cd206399d96a | NFPA 170 HORN STROBE CEILING |  |  | North | Siemens |  | Horn/Strobe |  |  |  | Module | TRUE | ZH-HMC-CR | 500-636167 | Z HORN HI MULTI CANDELA CEILING RED | 1 | [7 empty] | TRUE |  |  |  |  | #FF0070C0 | FA-NFPA 170 HORN STROBE CEILING | 1 | FALSE | FALSE | FALSE | 2013 | [16 empty] | C |  |  | DESKTOP-7SAL8M7\acont | 2019-08-13 09:04 | THOR\acont | 2024-09-08 17:27 | B,T | [Siemens] [NAC] [DC HIGH DB] ZH-HMC-CR (C), ZH-HMC-CW (C)
f82fc466-e574-4b0a-818e-cd29e968d437 | NFPA 170 HORN STROBE |  |  | North | Siemens |  | Horn/Strobe |  |  |  | Module | TRUE | U-MHU-S110-1 | 500-649461 | Electronic Outdoor Horn/Strobe, Red | 1 | [12 empty] | #FF0070C0 | FA-NFPA 170 HORN STROBE | 1 | FALSE | FALSE | FALSE | 2010 | [16 empty] | WP |  |  | THOR\acont | 2024-05-07 09:32 | THOR\acont | 2024-09-08 17:27 | Cloned from Siemens U-MHU-MCS CLONED | [Siemens] [NAC] [HIGH VOLUME] U-MHU-S110-1, U-MHU-S110S-1 [Siemens] [NAC] [LOW VOLUME] U-MHU-S110-1, U-MHU-S110S-1
330e1864-fa78-48a2-a48c-cd49d2e033c1 |  |  |  | North | Bosch | [5 empty] | Module | TRUE | PVA-15CST | * | Call station | 1 | [12 empty] | #FFFFFFFF |  |  | FALSE | FALSE | FALSE | [20 empty] | DESKTOP-7EIEB7A\acont | 2021-08-13 06:25 | THOR\acont | 2024-10-09 10:48
4e96a18c-211a-4ad9-a542-cd4a2e953c91 | NFPA 170 MANUAL PULL |  |  | North | Siemens |  | Manual Station |  |  |  | Module | TRUE | HMS-S | 500-033200 | MANUAL STATION - SINGLE ACTION | 1 | [6 empty] | FALSE | [5 empty] | #FFFF0000 | FA-NFPA 170 MANUAL PULL | 1 | FALSE | FALSE | FALSE | 957 | [13 empty] | FALSE | [7 empty] | THOR\acont | 2024-09-08 17:27 |  | [Siemens] [SLC MODULES SENSORS] [*] [#1 SHARED ADDR ¦ MODULES] AD-11P (C), FDBZ492 w/OP921 (C), FDBZ492-HR w/FDO421 (C), FDBZ492-HR w/OP921 (C), FDBZ492-R (C), FDCIO422, HCP, HCP-Z, HFPO-11, HFPT-11, HMS-D, HMS-DE, HMS-DP, HMS-DZ, HMS-S, HMS-SA, HMS-SE,
f264947e-d675-4b6c-a763-cd53dce6dd03 | NFPA 170 SPEAKER WALL |  |  | North | Edwards |  | Speaker |  |  |  | Module | TRUE | WG4WF-S |  | 25/70V Speaker, white, FIRE | 1 | [6 empty] | FALSE | [5 empty] | #FF0070C0 | FA-NFPA 170 SPEAKER WALL | 1 | FALSE | FALSE | FALSE | 2021 | [13 empty] | FALSE |  |  | WP |  |  |  |  | THOR\acont | 2024-09-08 17:27 |  | [Edwards, Kidde] [AUDIO 70.7v] [70V AUDIO] G4F-S7, G4F-S7V1575, G4F-S7VM, G4HFRF-S7, G4HFRF-S7VMC, G4HFRN-S7, G4HFRN-S7VMC, G4HFWA-S7, G4HFWA-S7VMA, G4HFWA-S7VMC, G4HFWF-S7, G4HFWF-S7VMC, G4HFWN-S7, G4HFWN-S7VMA, G4HFWN-S7VMB, G4HFWN-S7VMC, G4RF-S7, G4RF
49e35bf5-5803-47a7-b875-cd5efae22a14 | NFPA 170 SMOKE DETECTOR |  |  | North | Notifier |  | Smoke Detector |  |  |  | Module | TRUE | ED-PI | ++ | Photoelectric Smoke Detector, Eclipse™ Series | 1 | 0.00025 | 0.002 |  |  |  |  | FALSE | TRUE |  |  |  |  | #FFFF0000 | FA-NFPA 170 SMOKE DETECTOR | 1 | FALSE | FALSE | FALSE | 1408 | [13 empty] | FALSE | [7 empty] | THOR\acont | 2024-09-08 17:27 | 20191121 AC Detector without base | [Honeywell, Notifier, System Sensor] [SLC SENSORS] [*] [#4 TYPE ADDR ¦ SENSORS] 2251B (C), 2251-COPTIR (C), 2251-COPTIR w/B200S-WH (C), 2251TB (C), 2251TMB (C), 5251B (C), 5251B-WP (C), 5251H (C), 5251RB (C), 5251RB-WP (C), 7251 (C), 7251DH (C), DH200LP [Honeywell, Notifier, System Sensor] [SLC MODULES SENSORS] [*] [#2 SHARED ADDR ¦ SENSORS] 2251B (C), 2251-COPTIR (C), 2251-COPTIR w/B200S-WH (C), 2251TB (C), 2251TMB (C), 5251B (C), 5251B-WP (C), 5251H (C), 5251RB (C), 5251RB-WP (C), 7251 (C), 7251DH (C)
c070fcce-0877-4d17-bbaa-cd6834681887 |  |  |  | North | Edwards |  | Cards & Components |  |  |  | Card | TRUE | 3X-FIB |  | Fiber optic network option card, Cl A or B, max 64 nodes | 1 | 0.105 | 0.105 |  |  |  |  | TRUE | [5 empty] | #FFFFFFFF |  |  | FALSE | FALSE | FALSE | [14 empty] | FALSE | [7 empty] | THOR\acont | 2024-10-09 10:48
711e8343-186b-4cb4-ad8d-cd6ef7982cfc |  |  |  | North | Siemens | [5 empty] | Module | TRUE | DPU | 500-033260 | DEVICE PROGRAMMER/LOOP TESTER | 1 | [12 empty] | #FFFFFFFF |  |  | FALSE | FALSE | FALSE | [20 empty] | DESKTOP-7SAL8M7\acont | 2019-08-13 09:04 | THOR\acont | 2024-10-09 10:48
b451603d-4374-4299-b492-cd724f19ddee |  |  |  | North | Edwards |  | Hardware |  |  |  | Hardware | TRUE | SD-T60 |  | SuperDuct, Air sample tube, 60 inch | 1 | [6 empty] | FALSE | [5 empty] | #FFFFFFFF |  |  | FALSE | FALSE | FALSE | [14 empty] | FALSE | [7 empty] | THOR\acont | 2024-10-09 10:48
34569f08-2fdf-4b31-81a2-cd7eca28b1a7 | NFPA 170 STROBE CEILING |  |  | North | System Sensor |  | Strobe |  |  |  | Module | TRUE | SCW | + | Strobe, White | 1 | 0 | 0.111 |  |  |  |  | FALSE | TRUE |  |  |  |  | #FF0070C0 | FA-NFPA 170 STROBE CEILING | 1 | FALSE | FALSE | FALSE | 2022 | [13 empty] | FALSE |  |  | C |  |  | DESKTOP-7EIEB7A\acont | 2021-10-06 06:58 | THOR\acont | 2024-09-08 17:27 | Cloned from System Sensor SCWL | [System Sensor] [NAC] [VDC] SCR (C), SCW (C) [System Sensor] [NAC] [VFWR] SCR (C), SCW (C)
07596658-f3dc-4edd-a9d3-cd8441316304 | NFPA 170 SPEAKER STROBE |  |  | North | Potter |  | Speaker/Strobe |  |  |  | Module | TRUE | SPKSTR-15/75-AL-WP | + | Speaker/Strobe White Alert Label | 1 | [6 empty] | FALSE | FALSE |  |  |  |  | #FF0070C0 | FA-NFPA 170 SPEAKER STROBE | 1 | FALSE | FALSE | FALSE | 2019 | [13 empty] | FALSE |  |  | WP |  |  | DESKTOP-7EIEB7A\acont | 2021-09-23 12:37 | THOR\acont | 2024-09-08 17:27 | Cloned from Potter FASPK-WPW CLONED CLONED | [Potter] [NAC] [24 VDC] SPKSTR-15/75-AL-WP, SPKSTR-24WLPPR-WP, SPKSTR-24WLPPW-WP, SPKSTR-24WLPR-WP, SPKSTR-24WLPW-WP [Potter] [NAC] [UL MAX] SPKSTR-15/75-AL-WP, SPKSTR-24WLPPR-WP, SPKSTR-24WLPPW-WP, SPKSTR-24WLPR-WP, SPKSTR-24WLPW-WP [Gentex, Hochiki, Potter] [AUDIO 25v] [25V AUDIO] CSPKSTR-24AR (C), CSPKSTR-24AW (C), CSPKSTR-24BR (C), CSPKSTR-24BW (C), CSPKSTR-24GR (C), CSPKSTR-24GW (C), CSPKSTR-24RR (C), CSPKSTR-24RW (C), FASPKR-R (C), FASPKR-W (C), FASPKR-WR, FASPKR-WW, FASPK-WPR, [Gentex, Hochiki, Potter] [AUDIO 70.7v] [70V AUDIO] CSPKSTR-24AR (C), CSPKSTR-24AW (C), CSPKSTR-24BR (C), CSPKSTR-24BW (C), CSPKSTR-24GR (C), CSPKSTR-24GW (C), CSPKSTR-24RR (C), CSPKSTR-24RW (C), FASPKR-R (C), FASPKR-W (C), FASPKR-WR, FASPKR-WW, FASPK-WP
6a0917be-59b9-4b52-a258-cd8748bad08e | NFPA 170 WIRELESS CONTROL UNIT |  |  | North | DMP |  | Wireless Control Unit |  |  |  | Module | TRUE | 1100XHE | + | XR High Power Encrypted Receiver | 1 | 0.24 | 0.24 |  |  |  |  | TRUE | [5 empty] | #FFFF0000 | FA-NFPA 170 WIRELESS CONTROL UNIT | 1 | FALSE | FALSE | FALSE | [20 empty] | DESKTOP-7EIEB7A\acont | 2021-04-05 16:06 | THOR\acont | 2024-09-08 17:27 | Cloned from DMP 1100R | [DMP] [DMP LX BUS] [LX BUS] 1100D, 1100DH, 1100DHE, 1100X, 1100XH, 1100XHE [DMP] [AUX POWER] [*] [12VDC] 1100D, 1100DH, 1100DHE, 1100X, 1100XH, 1100XHE | [DMP] 1100D, 1100DH, 1100DHE, 1100R, 1100X, 1100XH, 1100XHE
131e4524-f920-4794-809c-cd8a8b435427 | NFPA 170 HORN |  |  | North | Edwards |  | Horn |  |  |  | Module | TRUE | G1ARN |  | Horn, Wall, Red, None | 1 | [12 empty] | #FF0070C0 | FA-NFPA 170 HORN | 1 | FALSE | FALSE | FALSE | 2010 | [19 empty] | DESKTOP-7SAL8M7\acont | 2020-02-25 06:42 | THOR\acont | 2024-09-08 17:27 | Cloned from Kidde EG1ARN | [Edwards, Kidde] [NAC] [16 VFWR, HIGH] EG1ARF, EG1ARN, EG1AWF, EG1AWN, G1ARF, G1ARN, G1AWF, G1AWN [Edwards, Kidde] [NAC] [16 VFWR, LOW] EG1ARF, EG1ARN, EG1AWF, EG1AWN, G1ARF, G1ARN, G1AWF, G1AWN [Edwards, Kidde] [NAC] [16 VDC, LOW] EG1ARF, EG1ARN, EG1AWF, EG1AWN, G1ARF, G1ARN, G1AWF, G1AWN [Edwards, Kidde] [NAC] [16 VDC, HIGH] EG1ARF, EG1ARN, EG1AWF, EG1AWN, G1ARF, G1ARN, G1AWF, G1AWN
cdaf8901-2c03-4788-8540-cd9c8ae4144d |  |  |  | North | Siemens |  | Hardware |  |  |  | Hardware | TRUE | 5000-009 | 500-050277+ | Model F5000 controller back box | 1 | [12 empty] | #FFFFFFFF |  |  | FALSE | FALSE | FALSE | [20 empty] | DESKTOP-7EIEB7A\acont | 2022-06-29 10:13 | THOR\acont | 2024-10-09 10:48 | Cloned from Bosch FRAY5000-CTRBOX
e6305b03-4bfa-48e3-b0fd-cda65ceafb92 | NFPA 170 REMOTE VOICE EVACUATION MICROPHONE | NFPA 170 REMOTE VOICE EVACUATION MICROPHONE |  | North | Edwards |  | Remote Microphone |  |  |  | Assembly | TRUE | EST3-MIC |  | Remote Paging Console, Surface | 1 | [6 empty] | FALSE | [5 empty] | #FFFF0000 | FA-NFPA 170 REMOTE VOICE EVACUATION MICROPHONE | 1 | FALSE | FALSE | FALSE | 255 | [8 empty] | 7,12,18 |  |  |  |  | TRUE | [5 empty] | DESKTOP-7EIEB7A\acont | 2021-09-23 14:31 | THOR\acont | 2024-09-08 17:27 | Cloned from Edwards 3-6ANN
b901b315-24ac-4e94-a7e6-cdb2d1f7552f | NFPA 170 SMOKE CO DETECTOR |  |  | North | Resideo |  | Smoke/CO Detector |  |  |  | Module | TRUE | 5800CMBOV | ++ | Wireless Smoke/Carbon Monoxide (CO) Detector | 1 | [6 empty] | FALSE | [5 empty] | #FFFF0000 | FA-NFPA 170 SMOKE CO DETECTOR | 1 | FALSE | FALSE | FALSE | 1408 | [13 empty] | FALSE |  |  | W |  |  | THOR\acont | 2025-01-20 12:20 | THOR\acont | 2025-01-20 12:24 | Cloned from Honeywell 5800CO | [Honeywell, Resideo] [WIRELESS FIRE] 5800CMBOV, 5800CO, 5800PIR-COM, 5806W3 (C), 5808W3 (C), 5809, 5817CB, 5869, DF8M (C)
8294a351-3ec9-4f97-8d8f-cdb37dac5597 | NFPA 170 FIRE ALARM CONTROL UNIT | RISER FACP |  | North | Monaco Enterprises |  | Fire Alarm Control Unit |  |  |  | Assembly | TRUE | 227-957-CE |  | MAAP-X point reporting, addressable, fire alarm control, mass notification, voice evacuation panel, integrated radio transceiver—single comm, Europe:  One AAC II backplane for ADCs/SOCs One ADC supporting 198 addressable devices One SOC, 25 VAC RMS, 32W audio output NEMA 1 surface-mount red enclosure60" H x 18" W x 3.6" D Two 12V/18 Ah batteries | 1 | [12 empty] | #FFFF0000 | FA-NFPA 170 FIRE ALARM CONTROL UNIT | 1 | FALSE | FALSE | FALSE | 202 | [13 empty] | TRUE | [5 empty] | AULAPTOP-PC\Aulaptop | 2019-04-20 03:50 | THOR\acont | 2024-09-08 17:27
60862aa0-9ed2-4d39-8fe9-cdb75b670aa7 | NFPA 170 SPEAKER STROBE |  |  | North | Eaton Wheelock |  | Speaker/Strobe |  |  |  | Module | TRUE | SA-S90-24MCC-FR | + | Speaker/Strobe, 24 VDC, Multi-Candela, , red | 1 | 0 | 0.17 |  |  |  |  | FALSE | FALSE |  |  |  |  | #FF0070C0 | FA-NFPA 170 SPEAKER STROBE | 1 | FALSE | FALSE | FALSE | 2019 | [13 empty] | FALSE | [7 empty] | THOR\acont | 2024-09-08 17:27 |  | [Eaton Wheelock] [AUX POWER] [24VDC] SA-S70-24MCW-ALW, SA-S70-24MCW-FR, SA-S70-24MCW-FW, SA-S70-R, SA-S70-W, SA-S90-24MCC-ALW, SA-S90-24MCC-FR, SA-S90-24MCC-FW, SA-S90-R (C), SA-S90-W (C) [Eaton Wheelock] [AUDIO LOW] [1, 2, 3, 4, 5, 6] SA-S70-24MCW-ALW, SA-S70-24MCW-FR, SA-S70-24MCW-FW, SA-S70-R, SA-S70-W, SA-S90-24MCC-ALW, SA-S90-24MCC-FR, SA-S90-24MCC-FW, SA-S90-R (C), SA-S90-W (C) [Eaton Wheelock] [NAC] [16-33VDC] SA-S90-24MCC-ALW, SA-S90-24MCC-FR, SA-S90-24MCC-FW [Eaton Wheelock] [AUDIO 25v] [1, 2, 3, 4, 5, 6] SA-S70-24MCW-ALW, SA-S70-24MCW-FR, SA-S70-24MCW-FW, SA-S70-R, SA-S70-W, SA-S90-24MCC-ALW, SA-S90-24MCC-FR, SA-S90-24MCC-FW, SA-S90-R (C), SA-S90-W (C)
a808ec44-723d-45e3-8d3c-cdbf6e08a202 | NFPA 170 ADDRESSABLE INPUT MONITOR MODULE |  |  | North | Fike |  | Addressable Module |  |  |  | Module | TRUE | 55-045 | + | Mini-Monitor Module Non-Isolator Version | 1 | 0.000485 | 0.002 |  |  |  |  | FALSE | [5 empty] | #FFFF0000 | FA-NFPA 170 ADDRESSABLE INPUT MONITOR MODULE | 1 | FALSE | FALSE | FALSE | 1000 | [13 empty] | FALSE |  |  | MM |  |  |  |  | THOR\acont | 2024-09-08 17:27 |  | [Fike] [SLC FIKE] [*] [#1 SHARED ADDR ¦ ALL] 20-1063, 20-1064, 20-1343, 55-019/020 (C), 55-021 (C), 55-023 (C), 55-041, 55-042, 55-043, 55-045, 55-046, 55-047, 55-048, 55-050, 55-052, 55-055, 55-056, 55-060, 55-061, 60-1028 (C), 60-1039 (C), 60-1040 (C), | [Fike] 55-045
8e8e1a5a-b56b-438e-bec1-cdc17b4053ab | NFPA 170 SMOKE DETECTOR |  |  | North | Edwards |  | Smoke Detector |  |  |  | Module | TRUE | 30-3013 | + |  | 1 | [6 empty] | FALSE | FALSE |  |  |  |  | #FFFF0000 | FA-NFPA 170 SMOKE DETECTOR | 1 | FALSE | FALSE | FALSE | 957 | [13 empty] | FALSE | [5 empty] | DESKTOP-7EIEB7A\acont | 2023-03-13 15:45 | THOR\acont | 2024-09-08 17:27 | Cloned from Kidde 30-3013 | [Edwards, Kidde] [IDC] 01 06-118262-001, 06-118537-001 (ATEX), 30-3013, 45-118500-001, 45-500537-001 (ATEX), 70985018 (10611105), 70985020 (70985075), 70985021 (70985076), 70985022 (70985077), 70985023 (70985078), 70985024 (70985079), 70985025 (70985080) [Det-Tronics, Edwards, Kidde, Notifier] [AUX POWER] 30-3013, 30-3013 w/FMM-101, Q3013D [Det-Tronics, Edwards, Kidde, Notifier] [IDC] 01 30-3013, 30-3013 w/FMM-101, Q3013D, 5621 (C), 5622 (C), 5623 (C), 5624 (C), BNG-1, BNG-1F, BNG-1FTS, BNG-1R, BNG-1SP, BNG-1TS, BNG-1TSL, BNG-1TSR, BNG-1TSRL, CP-651 (C), HD-601 (C), HD-602 (C), HD-603 (C),
92e044b7-662b-4454-bc3d-cdc196926e18 | NFPA 170 EM SPEAKER STROBE CEILING |  |  | North | Siemens |  | Speaker/Strobe |  |  |  | Module | TRUE | SET-CMC-CR-MNS-ALERT | S54301-Z106-A1 | MNS Clear Speaker Strobe, multi Candela: Ceiling Mount, Red − ‘ALERT’ | 1 | [7 empty] | TRUE |  |  |  |  | #FF0070C0 | FA-NFPA 170 EM SPEAKER STROBE CEILING | 1 | FALSE | FALSE | FALSE | 2005 | [16 empty] | C |  |  | DESKTOP-7SAL8M7\acont | 2019-08-13 09:04 | THOR\acont | 2024-09-08 17:27 | B,T | [Siemens] [NAC] [VDC WALL] SET-CMC-CR-MNS-ALERT (C), SET-CMC-CW-MNS-ALERT (C), SET-CMC-R-MNS-ALERT, SET-CMC-W-MNS-ALERT, ST-CMC-CR-MNS-ALRT (C), ST-CMC-CW-MNS-ALRT (C), ST-CMC-RETRO-R-MNS, ST-CMC-RETRO-W-MNS, ST-CMC-R-MNS-ALERT, ST-CMC-W-MNS-ALERT [Siemens] [NAC] [VDC CEILING] SET-CMC-CR-MNS-ALERT (C), SET-CMC-CW-MNS-ALERT (C), SET-CMC-R-MNS-ALERT, SET-CMC-W-MNS-ALERT, ST-CMC-CR-MNS-ALRT (C), ST-CMC-CW-MNS-ALRT (C), ST-CMC-RETRO-R-MNS, ST-CMC-RETRO-W-MNS, ST-CMC-R-MNS-ALERT, ST-CMC-W-MNS-ALERT [Siemens] [AUDIO 70.7v] [70V AUDIO] SET-AMC-CR-MNS-ALERT (C), SET-AMC-CW-MNS-ALERT (C), SET-AMC-R-MNS-ALERT, SET-AMC-W-MNS-ALERT, SET-CMC-CR-MNS-ALERT (C), SET-CMC-CW-MNS-ALERT (C), SET-CMC-R-MNS-ALERT, SET-CMC-W-MNS-ALERT, SET-CR (C), SET-CW (C), SET-HM [Siemens] [NAC] [VFWR CEILING] SET-CMC-CR-MNS-ALERT (C), SET-CMC-CW-MNS-ALERT (C), SET-CMC-R-MNS-ALERT, SET-CMC-W-MNS-ALERT, ST-CMC-CR-MNS-ALRT (C), ST-CMC-CW-MNS-ALRT (C), ST-CMC-RETRO-R-MNS, ST-CMC-RETRO-W-MNS, ST-CMC-R-MNS-ALERT, ST-CMC-W-MNS-ALERT [Siemens] [AUDIO 25v] [25V AUDIO] SET-AMC-CR-MNS-ALERT (C), SET-AMC-CW-MNS-ALERT (C), SET-AMC-R-MNS-ALERT, SET-AMC-W-MNS-ALERT, SET-CMC-CR-MNS-ALERT (C), SET-CMC-CW-MNS-ALERT (C), SET-CMC-R-MNS-ALERT, SET-CMC-W-MNS-ALERT, SET-CR (C), SET-CW (C), SET-HMC- [Siemens] [NAC] [VFWR WALL] SET-CMC-CR-MNS-ALERT (C), SET-CMC-CW-MNS-ALERT (C), SET-CMC-R-MNS-ALERT, SET-CMC-W-MNS-ALERT, ST-CMC-CR-MNS-ALRT (C), ST-CMC-CW-MNS-ALRT (C), ST-CMC-RETRO-R-MNS, ST-CMC-RETRO-W-MNS, ST-CMC-R-MNS-ALERT, ST-CMC-W-MNS-ALERT
a0ca8dd5-e3d8-4dea-ba89-cdc35b0fab92 | NFPA 170 MANUAL PULL |  |  | North | Notifier |  | Manual Station |  |  |  | Module | TRUE | BG-1 | ++ | Manual Pull Station, single action | 1 | 0 | 0 |  |  |  |  | FALSE | FALSE |  |  |  |  | #FFFF0000 | FA-NFPA 170 MANUAL PULL | 1 | FALSE | FALSE | FALSE | 957 | [13 empty] | FALSE | [7 empty] | THOR\acont | 2024-09-08 17:27 |  | [Chemtronics, Firelite, MIRCOM, Notifier, System Sensor] [IDC] 01 [*] [IDC 2-WIRE ++] 1151 (C), 1151EIS (C), 1400 (C), 1451 (C), 1451DH (C), 1451DHHT (C), 2100AT (C), 2100S (C), 2100TR (C), 2100TS (C), 2151 w/B110LP (C), 2151 w/B116LP (C), 2151 w/B401 (C
7497083f-7b20-4ca6-b778-cdc37aa34f45 | CADGEN EQUIPMENT ENCLOSURE |  |  | North | Bosch |  | Enclosure |  |  |  | Module | TRUE | B426 | ++ | Ethernet Communication Module, SDI, SDI2 | 1 | 0.08 | 0.1 |  |  | 12 |  | TRUE | [5 empty] | #FFFF0000 | FA-CADGEN EQUIPMENT ENCLOSURE | 1 | FALSE | FALSE | FALSE | [20 empty] | ALIENWIN10\AugWin7 | 2019-10-14 15:07 | THOR\acont | 2024-09-08 17:27 |  | [Bosch] [SDI BOSCH] [*] [ALL DEVICES ++] B426, B450, B450-CHI, B450-M, B901, D1255, D1255RB, D1255W, D1256RB, D1257RB, D1260, D1260B, D1260BLK, D1260R, D1260W [BluePoint, Bosch] [SDI2 BOSCH] [*] [ALL DEVICES ++] B208, B299, B308, B426, B450, B450-CHI, B450-M, B810, B820, B901, B915, B915I, B920, B921C, B925F, B926F, B930, B940W, B942, B942W, BP-BHE-B208A, BP-BHE-B299
68c8c2e7-25f7-480b-a4ae-cdd163dd9e6a | NFPA 170 STROBE WALL |  |  | North | System Sensor |  | Strobe |  |  |  | Module | TRUE | SRL | + | Strobe, Red | 1 | 0 | 0.043 |  |  |  |  | FALSE | [5 empty] | #FF0070C0 | FA-NFPA 170 STROBE WALL | 1 | FALSE | FALSE | FALSE | 2023 | [13 empty] | FALSE | [7 empty] | THOR\acont | 2024-09-08 17:27 |  | [BluePoint, System Sensor] [NAC] [VDC] BP04-101LP, BP04-111LP, BP04-A101LP, BP04-A111LP, SGRL, SGWL, SPSRL, SPSRL-P, SPSRL-SP, SPSWL, SPSWL-ALERT, SPSWL-CLR-ALERT, SPSWL-P, SRL, SRL w/ WAV-RL, SRL-P, SRL-SP, SWL, SWL w/ WAV-WL, SWL-ALERT, SWL-CLR-ALERT, [BluePoint, System Sensor] [NAC] [VFWR] BP04-101LP, BP04-111LP, BP04-A101LP, BP04-A111LP, SGRL, SGWL, SPSRL, SPSRL-P, SPSRL-SP, SPSWL, SPSWL-ALERT, SPSWL-CLR-ALERT, SPSWL-P, SRL, SRL w/ WAV-RL, SRL-P, SRL-SP, SWL, SWL w/ WAV-WL, SWL-ALERT, SWL-CLR-ALERT,
dbda579f-7b7b-40aa-a092-cdd30851db85 | NFPA 170 HEAT DETECTOR |  |  | North | Notifier |  | Heat Detector |  |  |  | Module | TRUE | FWH-200ROR135 | + | Addressable Wireless Rate of Riser (135 Degrees) Heat Detector | 1 | [6 empty] | FALSE | [5 empty] | #FFFF0000 | FA-NFPA 170 HEAT DETECTOR | 1 | FALSE | FALSE | FALSE | 1403 | [13 empty] | FALSE |  |  | W |  |  | DESKTOP-7SAL8M7\acont | 2019-06-14 10:34 | THOR\acont | 2024-09-08 17:27 | 20191121 AC Detector without base | [Honeywell, Notifier, System Sensor] [SLC SENSORS] [*] [#4 TYPE ADDR ¦ SENSORS] 2251B (C), 2251-COPTIR (C), 2251-COPTIR w/B200S-WH (C), 2251TB (C), 2251TMB (C), 5251B (C), 5251B-WP (C), 5251H (C), 5251RB (C), 5251RB-WP (C), 7251 (C), 7251DH (C), DH200LP [Honeywell, Notifier, System Sensor] [SLC MODULES SENSORS] [*] [#2 SHARED ADDR ¦ SENSORS] 2251B (C), 2251-COPTIR (C), 2251-COPTIR w/B200S-WH (C), 2251TB (C), 2251TMB (C), 5251B (C), 5251B-WP (C), 5251H (C), 5251RB (C), 5251RB-WP (C), 7251 (C), 7251DH (C) [Farenhyt, Firelite, Gamewell FCI, Notifier, Silent Knight] [SWIFT MESH DEVICES] 01 FWH-200FIX135, FWH-200ROR135, FW-MM, FW-RM, NBG-12WL, WAM-MM, WAM-RC, W-BG12LX, W-CRF, W-H355, W-H355R, WIDP-HEAT w/B210W, WIDP-HEAT-ROR w/B210W, WIDP-MONITOR, WIDP-PULL-
8d7e7037-b155-44a6-8809-cdd95edf4062 | CADGEN CARD ACCESS CONTROL PANEL | CADGEN CARD ACCESS CONTROL PANEL |  | North | Generic | Security/Access Control | Card Access Control Panel |  |  |  | Assembly | TRUE | Card Access Control Panel | ++ | Enclosure for access control equipment (CACP) | 1 | [6 empty] | FALSE | FALSE |  |  | 32" H X 14.5" W X 4" D |  | #FFFF0000 | FA-CADGEN CARD ACCESS CONTROL PANEL | 1 | FALSE | FALSE | FALSE | 212 | [8 empty] | 7,12,18,26,33,55,80 |  |  |  |  | TRUE | [5 empty] | DESKTOP-7EIEB7A\acont | 2023-02-03 08:58 | THOR\acont | 2024-09-08 17:27 | Cloned from DMP 352M-G
974b9b27-6423-47b4-9133-cddb9b1d9c40 | NFPA 170 HORN STROBE CEILING |  |  | North | System Sensor |  | Horn/Strobe |  |  |  | Module | TRUE | PC2RLED-B | ++ | 2-Wire, Horn Strobe, Ceiling, Red, Bilingual | 1 | 0 | 0.071 |  |  |  |  | FALSE | TRUE |  |  |  |  | #FF0070C0 | FA-NFPA 170 HORN STROBE CEILING | 1 | FALSE | FALSE | FALSE | 2013 | [13 empty] | FALSE |  |  | C |  |  | DESKTOP-QGO6JOK\acont | 2023-10-19 06:27 | THOR\acont | 2024-09-08 17:27 | Cloned from System Sensor PC2RLED | [System Sensor] [NAC] [24VDC, TEMPORAL HIGH] PC2RKLED (C), PC2RKLED-B (C), PC2RKLED-P (C), PC2RLED (C), PC2RLED-B (C), PC2WKLED (C), PC2WKLED-B (C), PC2WKLED-P (C), PC2WLED (C), PC2WLED-B (C) [System Sensor] [NAC] [24VDC, TEMPORAL LOW] PC2RKLED (C), PC2RKLED-B (C), PC2RKLED-P (C), PC2RLED (C), PC2RLED-B (C), PC2WKLED (C), PC2WKLED-B (C), PC2WKLED-P (C), PC2WLED (C), PC2WLED-B (C)
c4d52339-363c-4ee0-b486-cddfcf2704d2 | NFPA 170 SMOKE HEAT CO DETECTOR |  |  | North | Potter |  | Smoke/Heat/CO Detector |  |  |  | Module | TRUE | PAD200-PCHD w/PAD100-4DB | + | Photoelectric Smoke/Heat/CO Detector with 4" Standard Base | 1 | 0.0003 | 0.0003 |  |  |  |  | FALSE | TRUE |  |  |  |  | #FFFF0000 | FA-NFPA 170 SMOKE HEAT CO DETECTOR | 1 | FALSE | FALSE | FALSE | 1411 | [13 empty] | FALSE |  |  | 4DB |  |  | DESKTOP-7EIEB7A\acont | 2022-02-23 13:26 | THOR\acont | 2024-09-08 17:27 | Cloned from Potter PAD200-PCD w/PAD100-4DB | [Potter] [SLC PAD] [*] [#2 SHARED ADDR ¦ SENSORS] PAD100-CD w/PAD100-4DB, PAD100-CD w/PAD100-6DB, PAD100-CD w/PAD100-IB, PAD100-CD w/PAD100-LFSB, PAD100-CD w/PAD100-RB, PAD100-CD w/PAD100-SB, PAD100-CD w/PAD100-SPKB, PAD100-DUCT (C), PAD100-DUCTR (C), PA
d856cbb3-392d-4550-8982-cde2d74bffb3 | NFPA 170 STROBE CEILING |  |  | North | Siemens |  | Strobe |  |  |  | Module | TRUE | SLSCR-ALA | S54329-F18-A2 | SLSCR-ALA ST,CLG,RED,ALERT,AMBER | 1 | [7 empty] | TRUE |  |  |  |  | #FF0070C0 | FA-NFPA 170 STROBE CEILING | 1 | FALSE | FALSE | FALSE | 2022 | [19 empty] | DESKTOP-7SAL8M7\acont | 2019-08-13 09:04 | THOR\acont | 2024-09-08 17:27 |  | [Siemens] [NAC] [24 VDC] SL2SPSCW-F (C), SLSCR-AL (C), SLSCR-ALA (C), SLSCR-F (C), SLSCR-FB (C), SLSCR-N (C), SLSCR-NA (C), SLSCW-A (C), SLSCW-AL (C), SLSCW-ALA (C), SLSCW-F (C), SLSCW-FB (C), SLSCW-N (C), SLSCW-NA (C), SLSPSCR-A (C), SLSPSCR-AL (C), SLS
190bb050-5c27-4a8a-a156-cde34819440c |  |  |  | North | Advanced |  | Cards & Components |  |  |  | Card | TRUE | AX-PSN106 Main Board |  | 10 Amp 6B/3A NAC Power Extender | 1 | 0.11 | 0.195 |  |  |  |  | TRUE | [5 empty] | #FFFFFFFF |  |  | FALSE | FALSE | FALSE | [20 empty] | AULAPTOP-PC\Aulaptop | 2019-05-18 14:21 | THOR\acont | 2024-10-09 10:48 | Cloned from Advanced AXPSN108 Main Board | [Advanced, Potter] [NAC Trigger] [#1 NAC Trigger] AX-PSN104 Main Board, AX-PSN106 Main Board, AX-PSN108 Main Board, AX-PSN-64 Main Board, PSN-106 MAIN BOARD, PSN-106B MAIN BOARD, PSN-64 MAIN BOARD [Advanced, Potter] [VAC ] [120VAC] AFC-100 Main Board, AFC-1000 Main Board, AFC-50 Main Board, ARC-100 Main Board, AX-PSN104 Main Board, AX-PSN106 Main Board, AX-PSN108 Main Board, AX-PSN-64 Main Board, DCA-10025 (25V) Main Board, DCA-10025 (70V) Main Bo [Advanced, Potter] [NAC Trigger] [#2 NAC Trigger] AX-PSN104 Main Board, AX-PSN106 Main Board, AX-PSN108 Main Board, AX-PSN-64 Main Board, PSN-106 MAIN BOARD, PSN-106B MAIN BOARD, PSN-64 MAIN BOARD | [Advanced] AX-PSN106 Main Board
993c40cb-acef-418c-9fea-cde3c0c10c55 | NFPA 170 SMOKE HEAT DETECTOR |  |  | North | Kidde |  | Smoke/Heat Detector |  |  |  | Module | TRUE | KIR-OSHD w/KI-RB BASE | ++ | Intelligent Multisensor Smoke and Heat Detector | 1 | 4.3e-05 | 7e-05 |  |  |  |  | FALSE | TRUE |  |  |  |  | #FFFF0000 | FA-NFPA 170 SMOKE HEAT DETECTOR | 1 | FALSE | FALSE | FALSE | 1408 | [13 empty] | FALSE | [5 empty] | DESKTOP-7EIEB7A\acont | 2023-05-24 19:27 | THOR\acont | 2024-09-08 17:27 | Cloned from Kidde KIR-COD w/KI-RB BASE | [Edwards, Kidde] [SLC EST SENSORS] 01 [*] [EST3, iO1000] DS-HFS (C), DS-PS (C), FX-HD w/IB4U BASE, FX-HD w/RB4U BASE, FX-HD w/SB4U BASE, FX-HD w/SB4U-LF BASE, FX-HD wB4U BASE, FX-PD w/B4U BASE (C), FX-PD w/IB4U BASE (C), FX-PD w/SB4U BASE (C), FX-PD w/SB [Kidde] [SLC EST SENSORS] [*] [#4 TYPE ADDR ¦ SENSORS] DS-HFS (C), DS-PS (C), FX-HD w/IB4U BASE, FX-HD w/RB4U BASE, FX-HD w/SB4U BASE, FX-HD w/SB4U-LF BASE, FX-HD wB4U BASE, FX-PD w/B4U BASE (C), FX-PD w/IB4U BASE (C), FX-PD w/SB4U BASE (C), FX-PD w/SB4U [Edwards, Kidde] [SLC EST MODULES/SENSORS] 01 [*] [iO64] DS-HFS (C), DS-PS (C), FX-HD w/IB4U BASE, FX-HD w/RB4U BASE, FX-HD w/SB4U BASE, FX-HD w/SB4U-LF BASE, FX-HD wB4U BASE, FX-PD w/B4U BASE (C), FX-PD w/IB4U BASE (C), FX-PD w/SB4U BASE (C), FX-PD w/SB [Kidde] [SLC EST MODULES SENSORS] [*] [#2 SHARED ADDR ¦ SENSORS] DS-HFS (C), DS-PS (C), FX-HD w/IB4U BASE, FX-HD w/RB4U BASE, FX-HD w/SB4U BASE, FX-HD w/SB4U-LF BASE, FX-HD wB4U BASE, FX-PD w/B4U BASE (C), FX-PD w/IB4U BASE (C), FX-PD w/SB4U BASE (C), FX
1f297ebb-b3f2-4525-906f-cde71224480c | NFPA 170 MANUAL PULL |  |  | North | Notifier |  | Manual Station |  |  |  | Module | TRUE | RMS-1T-WP w/FMM-101 | ++ | Weatherproof fire alarm pull station with mini-monitor module | 1 | 0 | 0 |  |  |  |  | TRUE | [5 empty] | #FFFF0000 | FA-NFPA 170 MANUAL PULL | 1 | FALSE | FALSE | FALSE | 957 | [16 empty] | WP |  |  | THOR\acont | 2024-06-03 08:39 | THOR\acont | 2024-09-08 17:27 | Cloned from Autocall RMS-1T-WP | [Honeywell, Notifier, System Sensor] [SLC MODULES SENSORS] [*] [#1 SHARED ADDR ¦ MODULES] 30-3013 w/FMM-101, Q3013D, ACM-8R, ACPS-610, AMPS-24, AMPS-24E, EM-1M, EM-1MI, EM-1MM, EM-1MMI, EM-1R, EM-1RI, EM-1SR, EM-1SRI, FCM-1, FCM-1-REL, FD7044 MM-101, FDM [Honeywell, Notifier, System Sensor] [SLC MODULES] [*] [#3 TYPE ADDR ¦ MODULES] 30-3013 w/FMM-101, Q3013D, ACM-8R, ACPS-610, AMPS-24, AMPS-24E, EM-1M, EM-1MI, EM-1MM, EM-1MMI, EM-1R, EM-1RI, EM-1SR, EM-1SRI, FCM-1, FCM-1-REL, FD7044 MM-101, FDM-1, FDRM-1
a263716b-a1d8-42f4-a536-cdf2f50eb604 | CADGEN CARD ACCESS CONTROL PANEL | CADGEN CARD ACCESS CONTROL PANEL |  | North | LifeSafety Power | Security/Access Control | Card Access Control Panel |  |  |  | Assembly | TRUE | FPO250/250-3C83D8E12M | ++ | 500W (12V & 24V) 24 lock/24 ptc aux outputs | 1 | [6 empty] | FALSE | FALSE |  |  | 48.00H x 36.00W x 8.00D in. (122.00 x 91.00 x 20.30 cm) |  | #FFFF0000 | FA-CADGEN CARD ACCESS CONTROL PANEL | 1 | FALSE | FALSE | FALSE | 212 | [8 empty] | 7,12,18,26,33,55,80 |  |  |  |  | TRUE | [5 empty] | DESKTOP-7EIEB7A\acont | 2023-01-26 08:28 | THOR\acont | 2024-09-08 17:27 | Cloned from LifeSafety Power FPO250/250-3C8P3D8PE12M
b58cb22a-067f-4cfe-8cd6-cdf484608f39 | LED REMOTE INDICATOR |  |  | North | Siemens |  | Remote Indicator |  |  |  | Module | TRUE | ILED-HC | 500-048809++ | INTEL LAMP-CEILING | 1 |  | 0.0005 | [5 empty] | TRUE |  |  |  |  | #FFFF0000 | FA-LED REMOTE INDICATOR | 1 | FALSE | FALSE | FALSE | [20 empty] | DESKTOP-7SAL8M7\acont | 2019-08-13 09:04 | THOR\acont | 2024-09-08 17:27 |  | [Siemens] [SLC MODULES SENSORS] [*] [#1 SHARED ADDR ¦ MODULES] AD-11P (C), FDBZ492 w/OP921 (C), FDBZ492-HR w/FDO421 (C), FDBZ492-HR w/OP921 (C), FDBZ492-R (C), FDCIO422, HCP, HCP-Z, HFPO-11, HFPT-11, HMS-D, HMS-DE, HMS-DP, HMS-DZ, HMS-S, HMS-SA, HMS-SE,
3414dec6-8f7f-4fc5-aaf1-cdf7b2e2f976 | NFPA 170 SPEAKER STROBE CEILING |  |  | North | Eaton Wheelock |  | Speaker/Strobe |  |  |  | Module | TRUE | ET70WP-24177C-FW |  | Speaker/Strobe, ceiling, 24 VDC, 177CD, WP, white | 1 | 0 | 0.155 |  |  |  |  | FALSE | TRUE |  |  |  |  | #FF0070C0 | FA-NFPA 170 SPEAKER STROBE CEILING | 1 | FALSE | FALSE | FALSE | 2020 | [13 empty] | FALSE |  |  | WP |  |  | DESKTOP-7SAL8M7\acont | 2020-11-17 11:41 | THOR\acont | 2024-09-08 17:27 | Cloned from Eaton Wheelock ET70WP-24185W-FW | [Eaton Wheelock, Hochiki] [AUDIO 70.7v] [70V AUDIO] ET70WP-24115C-FR (C), ET70WP-24115C-FW (C), ET70WP-24135C-FR (C), ET70WP-24135C-FW (C), ET70WP-24135W-FR (C), ET70WP-24135W-FW (C), ET70WP-24177C-FR (C), ET70WP-24177C-FW (C), ET70WP-24185W-FR, ET70WP-2 [Eaton Wheelock, Hochiki] [NAC] ET70WP-24177C-FR (C), ET70WP-24177C-FW (C) [Eaton Wheelock, Hochiki] [AUDIO 25v] [25V AUDIO] ET70WP-24115C-FR (C), ET70WP-24115C-FW (C), ET70WP-24135C-FR (C), ET70WP-24135C-FW (C), ET70WP-24135W-FR (C), ET70WP-24135W-FW (C), ET70WP-24177C-FR (C), ET70WP-24177C-FW (C), ET70WP-24185W-FR, ET70WP-241
8bb7d821-19ed-471a-83e1-cdfc2f52f426 | NFPA 170 HORN |  |  | North | Siemens |  | Horn |  |  |  | Module | TRUE | SLFSWW-AL | S54329-F58-A2 | SLFSWW-AL LFS,WALL,WHT,ALERT | 1 | [12 empty] | #FF0070C0 | FA-NFPA 170 HORN | 1 | FALSE | FALSE | FALSE | 2010 | [19 empty] | DESKTOP-7SAL8M7\acont | 2019-08-13 09:04 | THOR\acont | 2024-09-08 17:27 |  | [Siemens] [NAC] [DC CONTINUOUS] SLFSWR-AL, SLFSWR-CO, SLFSWR-F, SLFSWR-N, SLFSWW-AL, SLFSWW-CO, SLFSWW-F, SLFSWW-N
7fc560d3-33ff-41d0-8ee2-cdfe72267851 | NFPA 170 DOOR HOLDER |  |  | North | Notifier |  | Door Holder |  |  |  | Module | TRUE | FM980 | ++ | Surface floor-mount model for single door; 12 VDC, 24 VAC/VDC, 120 VAC. | 1 | 0.02 | 0.02 |  |  |  |  | FALSE |  | FLUSH |  | SINGLE GANG | 1-GANG | #FFFF0000 | FA-NFPA 170 DOOR HOLDER | 1 | FALSE | FALSE | FALSE | 2500 |  |  | 3550-0028:0210 | [10 empty] | FALSE | [5 empty] | DESKTOP-7EIEB7A\acont | 2023-06-14 11:40 | THOR\acont | 2024-09-08 17:27 | Cloned from Notifier FM998 | [Bosch, Generic, Hochiki, N/A, Notifier, Potter, Rixson, RSG, Silent Knight, System Sensor] [RELAY] [DOOR RELEASE] 110VAC DOOR HOLDER, ADI_K7-998TRI689, D370, D370C, DH Series, DH(1224)FPC, DH(1224)GPC, DH(1224)RPC, DH(1224)SPC, DH(24120)FPC, DH(24120)GP [ASSA ABLOY, Bosch, Hochiki, N/A, Notifier, Potter, Rixson, RSG, Silent Knight, System Sensor] [AUX POWER] [DOOR RELEASE] 7200, ADI_K7-998TRI689, D370, D370C, DH Series, DH(1224)FPC, DH(1224)GPC, DH(1224)RPC, DH(1224)SPC, DH(24120)FPC, DH(24120)GPC, DH(2 [Bosch, Hochiki, N/A, Notifier, Potter, Rixson, RSG, Silent Knight, System Sensor] [AUX POWER] [DOOR RELEASE] ADI_K7-998TRI689, D370, D370C, DH Series, DH(1224)FPC, DH(1224)GPC, DH(1224)RPC, DH(1224)SPC, DH(24120)FPC, DH(24120)GPC, DH(24120)GPC2, DH(2412
4ac508fd-5376-4094-ae8e-ce158f013201 |  |  |  | North | Edwards |  | Hardware |  |  |  | Hardware | TRUE | BPS6A/230-6 |  | 6 Pack, Remote Booster Power Supply, 220Vac Input, Red | 1 | [6 empty] | FALSE | [5 empty] | #FFFFFFFF |  |  | FALSE | FALSE | FALSE | [14 empty] | FALSE | [7 empty] | THOR\acont | 2024-10-09 10:48
d718b36d-4a61-4cfb-86b1-ce16df76cbcc | NFPA 170 HEAT DETECTOR |  |  | North | Edwards |  | Heat Detector |  |  |  | Module | TRUE | SIGA-HRS w/SIGA-AB4G BASE | ++ | Heat Detector, 15F ROR, 135F Fixed Temperature | 1 | 4.5e-05 | 4.5e-05 |  |  |  |  | FALSE | [5 empty] | #FFFF0000 | FA-NFPA 170 HEAT DETECTOR | 1 | FALSE | FALSE | FALSE | 1403 | [13 empty] | FALSE | [7 empty] | THOR\acont | 2024-10-08 16:33 | 20191121 AC Detector with base | [Edwards, Kidde] [SLC EST MODULES/SENSORS] 01 [*] [iO64] DS-HFS (C), DS-PS (C), FX-HD w/IB4U BASE, FX-HD w/RB4U BASE, FX-HD w/SB4U BASE, FX-HD w/SB4U-LF BASE, FX-HD wB4U BASE, FX-PD w/B4U BASE (C), FX-PD w/IB4U BASE (C), FX-PD w/SB4U BASE (C), FX-PD w/SB [Edwards, Kidde] [SLC EST SENSORS] 01 [*] [EST3, iO1000] DS-HFS (C), DS-PS (C), FX-HD w/IB4U BASE, FX-HD w/RB4U BASE, FX-HD w/SB4U BASE, FX-HD w/SB4U-LF BASE, FX-HD wB4U BASE, FX-PD w/B4U BASE (C), FX-PD w/IB4U BASE (C), FX-PD w/SB4U BASE (C), FX-PD w/SB [Edwards, Kidde] [SLC EST SENSORS] [*] [#4 TYPE ADDR ¦ SENSORS] KI-DDOS (C), SIGA2-COS w/SIGA-AB4G BASE, SIGA2-COS w/SIGA-AB4G-LF BASE, SIGA2-COS w/SIGA-AB4GT BASE, SIGA2-COS w/SIGA-IB BASE, SIGA2-COS w/SIGA-RB BASE, SIGA2-COS w/SIGA-SB BASE, SIGA2-HCOS [Edwards, Kidde] [SLC EST MODULES SENSORS] [*] [#2 SHARED ADDR ¦ SENSORS] KI-DDOS (C), SIGA2-COS w/SIGA-AB4G BASE, SIGA2-COS w/SIGA-AB4G-LF BASE, SIGA2-COS w/SIGA-AB4GT BASE, SIGA2-COS w/SIGA-IB BASE, SIGA2-COS w/SIGA-RB BASE, SIGA2-COS w/SIGA-SB BASE, S [Edwards, Kidde] [AUX POWER] FX-HD w/SB4U BASE, FX-PD w/SB4U BASE (C), FX-PHD w/SB4U BASE (C), KI-COD w/KI-ABST BASE (C), KI-HCD w/KI-ABST BASE, KI-HRD w/KI-ABST BASE, KI-PCD w/KI-ABST BASE (C), KI-PD w/KI-ABST BASE (C), KI-PHCD w/KI-ABST BASE (C), KI-PH
c6200a98-ccc5-46ec-8572-ce1b313acb49 | NFPA 170 ADDRESSABLE OUTPUT MODULE |  |  | North | Kidde |  | Addressable Module |  |  |  | Module | TRUE | GSA-MCC1 |  | Signature single output signal module, UIO plug-in | 1 | 0.000223 | 0.0001 |  |  |  |  | FALSE | [5 empty] | #FFFF0000 | FA-NFPA 170 ADDRESSABLE OUTPUT MODULE | 1 | FALSE | FALSE | FALSE | 1000 | [13 empty] | FALSE | [5 empty] | AULAPTOP-PC\Aulaptop | 2018-09-03 13:55 | AUGUSTALIEN\aucon | 2024-11-21 10:33 |  | [Edwards, Kidde] [SLC EST MODULES/SENSORS] 02 [*] [iO64] 70-417008-001, FX-2WIRE, FX-IDC1A, FX-IDC1B, FX-IDC2B, FX-IDCWS, FX-NAC, GSA-CC1, GSA-CC1S, GSA-CC2, GSA-CT1, GSA-CT2, GSA-IO, GSA-MAB, GSA-MCC1, GSA-MCC1S, GSA-MCC2, GSA-MCT2, GSA-MIO, GSA-MM1, GS [Kidde] [SLC EST MODULES] [*] [#3 TYPE ADDR ¦ MODULES] 76-330002-101, 84-330002-001, FX-270, FX-278, FX-2WIRE, FX-IDC1A, FX-IDC1B, FX-IDC2B, FX-IDCWS, FX-ISO, FX-NAC, FX-RLY, GSA-CC1, GSA-CC1S, GSA-CC2, GSA-CR, GSA-CRH, GSA-CRR, GSA-CT1, GSA-CT2, GSA-IO, [Edwards, Kidde] [SLC EST MODULES] 01 [*] [EST3, iO1000 ] FX-2WIRE, FX-IDC1A, FX-IDC1B, FX-IDC2B, FX-IDCWS, FX-ISO, FX-NAC, GSA-CC1, GSA-CC1S, GSA-CC2, GSA-CT1, GSA-CT2, GSA-IO, GSA-MAB, GSA-MCC1, GSA-MCC1S, GSA-MCC2, GSA-MCT2, GSA-MIO, GSA-MM1, GSA-MRM1 [Kidde] [SLC EST MODULES SENSORS] [*] [#1 SHARED ADDR ¦ MODULES] 76-330002-101, 84-330002-001, FX-270, FX-278, FX-2WIRE, FX-IDC1A, FX-IDC1B, FX-IDC2B, FX-IDCWS, FX-ISO, FX-NAC, FX-RLY, GSA-CC1, GSA-CC1S, GSA-CC2, GSA-CR, GSA-CRH, GSA-CRR, GSA-CT1, GSA-CT [Edwards, Kidde] [AUDIO 25v, AUDIO 70.7v, AUX POWER, FFT, HORN, NAC] [RISER INPUT] ANSZM4B2A, FX-NAC, GSA-CC1, GSA-CC1S, GSA-CC2, GSA-MAB, GSA-MCC1, GSA-MCC1S, GSA-MCC2, GSA-MRM1, GSA-RM1, GSA-UM, SIGA-CC1, SIGA-CC1S, SIGA-CC2, SIGA-CC2A, SIGA-MAB, SIGA- | [Apollo, Edwards, Kidde] 55000-825ADV , FX-NAC, GSA-CC1, GSA-CC1S, GSA-CC2, GSA-MAB, GSA-MCC1, GSA-MCC1S, GSA-MCC2, GSA-UM, SIGA-CC1, SIGA-CC1S, SIGA-CC2, SIGA-CC2A, SIGA-MAB, SIGA-MCC1, SIGA-MCC1S, SIGA-MCC2, SIGA-MCC2A, SIGA-UM
a42702b0-9909-426c-a4e9-ce1f9a722757 | NFPA 170 ADDRESSABLE INPUT MONITOR MODULE |  |  | North | Monaco Enterprises |  | Addressable Module |  |  |  | Module | TRUE | 729-182-00 | + | MODULE:DUAL CLASS B INP MONITOR,INTELLIGENT | 2 | 0.00075 | 0.006 |  |  |  |  | FALSE | [5 empty] | #FFFF0000 | FA-NFPA 170 ADDRESSABLE INPUT MONITOR MODULE | 1 | FALSE | FALSE | FALSE | 1000 | [13 empty] | FALSE |  |  | 2 |  |  | DESKTOP-7SAL8M7\acont | 2020-02-23 12:17 | THOR\acont | 2024-09-08 17:27 | Cloned from MIRCOM MIX-M500DM | [Monaco Enterprises] [SLC MODULES/SENSORS] 01 [*] 721-121-00 w/B200SR-LF-WH (C), 721-121-00 w/B200SR-WH (C), 721-121-00 w/B210LP (C), 721-121-00 w/B224RB-WH (C), 721-121-00 w/B501 (C), 721-124-00 w/B200SR-LF-WH (C), 721-124-00 w/B200SR-WH (C), 721-124-00 [Monaco Enterprises] [SLC MODULES SENSORS] 01 [*] 708-026-01, 708-031-00, 721-121-00 w/B200SR-LF-WH (C), 721-121-00 w/B200SR-WH (C), 721-121-00 w/B210LP (C), 721-121-00 w/B224RB-WH (C), 721-121-00 w/B501 (C), 721-124-00 w/B200SR-LF-WH (C), 721-124-00 w/B [Monaco Enterprises] [SLC MODULES] 01 [*] 729-142-00, 729-143-00, 729-144-00, 729-158-00, 729-159-00, 729-182-00, 729-217-00, 729-218-00, 729-221-00 [Monaco Enterprises] [SLC MODULES] 01 [*] 708-026-01, 708-031-00, 729-142-00, 729-143-00, 729-144-00, 729-158-00, 729-159-00, 729-165-00, 729-182-00, 729-217-00, 729-218-00, 729-221-00, 729-225-00 [Monaco Enterprises] [SLC MODULES/SENSORS] 05 [*] 729-182-00 [Monaco Enterprises] [SLC MODULES] 03 [*] 729-182-00 | [MIRCOM, Monaco Enterprises, System Sensor] 729-182-00, M500DM, MIX-M500DM, MIX-M500DMAP
531764e1-7fd4-4833-99b1-ce23f5acc583 | NFPA 170 GRAPHIC ANNUNCIATOR PANEL | RISER ANNUNCIATOR |  | North | Edwards |  | Graphic Annunciator |  |  |  | Module | TRUE | EV2-QS1 |  | Graphic Annunciator 17.5"w x10.5"h view area, 72 LEDs typical | 1 | [6 empty] | FALSE | [5 empty] | #FFFF0000 | FA-NFPA 170 GRAPHIC ANNUNCIATOR PANEL | 1 | FALSE | FALSE | FALSE | 256 | [13 empty] | FALSE | [7 empty] | THOR\acont | 2024-09-08 17:27
05944bca-5ac7-43c9-9102-ce242ca3f7ed |  |  |  | North | Kidde |  | Hardware |  |  |  | Hardware | TRUE | CAB6BEQ |  | Seismic hardening Kit for batteries up to 17Ah. Larger batteries use external cabinet BC-1. | 1 | [6 empty] | FALSE | [5 empty] | #FFFFFFFF |  |  | FALSE | FALSE | FALSE | [14 empty] | FALSE | [7 empty] | THOR\acont | 2024-10-09 10:48
9e196eaa-d0ee-4970-9ca7-ce3072f8ca7c | NFPA 170 MANUAL PULL |  |  | North | Notifier |  | Manual Station |  |  |  | Module | TRUE | LNG-1TSR | ++ | Manual Pull Station, terminal strip, double action | 1 | [6 empty] | FALSE | FALSE |  |  |  |  | #FFFF0000 | FA-NFPA 170 MANUAL PULL | 1 | FALSE | FALSE | FALSE | 957 | [13 empty] | FALSE | [7 empty] | THOR\acont | 2024-09-08 17:27 |  | [Chemtronics, Firelite, MIRCOM, Notifier, System Sensor] [IDC] 01 [*] [IDC 2-WIRE ++] 1151 (C), 1151EIS (C), 1400 (C), 1451 (C), 1451DH (C), 1451DHHT (C), 2100AT (C), 2100S (C), 2100TR (C), 2100TS (C), 2151 w/B110LP (C), 2151 w/B116LP (C), 2151 w/B401 (C
a38b5303-c3e8-4961-bd65-ce31eff0416e |  |  |  | North | Bosch |  | Cards & Components |  |  |  | Card | TRUE | IPP-AL400-ULKT3 Main Board |  | Main Board for IPP-AL400-ULKT3 | 1 | 0 | 0 |  |  |  |  | TRUE | FALSE |  |  |  |  | #FFFFFFFF |  |  | FALSE | FALSE | FALSE | [14 empty] | FALSE | [5 empty] | DESKTOP-7SAL8M7\acont | 2019-07-09 06:38 | THOR\acont | 2024-10-09 10:48 | Cloned from Firelite FCPS-24FS6 Main Board |  | [Bosch] IPP-AL400-ULKT3 Main Board
360aa22e-c092-46b2-b07b-ce4870002d93 | NFPA 170 HEAT DETECTOR |  |  | North | Hochiki |  | Heat Detector |  |  |  | Module | TRUE | DFE-190 w/NS6-100 STANDARD BASE | DFE-190 w/NS6-100 STANDARD BASE | HEAT DETECTOR w/ STANDARD BASE | 1 |  | 0.3 |  |  |  |  | TRUE | TRUE |  | *Refer to Install Sheet |  |  | #FFFF0000 | FA-NFPA 170 HEAT DETECTOR | 1 | FALSE | FALSE | FALSE | 1403 | [19 empty] | DESKTOP-0D6CQVA\lousc | 2019-10-12 07:53 | THOR\acont | 2024-09-08 17:27 | Cloned from Hochiki DCD-135 w/NS6-100 STANDARD BASE | [Hochiki] [IDC] 01 [IDC] DCD-135 w/HSC-220L LATCHING LED BASE (C), DCD-135 w/HSC-220R - 2 WIRE RELAY BASE (C), DCD-135 w/HSC-221L LATCHING LED BASE (C), DCD-135 w/HSC-221R - 2 WIRE RELAY BASE (C), DCD-135 w/HSC-224L LATCHING LED BASE (C), DCD-135 w
f15136fb-2e20-4d78-8e00-ce4cad798217 | NFPA 170 SMOKE DETECTOR |  |  | North | Edwards |  | Smoke Detector |  |  |  | Module | TRUE | SIGA2-PHS w/SIGA-IB BASE | ++ | Photoelectric Smoke/Heat Detector | 1 | 7e-05 | 7e-05 |  |  |  |  | FALSE | TRUE |  |  |  |  | #FFFF0000 | FA-NFPA 170 SMOKE DETECTOR | 1 | FALSE | FALSE | FALSE | 1408 | [13 empty] | FALSE | [7 empty] | THOR\acont | 2024-10-08 16:26 | 20191121 AC Detector with base | [Edwards, Kidde] [SLC EST MODULES/SENSORS] 01 [*] [iO64] DS-HFS (C), DS-PS (C), FX-HD w/IB4U BASE, FX-HD w/RB4U BASE, FX-HD w/SB4U BASE, FX-HD w/SB4U-LF BASE, FX-HD wB4U BASE, FX-PD w/B4U BASE (C), FX-PD w/IB4U BASE (C), FX-PD w/SB4U BASE (C), FX-PD w/SB [Edwards, Kidde] [SLC EST MODULES SENSORS] [*] [#2 SHARED ADDR ¦ SENSORS] KI-DDOS (C), SIGA2-COS w/SIGA-AB4G BASE, SIGA2-COS w/SIGA-AB4G-LF BASE, SIGA2-COS w/SIGA-AB4GT BASE, SIGA2-COS w/SIGA-IB BASE, SIGA2-COS w/SIGA-RB BASE, SIGA2-COS w/SIGA-SB BASE, S [Edwards, Kidde] [SLC EST SENSORS] 01 [*] [EST3, iO1000] DS-HFS (C), DS-PS (C), FX-HD w/IB4U BASE, FX-HD w/RB4U BASE, FX-HD w/SB4U BASE, FX-HD w/SB4U-LF BASE, FX-HD wB4U BASE, FX-PD w/B4U BASE (C), FX-PD w/IB4U BASE (C), FX-PD w/SB4U BASE (C), FX-PD w/SB [Edwards, Kidde] [SLC EST SENSORS] [*] [#4 TYPE ADDR ¦ SENSORS] KI-DDOS (C), SIGA2-COS w/SIGA-AB4G BASE, SIGA2-COS w/SIGA-AB4G-LF BASE, SIGA2-COS w/SIGA-AB4GT BASE, SIGA2-COS w/SIGA-IB BASE, SIGA2-COS w/SIGA-RB BASE, SIGA2-COS w/SIGA-SB BASE, SIGA2-HCOS
738c8546-a28f-45e6-829f-ce52b05ea5fe | NFPA 170 ADDRESSABLE INPUT MONITOR MODULE |  |  | North | Bosch |  | Addressable Module |  |  |  | Module | TRUE | FLM-325-I4-A | ++ | Contact monitor, class A, 4" | 1 | 0.00063 | 0.0063 |  |  | 24 | [7 empty] | #FFFF0000 | FA-NFPA 170 ADDRESSABLE INPUT MONITOR MODULE | 1 | FALSE | FALSE | FALSE | [20 empty] | DESKTOP-7EIEB7A\acont | 2021-08-13 06:25 | THOR\acont | 2024-09-08 17:27 |  | [Bosch] [SLC BOSCH MODULES SENSORS] [*] [#02 MODULES ++] FLM-325-2I4, FLM-325-2R4-2A, FLM-325-2R4-2AI, FLM-325-2R4-8A, FLM-325-2R4-8AI, FLM-325A, FLM-325-CZM4, FLM-325-I4-A, FLM-325-I4-AI, FLM-325-IM, FLM-325-NA4, FLM-325-NAI4, FMM-325A, FMM-325A-D, FMM- | [Bosch] FLM-325-I4-A, FLM-325-I4-AI, FLM-325-IM
e0206a05-7b8c-4bd3-ba6d-ce53093a6183 | NFPA 170 SMOKE DETECTOR |  |  | North | Honeywell |  | Smoke Detector |  |  |  | Module | TRUE | TC806B1076 w/14507371 | ++ | Addressable low-profile photoelectric smoke detector w/Base | 1 | 0.0003 | 0.0065 |  |  |  |  | FALSE | TRUE | FLUSH |  | 4" SQ. DEEP | 3 "O" PLASTER RING | #FFFF0000 | FA-NFPA 170 SMOKE DETECTOR | 1 | FALSE | FALSE | FALSE | 1408 |  |  | 7272-0028:0206 | [10 empty] | FALSE | [5 empty] | DESKTOP-7EIEB7A\acont | 2022-10-06 07:01 | THOR\acont | 2024-09-08 17:27 | Cloned from Notifier FSP-951 w/B300-6 | [Honeywell, Notifier, System Sensor] [SLC MODULES SENSORS] [*] [#2 SHARED ADDR ¦ SENSORS] 2251B (C), 2251-COPTIR (C), 2251-COPTIR w/B200S-WH (C), 2251TB (C), 2251TMB (C), 5251B (C), 5251B-WP (C), 5251H (C), 5251RB (C), 5251RB-WP (C), 7251 (C), 7251DH (C) [Honeywell, Notifier, System Sensor] [SLC SENSORS] [*] [#4 TYPE ADDR ¦ SENSORS] 2251B (C), 2251-COPTIR (C), 2251-COPTIR w/B200S-WH (C), 2251TB (C), 2251TMB (C), 5251B (C), 5251B-WP (C), 5251H (C), 5251RB (C), 5251RB-WP (C), 7251 (C), 7251DH (C), DH200LP
682f7c66-5ae0-4d23-84b0-ce5418fce43c | NFPA 170 HORN STROBE CEILING |  |  | North | Edwards |  | Horn/Strobe |  |  |  | Module | TRUE | GCAVWF |  | Horn-Strobe, running man, white, fire | 1 | [6 empty] | FALSE | TRUE |  |  |  |  | #FF0070C0 | FA-NFPA 170 HORN STROBE CEILING | 1 | FALSE | FALSE | FALSE | 2013 | [13 empty] | FALSE |  |  | C |  |  | DESKTOP-7SAL8M7\acont | 2019-11-07 12:47 | THOR\acont | 2024-09-08 17:27 | Cloned from Kidde EGCAVWF | [Edwards, Kidde] [NAC] [24 VFWR, HIGH DB] EGCAVRF (C), EGCAVRN (C), EGCAVWF (C), EGCAVWN (C), GCAVRF (C), GCAVRN (C), GCAVWF (C), GCAVWN (C) [Edwards, Kidde] [NAC] [24 VDC, HIGH DB] EGCAVRF (C), EGCAVRN (C), EGCAVWF (C), EGCAVWN (C), GCAVRF (C), GCAVRN (C), GCAVWF (C), GCAVWN (C)
46a27eac-8aeb-4ed5-a026-ce54c335b5d9 |  |  |  | North | Autocall | [5 empty] | Module | TRUE | A010-6309 | ++ | ES Net NIC dual channel DSL media card | 1 | 0.155 | 0.155 | [10 empty] | #FFFFFFFF |  |  | FALSE | FALSE | FALSE | [20 empty] | THOR\acont | 2024-02-23 06:00 | THOR\acont | 2024-10-09 10:48 | Cloned from Autocall A100-6309 | [Autocall, Simplex] [DSL] 4007-6307, 4007-6309, 4010-6309, 4100-6309, 4190-9857, A007-6307, A007-6309, A010-6309, A100-6309, A190-9857 | [Autocall, Simplex] 4007-6307, 4007-6309, 4010-6309, 4100-6309, 4190-9857, A007-6307, A007-6309, A010-6309, A100-6309, A190-9857
d65d8277-c0a3-4f04-b335-ce6316455284 |  |  |  | North | Edwards |  | Hardware |  |  |  | Hardware | TRUE | QS1-1-G-1-FR |  | OBSOLETE - FAP w/ 1 Option Card Space, Gray, French | 1 | [6 empty] | FALSE | [5 empty] | #FFFFFFFF |  |  | FALSE | FALSE | FALSE | [14 empty] | FALSE | [7 empty] | THOR\acont | 2024-10-09 10:48
8149064c-a97e-4940-956c-ce6cad0315cf | NFPA 170 SMOKE DETECTOR |  |  | North | Notifier |  | Smoke Detector |  |  |  | Module | TRUE | FSP-951-SELFT w/B300-6 | ++ | White, low-profile intelligent self-testing photoelectric sensor, FlashScan only | 1 | 0.0002 | 0.0045 |  |  |  |  | FALSE | TRUE | FLUSH |  | 4" SQ. DEEP | 3 "O" PLASTER RING | #FFFF0000 | FA-NFPA 170 SMOKE DETECTOR | 1 | FALSE | FALSE | FALSE | 1408 |  |  | 7272-0028:0206 | [10 empty] | FALSE | [5 empty] | DESKTOP-QGO6JOK\acont | 2021-06-02 08:47 | THOR\acont | 2024-09-08 17:27 | Cloned from Notifier FSP-951 w/B300-6 | [Honeywell, Notifier, System Sensor] [SLC SENSORS] [*] [#4 TYPE ADDR ¦ SENSORS] 2251B (C), 2251-COPTIR (C), 2251-COPTIR w/B200S-WH (C), 2251TB (C), 2251TMB (C), 5251B (C), 5251B-WP (C), 5251H (C), 5251RB (C), 5251RB-WP (C), 7251 (C), 7251DH (C), DH200LP [Honeywell, Notifier, System Sensor] [SLC MODULES SENSORS] [*] [#2 SHARED ADDR ¦ SENSORS] 2251B (C), 2251-COPTIR (C), 2251-COPTIR w/B200S-WH (C), 2251TB (C), 2251TMB (C), 5251B (C), 5251B-WP (C), 5251H (C), 5251RB (C), 5251RB-WP (C), 7251 (C), 7251DH (C)
7420289d-db1a-43d1-afd3-ce7077b6b827 | NFPA 170 STROBE CEILING |  |  | North | Hochiki |  | Strobe |  |  |  | Module | TRUE | HCS24PCR |  | GCS Series 24 Volt Ceiling Mount Selectable Strobe, Red, Plain | 1 | 0 | 0.12 |  |  |  |  | FALSE | TRUE |  | *Refer to Install Sheet |  |  | #FF0070C0 | FA-NFPA 170 STROBE CEILING | 1 | FALSE | FALSE | FALSE | 2022 | [13 empty] | FALSE |  |  | C |  |  | DESKTOP-7SAL8M7\acont | 2019-12-02 11:25 | THOR\acont | 2024-09-08 17:27 | Cloned from Gentex GCS24PCR | [Hochiki] [NAC] [24 VDC] HCS24CR (C), HCS24CW (C), HCS24PCR (C), HCS24PCW (C) [Gentex, Harrington, Hochiki] [NAC] [24 VDC] GCS24CR (C), GCS24CW (C), GCS24PCR (C), GCS24PCW (C), HCS24CR (C), HCS24CW (C), HCS24PCR (C), HCS24PCW (C), SSG4-24CR (C), SSG4-24CW (C) [Gentex, Harrington, Hochiki] [NAC] [UL MAX] GCS24CR (C), GCS24CW (C), GCS24PCR (C), GCS24PCW (C), HCS24CR (C), HCS24CW (C), HCS24PCR (C), HCS24PCW (C), SSG4-24CR (C), SSG4-24CW (C)
2287651f-95b2-418c-8c39-ce72948cd0dc | NFPA 170 FIRE ALARM CONTROL UNIT | RISER FACP |  | North | Kidde |  | Fire Alarm Control Unit |  |  |  | Assembly | TRUE | VS4-R-2 |  | FACP, 1-4 Loop, 1000pt max, 4 Cl B NACs, red, 230v | 1 | [6 empty] | FALSE | [5 empty] | #FFFF0000 | FA-NFPA 170 FIRE ALARM CONTROL UNIT | 1 | FALSE | FALSE | FALSE | 202 | [8 empty] | 7,12,18 |  |  |  |  | TRUE | [7 empty] | THOR\acont | 2024-09-08 17:27
121a8744-31a0-46dd-9724-ce72e27b6c04 | NFPA 170 HEAT DETECTOR |  |  | North | Siemens |  | Heat Detector |  |  |  | Module | TRUE | DT-450EP | 500-688984 | 450 DEG EXP PROOF THERMAL | 1 | [12 empty] | #FFFF0000 | FA-NFPA 170 HEAT DETECTOR | 1 | FALSE | FALSE | FALSE | [17 empty] | 450° FT, XP |  |  | DESKTOP-7SAL8M7\acont | 2019-08-13 09:04 | THOR\acont | 2024-09-08 17:27 |  | [Siemens] [IDC] [#1 ALARM] DT-135F, DT-135R, DT-135WP, DT-140EP, DT-160EP, DT-190EP, DT-200F, DT-200R, DT-200WP, DT-225EP, DT-275EP, DT-325EP, DT-360EP, DT-450EP, DT-600EP, DT-725EP
32c4774c-2f22-485d-a06b-ce74be5fb6f1 | NFPA 170 STROBE WALL |  |  | North | Edwards |  | Strobe |  |  |  | Module | TRUE | WGVRA | ++ | Outdoor rated strobe, red, alert | 1 | [6 empty] | FALSE | [5 empty] | #FF0070C0 | FA-NFPA 170 STROBE WALL | 1 | FALSE | FALSE | FALSE | 2023 | [13 empty] | FALSE |  |  | WP |  |  | THOR\acont | 2024-04-09 07:00 | THOR\acont | 2024-09-08 17:27 | Cloned from Edwards G4VRF | [Edwards, Kidde] [NAC] [VDC] WGSVRA, WGSVRF, WGSVRF-FR, WGSVRF-SP, WGSVRN, WGSVWA, WGSVWF, WGSVWF-FR, WGSVWF-SP, WGSVWN, WGVRA, WGVRF, WGVRF-FR, WGVRF-SP, WGVRN, WGVWA, WGVWF, WGVWF-FR, WGVWF-SP, WGVWN
ba19a2ba-d1cc-4890-b2b7-ce7a02d8e62d | NFPA 170 SPEAKER STROBE |  |  | North | Monaco Enterprises |  | Speaker/Strobe |  |  |  | Module | TRUE | 580-088-00 |  | SPEAKER/STROBE:SELECTABLE OUTPUT,MULTI CANDELA,WEATHERPROOF,W/BACK BOX,RED | 1 | 0 | 0.181 |  |  |  |  | FALSE | FALSE |  |  |  |  | #FF0070C0 | FA-NFPA 170 SPEAKER STROBE | 1 | FALSE | FALSE | FALSE | 2019 | [13 empty] | FALSE |  |  | WP |  |  | DESKTOP-7SAL8M7\acont | 2020-03-02 16:36 | THOR\acont | 2024-09-08 17:27 | Cloned from System Sensor SPSRK | [Monaco Enterprises] [AUDIO 70.7v] [70V AUDIO] 580-086-01, 580-087-00, 580-088-00 [Monaco Enterprises] [NAC] 580-086-01, 580-087-00, 580-088-00 [Monaco Enterprises] [AUDIO 25v] [25V AUDIO] 580-086-01, 580-087-00, 580-088-00
5caaef20-59c9-4d8f-8650-ce7b2b9a11c9 | NFPA 170 SPEAKER STROBE CEILING |  |  | North | Edwards |  | Speaker/Strobe |  |  |  | Module | TRUE | GCSVHRN |  | Speaker/Strobe, Ceiling, Red, None, High CD | 1 | [6 empty] | FALSE | TRUE |  |  |  |  | #FF0070C0 | FA-NFPA 170 SPEAKER STROBE CEILING | 1 | FALSE | FALSE | FALSE | 2020 | [13 empty] | FALSE |  |  | C |  |  | THOR\acont | 2024-09-17 12:35 | THOR\acont | 2024-10-09 10:48 | Cloned from Edwards GCSVHRF CLONED CLONED | [Edwards, Kidde] [NAC] [24 FWR] EGCSVHRF (C), EGCSVHRF-FR (C), EGCSVHRF-SP (C), EGCSVHRN (C), EGCSVHWA (C), EGCSVHWF (C), EGCSVHWF-FR (C), EGCSVHWF-SP (C), EGCSVHWN (C), EGCVHRF (C), EGCVHRF-FR (C), EGCVHRF-SP (C), EGCVHRN (C), EGCVHWA (C), [Edwards, Kidde] [AUDIO 70.7v] [70V AUDIO] EGCSRF (C), EGCSRN (C), EGCSVHRF (C), EGCSVHRF-FR (C), EGCSVHRF-SP (C), EGCSVHRN (C), EGCSVHWA (C), EGCSVHWF (C), EGCSVHWF-FR (C), EGCSVHWF-SP (C), EGCSVHWN (C), EGCSVRF (C), EGCSVRN (C), EGCSVWA (C), E [Edwards, Kidde] [AUDIO 25v] [25V AUDIO] EGCSRF (C), EGCSRN (C), EGCSVHRF (C), EGCSVHRF-FR (C), EGCSVHRF-SP (C), EGCSVHRN (C), EGCSVHWA (C), EGCSVHWF (C), EGCSVHWF-FR (C), EGCSVHWF-SP (C), EGCSVHWN (C), EGCSVRF (C), EGCSVRN (C), EGCSVWA (C), EGC [Edwards, Kidde] [NAC] [24 VDC] EGCSVHRF (C), EGCSVHRF-FR (C), EGCSVHRF-SP (C), EGCSVHRN (C), EGCSVHWA (C), EGCSVHWF (C), EGCSVHWF-FR (C), EGCSVHWF-SP (C), EGCSVHWN (C), EGCVHRF (C), EGCVHRF-FR (C), EGCVHRF-SP (C), EGCVHRN (C), EGCVHWA (C),
6ab188b9-c9c5-49e7-a628-ce7b65e92bac |  |  |  | North | Potter | [5 empty] | Module | TRUE | INS-500 |  | Nitrogen Generator with 500 Gallon Largest Riser Fill and 1,850 gallons of Total Sprinkler System Capacity | 1 | [6 empty] | FALSE | [5 empty] | #FFFFFFFF |  |  | FALSE | FALSE | FALSE | [14 empty] | FALSE | [7 empty] | THOR\acont | 2024-10-09 10:48
9eba1213-3941-4b2a-a29a-ce8496b723c5 | NFPA 170 HORN STROBE CEILING |  |  | North | Siemens |  | Horn/Strobe |  |  |  | Module | TRUE | ZH-MC-CR | 500-636165 | Z HORN MULTI CANDELA CEILING RED | 1 | [6 empty] | FALSE | TRUE |  |  |  |  | #FF0070C0 | FA-NFPA 170 HORN STROBE CEILING | 1 | FALSE | FALSE | FALSE | 2013 | [13 empty] | FALSE |  |  | C |  |  |  |  | THOR\acont | 2024-09-08 17:27 | B,T | [Siemens] [NAC] [DC HIGH DB] ZH-MC-CR (C), ZH-MC-CW (C)
4ccc2ebd-8fac-4364-84b0-ce8a02290234 |  |  |  | North | Hochiki |  | Cards & Components |  |  |  | Card | TRUE | FNV-II | + | Audio Module Interface Card | 1 | [6 empty] | TRUE | [5 empty] | #FFFFFFFF |  |  | FALSE | FALSE | FALSE | [20 empty] | DESKTOP-7SAL8M7\acont | 2019-11-04 16:25 | THOR\acont | 2024-10-09 10:48
fdcafcb4-a88a-42c2-b5fe-ce8e7ca696fd | NFPA 170 NOTIFICATION CIRCUIT EXTENDER PANEL | RISER NAC |  | North | Simplex |  | Notification Circuit Extender Panel |  |  |  | Assembly | TRUE | 4009-9201 | ++ | 4009 IDNet NAC Extender with 4, Class B NACs and 8 A power supply | 1 | [6 empty] | FALSE | [5 empty] | #FFFF0000 | FA-NFPA 170 NOTIFICATION CIRCUIT EXTENDER PANEL | 1 | FALSE | FALSE | FALSE | 212 | [8 empty] | 6.2,10,18 |  | 12.7 |  |  | TRUE | [7 empty] | THOR\acont | 2024-09-08 17:27
0b0cf491-db39-4754-86e2-ce93965a9d2c |  |  |  | North | Edwards |  | Cards & Components |  |  |  | Card | TRUE | ANSDC8 |  | 8 dry-contact input/LED module. | 1 | 0.005 | 0.02 |  |  |  |  | TRUE | [5 empty] | #FFFFFFFF |  |  | FALSE | FALSE | FALSE | [14 empty] | FALSE | [7 empty] | THOR\acont | 2024-10-09 10:48
36382147-0605-47df-97ba-ce9599551060 | NFPA 170 JUNCTION BOX |  |  | North | BluePoint |  | Junction Box |  |  |  | Module | TRUE | BP04-601 | + | ICS Back Box | 1 | [6 empty] | FALSE | TRUE |  |  |  |  | #FF00B050 | FA-NFPA 170 JUNCTION BOX | 1 | FALSE | FALSE | FALSE | [14 empty] | FALSE | [5 empty] | THOR\acont | 2024-04-12 13:16 | THOR\acont | 2024-09-08 17:27 | Cloned from System Sensor SBBCWL
a5caf67c-dd43-4a88-a72d-ce998161663e |  |  |  | North | Siemens |  | Cards & Components |  |  |  | Card | TRUE | FC924-US Main Board |  | 504-point system with 170W power supply and standard operator interface | 1 | [6 empty] | TRUE | [5 empty] | #FFFFFFFF |  |  | FALSE | FALSE | FALSE | [14 empty] | FALSE | [7 empty] | THOR\acont | 2024-10-09 10:48 |  |  | [Siemens] FC924-US Main Board, FCI2018-UI Main Board [Siemens] FC924-US Main Board, FCI2018-UI Main Board [Siemens] FC924-US Main Board, FCI2018-UI Main Board [Fike, First Alert, Honeywell, Siemens, Silent Knight] 10-2542, 10-2622, 5110XM Main Board, FA1600C Main Board, FA1600C-24 Main Board, FA1600CA Main Board, FA1600CB Main Board, FC924-US Main Board, SK-2, SK-4, VISTA-128FBPT Main Board, VISTA-20P Main Boar [Siemens] DLC, FC924-US Main Board, FCI2018-UI Main Board, MXL Main Board
7da4947f-7996-4965-8079-ce99837c4e77 | NFPA 170 HEAT DETECTOR |  |  | North | Notifier |  | Heat Detector |  |  |  | Module | TRUE | 302-194 | ++ | Heat Detector, 194°F (90°C) | 1 | [6 empty] | FALSE | TRUE |  |  |  |  | #FFFF0000 | FA-NFPA 170 HEAT DETECTOR | 1 | FALSE | FALSE | FALSE | 1403 | [13 empty] | FALSE | [7 empty] | THOR\acont | 2024-09-08 17:27 | 20191121 AC Detector without base | [Chemtronics, Firelite, MIRCOM, Notifier, System Sensor] [IDC] 01 [*] [IDC 2-WIRE ++] 1151 (C), 1151EIS (C), 1400 (C), 1451 (C), 1451DH (C), 1451DHHT (C), 2100AT (C), 2100S (C), 2100TR (C), 2100TS (C), 2151 w/B110LP (C), 2151 w/B116LP (C), 2151 w/B401 (C
e953a4c8-1457-49de-bfb2-cea05bc840b2 |  |  |  | North | Edwards |  | Cards & Components |  |  |  | Card | TRUE | APS6A MB |  | 6.5 Amp Booster Power Supply | 1 | [6 empty] | TRUE | [5 empty] | #FFFFFFFF |  |  | FALSE | FALSE | FALSE | [14 empty] | FALSE | [7 empty] | THOR\acont | 2024-10-09 10:48
ebd27495-b20f-474d-8e2e-cea0c050e53d | NFPA 170 SMOKE DETECTOR |  |  | North | Edwards |  | Smoke Detector |  |  |  | Module | TRUE | SIGA2-PCOS w/SIGA-SB BASE | ++ | Photoelectric Smoke / Carbon Monoxide Detector | 1 | 7e-05 | 7e-05 |  |  |  |  | FALSE | TRUE |  |  |  |  | #FFFF0000 | FA-NFPA 170 SMOKE DETECTOR | 1 | FALSE | FALSE | FALSE | 1408 | [13 empty] | FALSE | [7 empty] | THOR\acont | 2024-10-08 16:26 | 20191121 AC Detector with base | [Edwards, Kidde] [SLC EST MODULES SENSORS] [*] [#2 SHARED ADDR ¦ SENSORS] KI-DDOS (C), SIGA2-COS w/SIGA-AB4G BASE, SIGA2-COS w/SIGA-AB4G-LF BASE, SIGA2-COS w/SIGA-AB4GT BASE, SIGA2-COS w/SIGA-IB BASE, SIGA2-COS w/SIGA-RB BASE, SIGA2-COS w/SIGA-SB BASE, S [Edwards, Kidde] [SLC EST SENSORS] 01 [*] [EST3, iO1000] DS-HFS (C), DS-PS (C), FX-HD w/IB4U BASE, FX-HD w/RB4U BASE, FX-HD w/SB4U BASE, FX-HD w/SB4U-LF BASE, FX-HD wB4U BASE, FX-PD w/B4U BASE (C), FX-PD w/IB4U BASE (C), FX-PD w/SB4U BASE (C), FX-PD w/SB [Edwards, Kidde] [SLC EST SENSORS] [*] [#4 TYPE ADDR ¦ SENSORS] KI-DDOS (C), SIGA2-COS w/SIGA-AB4G BASE, SIGA2-COS w/SIGA-AB4G-LF BASE, SIGA2-COS w/SIGA-AB4GT BASE, SIGA2-COS w/SIGA-IB BASE, SIGA2-COS w/SIGA-RB BASE, SIGA2-COS w/SIGA-SB BASE, SIGA2-HCOS [Edwards, Kidde] [SLC EST MODULES/SENSORS] 01 [*] [iO64] DS-HFS (C), DS-PS (C), FX-HD w/IB4U BASE, FX-HD w/RB4U BASE, FX-HD w/SB4U BASE, FX-HD w/SB4U-LF BASE, FX-HD wB4U BASE, FX-PD w/B4U BASE (C), FX-PD w/IB4U BASE (C), FX-PD w/SB4U BASE (C), FX-PD w/SB
b9476707-20c4-44c5-b246-cea3531bd4a1 | NFPA 170 KNOX BOX |  |  | East | EAS |  | Miscellaneous |  |  |  | Module | TRUE | 5000HR |  | EAS MODEL 5000HR (Hinged door) RECESSED MOUNTED KEY BOX 10 KEY CAPACITY | 1 | [6 empty] | FALSE | FALSE |  |  | 4″ H x 5″ W x 3 ¼” D WITH 7″ x 7″ FLANGE |  | #FFFF0000 | FA-NFPA 170 KNOX BOX | 1 | FALSE | FALSE | FALSE | [14 empty] | FALSE | [5 empty] | DESKTOP-7SAL8M7\acont | 2020-09-14 08:02 | THOR\acont | 2024-09-08 17:27 | Cloned from EAS 5000H | [EAS, Federal Signal, Kidde, KNOX] [IDC] 01 2HS, 2HSR, 3200, 3261, 3270, 3502, 4401, 4403, 4430, 4432, 4505, 4534, 5000H, 5000HR, MPEX [EAS, Firelite, Kidde, KNOX, Monaco Enterprises, Potter, System Sensor, Thermotech] [IDC] 01 2HS, 2HSR, 302-AW-135 (C), 3200, 3261, 3270, 3502, 4401, 4403, 4430, 4432, 4505, 4534, 5000H, 5000HR, 721-127-00 (C), 722-123-00 (C), 723-369-00 (C), BG-12LO, I3
2ce90e4b-9103-4cb4-8075-cea416e062b5 |  |  |  | North | Fike |  | Cards & Components |  |  |  | Card | TRUE | 10-2627 |  | Ethernet Module | 1 | 0.097 | 0.134 |  |  |  |  | TRUE | [5 empty] | #FFFFFFFF |  |  | FALSE | FALSE | FALSE | [14 empty] | FALSE | [5 empty] | AULAPTOP-PC\Aulaptop | 2019-07-06 06:59 | THOR\acont | 2024-10-09 10:48 | Cloned from Fike XXXX CLONED
f62ed3b0-d723-463b-9e71-cea8938a7318 | NFPA 170 FIRE ALARM COMMUNICATOR |  |  | North | Monaco Enterprises |  | Communicator |  |  |  | Assembly | TRUE | 227-600-xx | + | BT-XF in a 20" H x 12" W x 4" D red enclosure, with a narrowband radio and without an audio board for radio communication with Central. Specify frequency. | 1 | [6 empty] | FALSE | [5 empty] | #FFFF0000 | FA-NFPA 170 FIRE ALARM COMMUNICATOR | 1 | FALSE | FALSE | FALSE | 251 | [8 empty] | 7 |  |  |  |  | TRUE | [5 empty] | DESKTOP-7EIEB7A\acont | 2021-11-02 12:06 | THOR\acont | 2024-09-08 17:27 | Cloned from Monaco Enterprises 227-623-xx | [Monaco Enterprises] [RELAY] 176-206-xx, 176-208-00, 176-212-00, 176-214-00, 227-44x-xx, 227-600-xx, 227-600-xx w/BT-XM Upgrade, 227-618-00, 227-623-xx, 227-630-xx, 803-119-01
fc4cefd4-c089-4324-9b88-ceb0daaea9b5 |  |  |  | North | Edwards |  | Cards & Components |  |  |  | Card | TRUE | BPS10A/230 Mainboard |  | Mainboard for BPS10A/230 assembly | 1 | 0.07 | 0.27 |  |  |  |  | TRUE | [5 empty] | #FFFFFFFF |  |  | FALSE | FALSE | FALSE | [14 empty] | FALSE | [7 empty] | THOR\acont | 2024-10-09 10:48 |  | [Altronix, Edwards, Harrington, Kidde] [NAC Trigger] AL1002ULADA Main Board, AL1002ULADA Main Board, APS10A Mainboard, APS6A Mainboard, BPS10A Mainboard, BPS10A/230 Mainboard, BPS6A Mainboard, BPS6A/230 Mainboard, MIRBPS10A Mainboard, MIRBPS10A/230 Mainb [Edwards, Kidde] [VAC ] 2IDC, 76-600000-001 Main Board, 76-800xxx-xxx Main Board, 77-600000-901 Main Board, 84-732001-901 Main Board, APS10A Mainboard, APS6A Mainboard, BPS10A Mainboard, BPS10A/230 Mainboard, BPS6A Mainboard, BPS6A/230 Mainboard, EST1-2Z | [Edwards, Kidde] APS10A Mainboard, APS6A Mainboard, BPS10A Mainboard, BPS10A/230 Mainboard, BPS6A Mainboard, BPS6A/230 Mainboard, MIRBPS10A Mainboard, MIRBPS10A/230 Mainboard, MIRBPS6A Mainboard, MIRBPS6A/230 Mainboard
b41e98b3-52b6-4f82-bc78-ceb192f4fd8d | NFPA 170 SMOKE DETECTOR |  |  | North | Kidde |  | Smoke Detector |  |  |  | Module | TRUE | KI-PD w/KI-RB BASE | + | Photoelectric smoke detector | 1 | 0.00045 | [5 empty] | FALSE | TRUE |  |  |  |  | #FFFF0000 | FA-NFPA 170 SMOKE DETECTOR | 1 | FALSE | FALSE | FALSE | 1408 | [13 empty] | FALSE | [5 empty] | DESKTOP-7SAL8M7\acont | 2018-09-17 10:05 | THOR\acont | 2024-09-08 17:27 | 20191121 AC Detector with base | [Edwards, Kidde] [SLC EST SENSORS] 01 [*] [EST3, iO1000] DS-HFS (C), DS-PS (C), FX-HD w/IB4U BASE, FX-HD w/RB4U BASE, FX-HD w/SB4U BASE, FX-HD w/SB4U-LF BASE, FX-HD wB4U BASE, FX-PD w/B4U BASE (C), FX-PD w/IB4U BASE (C), FX-PD w/SB4U BASE (C), FX-PD w/SB [Kidde] [SLC EST MODULES SENSORS] [*] [#2 SHARED ADDR ¦ SENSORS] DS-HFS (C), DS-PS (C), FX-HD w/IB4U BASE, FX-HD w/RB4U BASE, FX-HD w/SB4U BASE, FX-HD w/SB4U-LF BASE, FX-HD wB4U BASE, FX-PD w/B4U BASE (C), FX-PD w/IB4U BASE (C), FX-PD w/SB4U BASE (C), FX [Edwards, Kidde] [SLC EST MODULES/SENSORS] 01 [*] [iO64] DS-HFS (C), DS-PS (C), FX-HD w/IB4U BASE, FX-HD w/RB4U BASE, FX-HD w/SB4U BASE, FX-HD w/SB4U-LF BASE, FX-HD wB4U BASE, FX-PD w/B4U BASE (C), FX-PD w/IB4U BASE (C), FX-PD w/SB4U BASE (C), FX-PD w/SB [Kidde] [SLC EST SENSORS] [*] [#4 TYPE ADDR ¦ SENSORS] DS-HFS (C), DS-PS (C), FX-HD w/IB4U BASE, FX-HD w/RB4U BASE, FX-HD w/SB4U BASE, FX-HD w/SB4U-LF BASE, FX-HD wB4U BASE, FX-PD w/B4U BASE (C), FX-PD w/IB4U BASE (C), FX-PD w/SB4U BASE (C), FX-PD w/SB4U
f3bc84f9-1df9-49fe-a352-ceb5ff5e0d59 | NFPA 170 MANUAL PULL |  |  | North | Silent Knight |  | Manual Station |  |  |  | Module | TRUE | SD500-PSDA | ++ | Dual action pull station | 1 | 0.00055 | 0.00055 |  |  |  |  | FALSE |  |  |  | 3" W x 5 1/16" H x 2.5" D |  | #FFFF0000 | FA-NFPA 170 MANUAL PULL | 1 | FALSE | FALSE | FALSE | 957 | [13 empty] | FALSE | [7 empty] | THOR\acont | 2024-09-08 17:27 |  | [Silent Knight] [SLC HOCHIKI] [*] [#1 SHARED ADDR ¦ ALL] Hood System w/SD500-MIM, PS-DA w/SD500-MIM, PS-SA w/SD500-MIM, SD500-AIM, SD500-ANM, SD500-ARM, SD500-LED, SD500-MIM, SD500-PS, SD500-PSDA, SD500-SDM, SD505-AHS w/SD505-6AB, SD505-APS w/SD505-6AB (
72f9279e-7ba2-4ba5-b6e8-cebe662f372e | NFPA 170 SPEAKER WALL |  |  | North | Ultra Electronics |  | Speaker |  |  |  | Module | TRUE | 90215A-801-01-L | HyperSpike | UL 1480 listed C1D2 certifed TCPA-10 Distributed Audio Speaker with 5 selectable power taps that run off of 25V, 70V and 100 VRMS audio systems. Black. | 1 | [8 empty] | 72377B-801 |  | 10.1” H X 10.1” W X 11.3” L |  | #FF0070C0 | FA-NFPA 170 SPEAKER WALL | 1 | FALSE | FALSE | FALSE | 2021 | [19 empty] | DESKTOP-7EIEB7A\acont | 2022-07-29 12:12 | THOR\acont | 2024-09-08 17:27 | Cloned from Edwards 90215A-801-01-L | [Ultra Electronics] [AUDIO 70.7v] [70V AUDIO] 90215A-801-01-L, 90215A-801-04-L, 90215A-801-05-L, 90215A-801-06-L, 90219A-801-01-L, 90219A-801-04-L, 90219A-801-05-L, 90219A-801-06-L, 90219A-802-01-L, 90219A-802-04-L, 90219A-802-05-L, 90219A-802-06-L [Ultra Electronics] [AUDIO 25v] [25V AUDIO] 90215A-801-01-L, 90215A-801-04-L, 90215A-801-05-L, 90215A-801-06-L, 90219A-801-01-L, 90219A-801-04-L, 90219A-801-05-L, 90219A-801-06-L, 90219A-802-01-L, 90219A-802-04-L, 90219A-802-05-L, 90219A-802-06-L
5e8b8f30-b47b-437a-a704-cebf5893edce | CADGEN PANIC BUTTON |  |  | North | BluePoint |  | Panic Button |  |  |  | Assembly | TRUE | BP03-A103M | ++ | Medical Mobile Pendant ASSEMBLY-DMP | 1 |  |  |  |  | 3 | [7 empty] | #FFFF0000 | FA-CADGEN PANIC BUTTON | 1 | FALSE | FALSE | FALSE | [17 empty] | RPT |  |  | THOR\acont | 2024-04-12 13:04 | THOR\acont | 2024-09-08 17:27 | Cloned from BluePoint BP03-A103P | [BluePoint, DMP] [DMP WIRELESS] [WIRELESS] 1103, 1126R, 1135, 1164 (C), 1164NS (C), 1165H (C), 1168 (C), 1181-R, 1182, 1183-135F, 1183-135R, 1184-W (C), BP01-303, BP02-203M, BP02-203P, BP02-A203M, BP02-A203P, BP02-A203PH, BP03-303, BP03-A103M, BP03-A103P
5a2506ef-f26c-44dd-b3d7-cec1807aacdb | NFPA 170 SPEAKER CEILING |  |  | North | Gentex |  | Speaker |  |  |  | Module | TRUE | SSPKCW |  | Speaker Ceiling, 25 or 70.7 Vrms, 1/8 to 4 watts, white | 1 | [6 empty] | FALSE | TRUE |  |  |  |  | #FF0070C0 | FA-NFPA 170 SPEAKER CEILING | 1 | FALSE | FALSE | FALSE | 2019 | [13 empty] | FALSE |  |  | C |  |  |  |  | THOR\acont | 2024-09-08 17:27
3cf68fc1-2e9a-45b1-814b-cec39b091e12 | NFPA 170 STROBE WALL |  |  | North | Edwards |  | Strobe |  |  |  | Module | TRUE | 203-8A |  | 120 VAC Non-Synchronized Wall/Ceiling Strobe | 1 | [6 empty] | TRUE | [5 empty] | #FF0070C0 | FA-NFPA 170 STROBE WALL | 1 | FALSE | FALSE | FALSE | [20 empty] | DESKTOP-7EIEB7A\acont | 2023-03-31 12:04 | THOR\acont | 2024-09-08 17:27
3f85c1a8-cc80-4fb0-bdd4-ceca56ed93c8 | NFPA 170 SPEAKER STROBE CEILING |  |  | North | System Sensor |  | Speaker/Strobe |  |  |  | Module | TRUE | SPSCWL-CLR-ALERT | + | Speaker/Strobe Ceiling Mount, Alert, Clear Lens, White | 1 | 0 | 0.017 |  |  |  |  | FALSE | TRUE |  |  |  |  | #FF0070C0 | FA-NFPA 170 SPEAKER STROBE CEILING | 1 | FALSE | FALSE | FALSE | 2020 | [13 empty] | FALSE |  |  | C |  |  |  |  | THOR\acont | 2024-09-08 17:27 |  | [BluePoint, System Sensor] [NAC] [VDC] BP04-511P (C), BP04-A511P (C), SPSCRL (C), SPSCWL (C), SPSCWL-CLR-ALERT (C), SPSCWL-P (C), SPSCWL-SP (C), SPSCWL-TILE (C) [BluePoint, System Sensor] [AUDIO 25v] [25V AUDIO] BP04-511P (C), BP04-A511P (C), SPCRL (C), SPCWL (C), SPCWL-TILE (C), SPSCR (C), SPSCRH (C), SPSCRL (C), SPSCW (C), SPSCWL (C), SPSCWL-CLR-ALERT (C), SPSCWL-P (C), SPSCWL-SP (C), SPSCWL-TILE (C) [BluePoint, System Sensor] [NAC] [VFWR] BP04-511P (C), BP04-A511P (C), SPSCRL (C), SPSCWL (C), SPSCWL-CLR-ALERT (C), SPSCWL-P (C), SPSCWL-SP (C), SPSCWL-TILE (C) [BluePoint, System Sensor] [AUDIO 70.7v] [70V AUDIO] BP04-511P (C), BP04-A511P (C), SPCRL (C), SPCWL (C), SPCWL-TILE (C), SPSCR (C), SPSCRH (C), SPSCRL (C), SPSCW (C), SPSCWL (C), SPSCWL-CLR-ALERT (C), SPSCWL-P (C), SPSCWL-SP (C), SPSCWL-TILE (C)
82f21f06-7c7f-4fb5-a185-cecf4e299871 | NFPA 170 HEAT DETECTOR |  |  | North | Silent Knight |  | Heat Detector |  |  |  | Module | TRUE | SD505-HEAT w/SD505-6SB | ++ | Addressable Heat Detector, Sounder Base | 1 | 0.00055 | 0.00055 |  |  |  |  | FALSE | [5 empty] | #FFFF0000 | FA-NFPA 170 HEAT DETECTOR | 1 | FALSE | FALSE | FALSE | 1403 | [13 empty] | FALSE |  |  | SB |  |  |  |  | THOR\acont | 2024-09-08 17:27 | 20191121 AC Detector with base | [Silent Knight] [AUX POWER] SD505-HEAT w/SD505-6SB, SD505-PHOTO w/SD505-6SB (C) [Silent Knight] [SLC HOCHIKI] [*] [#1 SHARED ADDR ¦ ALL] Hood System w/SD500-MIM, PS-DA w/SD500-MIM, PS-SA w/SD500-MIM, SD500-AIM, SD500-ANM, SD500-ARM, SD500-LED, SD500-MIM, SD500-PS, SD500-PSDA, SD500-SDM, SD505-AHS w/SD505-6AB, SD505-APS w/SD505-6AB (
90f2b8fe-7841-4dcc-937f-ced070c003d4 | NC_CORRIDOR LIGHT MINI |  |  | North | Rauland Nurse Call |  | Nurse Call Component |  |  |  | Module | TRUE | 352004 |  | MINI CORRIDOR LIGHT | 1 | [6 empty] | TRUE | [5 empty] | #FFFF0000 | FA-NC_CORRIDOR LIGHT MINI | 1 | FALSE | FALSE | FALSE | [20 empty] | AUGUSTXPS17-EUP\aucon | 2022-07-26 17:18 | THOR\acont | 2024-09-08 17:27 | Cloned from Rauland Nurse Call New Part
5f3fe7dc-7f7b-4e02-8a2c-ced58679b350 | BP CONTROL PANEL | BP RISER CONTROL PANEL |  | North | BluePoint |  | Control Panel |  |  |  | Assembly | TRUE | BP-DHE-A101 |  | HW System Head-end | 1 | [6 empty] | FALSE | FALSE |  |  |  |  | #FFFF0000 | FA-BP CONTROL PANEL | 1 | FALSE | FALSE | FALSE | 202 | [8 empty] | 7,12,18 |  |  |  |  | TRUE | [5 empty] | THOR\acont | 2024-04-12 14:34 | THOR\acont | 2024-09-08 17:27 | Cloned from BluePoint BP-DHE-A201
0f6ccaed-3a65-4c84-8b7d-cedadd3b639d |  |  |  | North | Bosch | [5 empty] | Module | TRUE | FAP-440 | * | ANALOG PHTO DETECT | 1 | [12 empty] | #FFFFFFFF |  |  | FALSE | FALSE | FALSE | [20 empty] | DESKTOP-7EIEB7A\acont | 2021-08-13 06:25 | THOR\acont | 2024-10-09 10:48
e15306fa-9692-45aa-a316-cee059b299a7 | NFPA 170 SPEAKER STROBE |  |  | North | Edwards |  | Speaker/Strobe |  |  |  | Module | TRUE | G4LFRF-HVM | + | Low Frequency(520hz), Red, 15,30,75,110 cd, FIRE | 1 | 0 | 0.176 |  |  |  |  | FALSE | [5 empty] | #FF0070C0 | FA-NFPA 170 SPEAKER STROBE | 1 | FALSE | FALSE | FALSE | 2019 | [13 empty] | FALSE |  |  | LF |  |  |  |  | THOR\acont | 2024-09-08 17:27 |  | [Edwards, Kidde] [NAC] [24 VFWR, TEMPORAL] G4LFRF-HVM, G4LFRN-HVM, G4LFWF-HVM, G4LFWN-HVM [Edwards, Kidde] [NAC] [24 VFWR, CONTINUOUS] G4LFRF-HVM, G4LFRN-HVM, G4LFWF-HVM, G4LFWN-HVM [Edwards, Kidde] [NAC] [16 VFWR, CONTINUOUS] G4LFRF-HVM, G4LFRN-HVM, G4LFWF-HVM, G4LFWN-HVM [Edwards, Kidde] [NAC] [16 VDC, TEMPORAL] G4LFRF-HVM, G4LFRN-HVM, G4LFWF-HVM, G4LFWN-HVM [Edwards, Kidde] [NAC] [16 VFWR, TEMPORAL] G4LFRF-HVM, G4LFRN-HVM, G4LFWF-HVM, G4LFWN-HVM [Edwards, Kidde] [NAC] [24 VDC, TEMPORAL] G4LFRF-HVM, G4LFRN-HVM, G4LFWF-HVM, G4LFWN-HVM [Edwards, Kidde] [NAC] [24 VDC, CONTINUOUS] G4LFRF-HVM, G4LFRN-HVM, G4LFWF-HVM, G4LFWN-HVM [Edwards, Kidde] [NAC] [16 VDC, CONTINUOUS] G4LFRF-HVM, G4LFRN-HVM, G4LFWF-HVM, G4LFWN-HVM
5bfd3001-2f5a-458a-8082-cee2afd4c84b |  |  |  | North | Siemens | [5 empty] | Module | TRUE | S-HQ-MC-W | 500-636108 | 8" CEILING SPEAKER - WHITE | 1 | [7 empty] | TRUE |  |  |  |  | #FFFFFFFF |  |  | FALSE | FALSE | FALSE | [20 empty] | DESKTOP-7SAL8M7\acont | 2019-08-13 09:04 | THOR\acont | 2024-10-09 10:48
0ccb330f-593b-4ad1-baf2-cef1bed9fee9 |  |  |  | North | Firelite |  | Cards & Components |  |  |  | Card | TRUE | ECC-CE6 (25V) | + | Speaker Circuit/Zone Expander Module | 1 | 0.02 | 0.189 |  |  |  |  | TRUE | FALSE |  |  |  |  | #FFFFFFFF |  |  | FALSE | FALSE | FALSE | [14 empty] | FALSE | [7 empty] | THOR\acont | 2024-10-09 10:48 |  |  | [Farenhyt, Firelite] ECC-CE6 (25V), ECS-CE6 (25V)
9fe8aa10-7d02-4e49-8d5f-cef35a9338b6 | NFPA 170 AMPLIFIER RACK | RISER AMP |  | North | Potter |  | Amplifier |  |  |  | Assembly | TRUE | PVC-DPS25/P (25V) | + | Distributed Panel, Single Channel, 25W, Fire Phone | 1 | [6 empty] | FALSE | [5 empty] | #FFFF0000 | FA-NFPA 170 AMPLIFIER RACK | 1 | FALSE | FALSE | FALSE | 300 | [8 empty] | 7,12,18 |  |  |  | 25 | TRUE | [5 empty] | DESKTOP-7SAL8M7\acont | 2020-11-03 16:06 | THOR\acont | 2024-09-08 17:27 | Cloned from Hochiki FNVDPS25/P (25V)
677736ee-04d0-4298-90e7-cef8cd569ea8 | NFPA 170 STROBE WALL |  |  | North | Gentex |  | Strobe |  |  |  | Module | TRUE | WGESG24-75PW |  | WGES Colored Lens Outdoor Strobe (GOE Enclosure), Green Lens | 1 | 0 | 0.164 |  |  |  |  | FALSE | [5 empty] | #FF0070C0 | FA-NFPA 170 STROBE WALL | 1 | FALSE | FALSE | FALSE | 2023 | [13 empty] | FALSE | [7 empty] | THOR\acont | 2024-09-08 17:27 |  | [Gentex] [NAC] [UL MAX] WGESB24-75PW, WGESB24-75PWLP, WGESG24-75PW, WGESG24-75PWLP, WGESR24-75PW, WGESR24-75PWLP
9c411cf9-dc2f-4832-bc24-cf025dc9077d | NFPA 170 ADDRESSABLE OUTPUT MODULE |  |  | North | Edwards |  | Addressable Control/Relay |  |  |  | Module | TRUE | SIGA-CC1S | ++ | Synchronization Output Module (Standard Mount) - UL/ULC Listed | 1 | 0.000223 | 0.0001 |  |  | 19.95 | 15.2 | FALSE |  | North American 2½ inch (64 mm) deep two-gang boxes and 1½ inch (38 mm) deep 4 inch square boxes with 2-gang covers and SIGA-MP mounting plates |  |  |  | #FFFF0000 | FA-NFPA 170 ADDRESSABLE OUTPUT MODULE | 1 | FALSE | FALSE | FALSE | 1000 | [13 empty] | FALSE | [7 empty] | THOR\acont | 2024-09-08 17:27 |  | [Edwards, Kidde] [SLC EST MODULES SENSORS] [*] [#1 SHARED ADDR ¦ MODULES] GSA-UIO2R, GSA-UIO6, GSA-UIO6R, RZI16-2, SIGA-270, SIGA-270P, SIGA-278, SIGA-AA30, SIGA-AA50, SIGA-CC1, SIGA-CC1S, SIGA-CC2, SIGA-CC2A, SIGA-CR, SIGA-CR2, SIGA-CRH, SIGA-CRR, SIGA- [Edwards, Kidde] [SLC EST MODULES] [*] [#3 TYPE ADDR ¦ MODULES] GSA-UIO2R, GSA-UIO6, GSA-UIO6R, RZI16-2, SIGA-270, SIGA-270P, SIGA-278, SIGA-AA30, SIGA-AA50, SIGA-CC1, SIGA-CC1S, SIGA-CC2, SIGA-CC2A, SIGA-CR, SIGA-CR2, SIGA-CRH, SIGA-CRR, SIGA-CT1, SIGA- [Edwards] [SLC EST MODULES] 05 [*] [EST3, iO1000] SIGA-CC1S [Edwards, Kidde] [SLC EST MODULES] 01 [*] [EST3, iO1000 ] FX-2WIRE, FX-IDC1A, FX-IDC1B, FX-IDC2B, FX-IDCWS, FX-ISO, FX-NAC, GSA-CC1, GSA-CC1S, GSA-CC2, GSA-CT1, GSA-CT2, GSA-IO, GSA-MAB, GSA-MCC1, GSA-MCC1S, GSA-MCC2, GSA-MCT2, GSA-MIO, GSA-MM1, GSA-MRM1 [Edwards, Kidde] [AUDIO 25v, AUDIO 70.7v, AUX POWER, FFT, HORN, NAC] [RISER INPUT] ANSZM4B2A, FX-NAC, GSA-CC1, GSA-CC1S, GSA-CC2, GSA-MAB, GSA-MCC1, GSA-MCC1S, GSA-MCC2, GSA-MRM1, GSA-RM1, GSA-UM, SIGA-CC1, SIGA-CC1S, SIGA-CC2, SIGA-CC2A, SIGA-MAB, SIGA- [Edwards, Kidde] [SLC EST MODULES/SENSORS] 06 [*] [iO64] GSA-T3T4, SIGA-CC1S, SIGA-TCDR | [Apollo, Edwards, Kidde] 55000-825ADV , FX-NAC, GSA-CC1, GSA-CC1S, GSA-CC2, GSA-MAB, GSA-MCC1, GSA-MCC1S, GSA-MCC2, GSA-UM, SIGA-CC1, SIGA-CC1S, SIGA-CC2, SIGA-CC2A, SIGA-MAB, SIGA-MCC1, SIGA-MCC1S, SIGA-MCC2, SIGA-MCC2A, SIGA-UM
c67827ae-ad6d-4019-8bf6-cf05706302dd |  |  |  | North | Siemens | [5 empty] | Module | TRUE | S3AP | 500-650257 | PAD-4 NAC expander adapter plate for System 3 enclosure | 1 | [12 empty] | #FFFFFFFF |  |  | FALSE | FALSE | FALSE | [20 empty] | DESKTOP-7SAL8M7\acont | 2019-08-13 09:04 | THOR\acont | 2024-10-09 10:48
07b1f081-6a70-44af-9910-cf0f66b8e8b1 | NFPA 170 SPEAKER STROBE CEILING |  |  | North | System Sensor |  | Speaker/Strobe |  |  |  | Module | TRUE | SPSCWLED-CLR-ALERT | ++ | 2-WIRE, SPEAKER STROBE LED WHITE CEILING ALERT | 1 | 0 | 0.226 |  |  |  |  | FALSE | TRUE |  |  |  |  | #FF0070C0 | FA-NFPA 170 SPEAKER STROBE CEILING | 1 | FALSE | FALSE | FALSE | 2020 | [13 empty] | FALSE |  |  | C |  |  | THOR\acont | 2024-02-21 10:57 | THOR\acont | 2024-09-08 17:27 | Cloned from System Sensor SPSCWLED-T | [System Sensor] [NAC] [VDC] SPSCRLED (C), SPSCRLED-B (C), SPSCRLED-BT (C), SPSCWLED (C), SPSCWLED-B (C), SPSCWLED-BT (C), SPSCWLED-CLR-ALERT (C), SPSCWLED-P (C), SPSCWLED-SP (C), SPSCWLED-T (C), SPSCWLED-TP (C) [System Sensor] [AUDIO 25v] [25V AUDIO] SPSCRLED (C), SPSCRLED-B (C), SPSCRLED-BT (C), SPSCWLED (C), SPSCWLED-B (C), SPSCWLED-BT (C), SPSCWLED-CLR-ALERT (C), SPSCWLED-P (C), SPSCWLED-SP (C), SPSCWLED-T (C), SPSCWLED-TP (C), SPSRLED, SPSRLED-B, SPSRLED-P, [System Sensor] [AUDIO 70.7v] [70V AUDIO] SPSCRLED (C), SPSCRLED-B (C), SPSCRLED-BT (C), SPSCWLED (C), SPSCWLED-B (C), SPSCWLED-BT (C), SPSCWLED-CLR-ALERT (C), SPSCWLED-P (C), SPSCWLED-SP (C), SPSCWLED-T (C), SPSCWLED-TP (C), SPSRLED, SPSRLED-B, SPSRLED-
3cf604cd-c414-43bc-9603-cf1383dd43e5 | NFPA 170 ADDRESSABLE INPUT MONITOR MODULE |  |  | North | Gamewell FCI |  | Addressable Module |  |  |  | Module | TRUE | AMM-4SF |  | Addressable monitor module, single circuit | 1 | 0.00027 | 0.0051 |  |  |  |  | FALSE | FALSE | FLUSH |  | 4"SQ. DEEP | N/A | #FFFF0000 | FA-NFPA 170 ADDRESSABLE INPUT MONITOR MODULE | 1 | FALSE | FALSE | FALSE | 1000 |  |  | 7300-0028:0219 | [10 empty] | FALSE | [5 empty] | DESKTOP-7EIEB7A\acont | 2022-04-20 06:40 | THOR\acont | 2024-09-08 17:27 | Cloned from Gamewell FCI AMM-4F | [Gamewell FCI] [AUX POWER] AMM-4SF [Gamewell FCI] [SLC MODULES] [*] [#3 TYPE ADDR ¦ MODULES] AMM-2F, AMM-2IF, AMM-2RF, AMM-2RIF, AMM-4F, AMM-4SF, AOM-2RF, AOM-2SF, AOM-TELF, MMI-10F, MMI-6SF, MMO-6RF, MMO-6SF, MS-7AF, MS-7ASF, MS-7S w/AMM-2F, MS-WS w/AMM-2F, TC81021000, VW-GATE, WAM-MM, W [Gamewell FCI] [SLC MODULES SENSORS] [*] [#1 SHARED ADDR ¦ MODULES] AMM-2F, AMM-2IF, AMM-2RF, AMM-2RIF, AMM-4F, AMM-4SF, AOM-2RF, AOM-2SF, AOM-TELF, MMI-10F, MMI-6SF, MMO-6RF, MMO-6SF, MS-7AF, MS-7ASF, MS-7S w/AMM-2F, MS-WS w/AMM-2F, TC81021000, VW-DIS-D | [Gamewell FCI] AMM-2F, AMM-2IF, AMM-2RF, AMM-4F, AMM-4SF, PID-95, PID-95P
7100938b-fe59-4d62-adc3-cf14872cbea5 |  |  |  | North | Farenhyt |  | Cards & Components |  |  |  | Card | TRUE | IFP-1000 Main Board | ++ | Main Board | 1 | 0.215 | 0.385 | 6 |  |  |  | TRUE | [5 empty] | #FFFFFFFF |  |  | TRUE | FALSE | FALSE | [14 empty] | FALSE | [5 empty] | DESKTOP-7EIEB7A\acont | 2023-03-15 14:27 | THOR\acont | 2024-10-09 10:48 | Cloned from Farenhyt IFP/RPS-2100 Main Board | [Farenhyt] [IDC] [#1 ALARM] IFP/RPS-2000 Main Board, IFP/RPS-2100 Main Board, IFP-100 Main Board, IFP-1000 Main Board, IFP-300 Main Board, IFP-300ECS Main Board, IFP-50 Main Board, IFP-75 Main Board, RPS-1000 Main Board [Farenhyt] [IDC] [#3 SUPERVISORY] IFP/RPS-2000 Main Board, IFP/RPS-2100 Main Board, IFP-100 Main Board, IFP-1000 Main Board, IFP-300 Main Board, IFP-300ECS Main Board, IFP-50 Main Board, IFP-75 Main Board [Farenhyt] [IDC] [#2 TROUBLE] IFP/RPS-2000 Main Board, IFP/RPS-2100 Main Board, IFP-100 Main Board, IFP-1000 Main Board, IFP-300 Main Board, IFP-300ECS Main Board, IFP-50 Main Board, IFP-75 Main Board, RPS-1000 Main Board [Farenhyt, Silent Knight, Stanley Security Solutions] [VAC ] 5104B Main Board, 5204 Main Board, 5207 Main Board, 5208 Main Board, 5495 Main Board, 5496 Main Board, 5499 Main Board, 5600 Main Board, 5700 Main Board, 5808 Main Board, 5820XL Main Board, 588 [Farenhyt] [RS-485] IFP/RPS-2000 Main Board, IFP/RPS-2100 Main Board, IFP-1000 Main Board | [Farenhyt] IFP-1000 Main Board
ed81af89-db57-4056-9dc6-cf1488742fa3 | NFPA 170 FIRE ALARM CONTROL UNIT | RISER FACP |  | North | DMP |  | Fire Alarm Control Unit |  |  |  | Assembly | TRUE | XF6-500 | ++ | Fire Control Panel 6 onboard zones plus 5-LX Bus for 100 zone expansion | 1 | [6 empty] | FALSE | FALSE |  |  |  |  | #FFFF0000 | FA-NFPA 170 FIRE ALARM CONTROL UNIT | 1 | FALSE | FALSE | FALSE | 202 | [8 empty] | 7,12,18 |  |  |  |  | TRUE | [5 empty] | THOR\acont | 2023-11-28 14:29 | THOR\acont | 2024-09-08 17:27 | Cloned from DMP XF6-100
175aabff-f842-49eb-898c-cf16e2d0a1a8 | NFPA 170 HORN |  |  | North | Autocall |  | Horn |  |  |  | Module | TRUE | A49CMT-APPLW-BA | + | Multi-Tone Horns; SmartSync Controlled or Free-run; with 520 Hz output, Non-Addressable, Specify Cover, Assembled in USA | 1 | 0 | 0 |  |  |  |  | TRUE | [5 empty] | #FF0070C0 | FA-NFPA 170 HORN | 1 | FALSE | FALSE | FALSE | 2012 | [19 empty] | DESKTOP-7EIEB7A\acont | 2022-02-21 22:09 | THOR\acont | 2024-09-08 17:27 | Cloned from Autocall A49CMT-APPLW | [Autocall, Simplex] [NAC] [23VDC, STEADY LOW, 520 HZ] 49CMT-APPLW, 49CMT-APPLW-BA, A49CMT-APPLW, A49CMT-APPLW-BA [Autocall, Simplex] [NAC] [23VDC, STEADY HIGH, 520 HZ] 49CMT-APPLW, 49CMT-APPLW-BA, A49CMT-APPLW, A49CMT-APPLW-BA
164b058b-c60a-4d2b-be8d-cf1921116632 | NFPA 170 WIRELESS CONTROL UNIT |  |  | North | Farenhyt |  | Wireless Control Unit |  |  |  | Module | TRUE | WAV-RL | + | Wireless AV base, wall, red | 1 | [6 empty] | FALSE | [5 empty] | #FFFF0000 | FA-NFPA 170 WIRELESS CONTROL UNIT | 1 | FALSE | FALSE | FALSE | [14 empty] | FALSE |  |  | WAV-CRL |  |  | AUGUSTXPS17-EUP\aucon | 2022-07-12 06:50 | THOR\acont | 2024-09-08 17:27 | Cloned from Firelite WAV-RL CLONED | [Farenhyt, Firelite, Gamewell FCI, Notifier, Silent Knight] [SWIFT MESH DEVICES] 03 WAV-CRL, WAV-CWL, WAV-RL, WAV-WL [Farenhyt, Silent Knight] [SLC MODULES SENSORS] [*] [#1 SHARED ADDR ¦ MODULES] HFS-MM, Hood System/IDP-MINIMON, IDP-CONTROL, IDP-CONTROL-6, IDP-MINIMON, IDP-MON-10, IDP-MONITOR, IDP-MONITOR-2, IDP-PULL-DA, IDP-PULL-SA, IDP-RELAY, IDP-RELAY-6, IDP-RELAYMO [Farenhyt] [SLC IDP MODULES] [*] [#3 TYPE ADDR ¦ MODULES] CO1224TR w/ IDP-MINIMON, CO1224TR w/ IDP-MONITOR, Hood System/IDP-MINIMON, IDP-CONTROL, IDP-CONTROL-6, IDP-MINIMON, IDP-MON-10, IDP-MONITOR, IDP-MONITOR-2, IDP-PULL-DA, IDP-PULL-SA, IDP-RELAY, IDP [Farenhyt, Firelite, Gamewell FCI, Notifier, Silent Knight, System Sensor] [SWIFT MESH DEVICES] 01 HRL-LF w/ WAV-RL, HWL-LF w/ WAV-WL, P2RL w/WAV-RL, P2RLED w/WAV-RL, P2RL-LF w/ WAV-RL, P2WL w/ WAV-WL, P2WLED w/ WAV-WL, P2WL-LF w/ WAV-WL, SRL w/ WAV-RL, | [Farenhyt, Firelite, Gamewell FCI, Notifier, Silent Knight] WAV-CRL, WAV-CWL, WAV-RL, WAV-WL
d1ac15ca-65d1-4065-846b-cf1adc7ad8be |  |  |  | North | Kidde |  | Cards & Components |  |  |  | Card | TRUE | VM-1 Mainboard |  | Mainboard for VM-1 Assembly | 1 | 0.381 | 0.481 |  |  |  |  | TRUE | [5 empty] | #FFFFFFFF |  |  | FALSE | FALSE | FALSE | [14 empty] | FALSE | [7 empty] | THOR\acont | 2024-10-09 10:48 |  | [Edwards, Kidde, Macurco] [IDC] [#2 TROUBLE] 2IDC, 76-600000-001 Main Board, 76-800xxx-xxx Main Board, 77-600000-901 Main Board, 84-732001-901 Main Board, DVP-120 Mainboard, EST1-2Z Mainboard, FSP1004G Mainboard, FSP1004G-2 Mainboard, FSP1004GD Mainboard [Edwards, Kidde, Macurco] [IDC] [#3 SUPERVISORY] 2IDC, 76-600000-001 Main Board, 76-800xxx-xxx Main Board, 77-600000-901 Main Board, 84-732001-901 Main Board, DVP-120 Mainboard, EST1-2Z Mainboard, FSP1004G Mainboard, FSP1004G-2 Mainboard, FSP1004GD Mainb [Edwards, Kidde, Macurco] [IDC] [#1 ALARM] 2IDC, 76-600000-001 Main Board, 76-800xxx-xxx Main Board, 77-600000-901 Main Board, 84-732001-901 Main Board, DVP-120 Mainboard, EST1-2Z Mainboard, FSP1004G Mainboard, FSP1004G-2 Mainboard, FSP1004GD Mainboard, [Edwards, Kidde] [VAC ] 2IDC, 76-600000-001 Main Board, 76-800xxx-xxx Main Board, 77-600000-901 Main Board, 84-732001-901 Main Board, APS10A Mainboard, APS6A Mainboard, BPS10A Mainboard, BPS10A/230 Mainboard, BPS6A Mainboard, BPS6A/230 Mainboard, EST1-2Z | [Edwards, Kidde] 4-USBHUB, SFS1-CPU, VM-1 Mainboard [Edwards, Kidde] 3-CPU3, 4-CPU, SFS1-CPU, VM-1 Mainboard
d12c18e6-a9c5-4e0c-b8c2-cf20e840c902 | CADGEN KEYPAD | CADGEN KEYPAD |  | North | DMP |  | Keypad Interface |  |  |  | Module | TRUE | 7070-W | ++ | Thinline LCD Keypad with 4 Zones | 1 | 0.072 | 0.087 |  |  | 12 |  | FALSE | [5 empty] | #FFFF0000 | FA-CADGEN KEYPAD | 1 | FALSE | FALSE | FALSE | 255 | [13 empty] | FALSE | [5 empty] | DESKTOP-7EIEB7A\acont | 2023-02-06 09:25 | THOR\acont | 2024-09-08 17:27 | Cloned from DMP 7063-W | [DMP, Honeywell] [DMP LX BUS] [*] [LX BUS] 630F, 6460W-2, 7060N-W, 7060-W, 7063N-W, 7063-W, 7070N-W, 7070-W, 7073N-W, 7073-W, 7463-W, 7830F, 7872, 7873 | [DMP] 7070N-W, 7070-W
59d2e657-6aee-4d82-b37d-cf23fd82f7b0 |  |  |  | North | LANTRONIX | Structured Cabling |  |  |  |  | Module | TRUE | SM24TAT2SA-xx |  | (24) 10/100/1000Base-T ports + (2) 100/1000Base-X SFP slots | 1 | [12 empty] | #FFFFFFFF |  |  | FALSE | FALSE | FALSE | [20 empty] | THOR\acont | 2024-03-12 21:43 | THOR\acont | 2024-10-09 10:48
a41a98e0-8727-4899-894e-cf29ff7b8409 | NFPA 170 STROBE CEILING |  |  | North | Edwards |  | Strobe |  |  |  | Module | TRUE | GCWA-VMC |  | Strobe, white, ALERT, 15, 30, 75, 95 cd, clear | 1 | 0 | 0.168 |  |  |  |  | FALSE | TRUE |  |  |  |  | #FF0070C0 | FA-NFPA 170 STROBE CEILING | 1 | FALSE | FALSE | FALSE | 2022 | [13 empty] | FALSE |  |  | C |  |  |  |  | THOR\acont | 2024-09-08 17:27 |  | [Edwards, Kidde] [NAC] [24 VDC] EGCFR-VM (C), EGCF-VM (C), GCFR-S7VM (C), GCFR-VM (C), GCF-S2VM (C), GCF-S7VM (C), GCF-VM (C), GCHFRF-S2VMC (C), GCHFRF-S7VMC (C), GCHFRN-S2VMC (C), GCHFRN-S7VMC (C), GCHFWA-S2VMA (C), GCHFWA-S2VMC (C), GCHFWA-S7VMA (C), G [Edwards, Kidde] [NAC] [16 VDC] EGCFR-VM (C), EGCF-VM (C), GCFR-S7VM (C), GCFR-VM (C), GCF-S2VM (C), GCF-S7VM (C), GCF-VM (C), GCHFRF-S2VMC (C), GCHFRF-S7VMC (C), GCHFRN-S2VMC (C), GCHFRN-S7VMC (C), GCHFWA-S2VMA (C), GCHFWA-S2VMC (C), GCHFWA-S7VMA (C), G
9023f80a-1989-4381-a79c-cf2a53d4edfc | CADGEN PANIC BUTTON |  |  | North | STI |  | Push Button |  |  |  | Module | TRUE | Push Button | ++ | Push Button | 1 | [6 empty] | FALSE | [5 empty] | #FFFF0000 | FA-CADGEN PANIC BUTTON | 1 | FALSE | FALSE | FALSE | [14 empty] | FALSE | [5 empty] | THOR\acont | 2025-02-24 13:07 |  |  | Cloned from Potter HUB-T | [Potter, STI] [IDC] 01 [ALL DEVICES ++] HUB-T, Push Button [Potter, STI] [ACCESS CONTROL INPUT] [ALL DEVICES ++] HUB-T, Push Button
a831147c-568c-46e6-80f0-cf2ddf5f4176 |  |  |  | North | Siemens |  | Cards & Components |  |  |  | Card | TRUE | DLC | 500-033090 | INTELLIGENT DEVICE LOOP CARD (2 LOOPS/252 ADDRESSES TOTAL) ONE CARD SLOT CC-5/CC-2 | 1 | [6 empty] | TRUE | [5 empty] | #FFFFFFFF |  |  | FALSE | FALSE | FALSE | [14 empty] | FALSE | [5 empty] | AULAPTOP-PC\Aulaptop | 2018-08-24 02:41 | THOR\acont | 2024-10-09 10:48 | Cloned from Siemens CLONED Part |  | [Siemens] DLC, FC924-US Main Board, FCI2018-UI Main Board, MXL Main Board [Siemens] DLC, XDLC
10b7c69e-0776-4528-82f0-cf370ee666ac | NFPA 170 HORN STROBE |  |  | North | Eaton Wheelock |  | Horn/Strobe |  |  |  | Module | TRUE | NS-24MCW-FW |  | Horn Strobe, 24 VDC, white | 1 | 0 | 0.285 |  |  |  |  | FALSE | FALSE |  |  |  |  | #FF0070C0 | FA-NFPA 170 HORN STROBE | 1 | FALSE | FALSE | FALSE | 2012 | [13 empty] | FALSE | [7 empty] | THOR\acont | 2024-09-08 17:27 |  | [Eaton Wheelock] [NAC] NS-24MCW-FR, NS-24MCW-FW
e8675389-2ca9-46f4-8b05-cf3801753a7a | NFPA 170 HEAT DETECTOR |  |  | North | Edwards |  | Heat Detector |  |  |  | Module | TRUE | SIGA-HFD w/SIGA-AB4G-LF BASE | ++ | Intelligent fixed temperature heat detector, Audible Sounder Base | 1 | 5.1e-05 | 6.8e-05 |  |  |  |  | FALSE | [5 empty] | #FFFF0000 | FA-NFPA 170 HEAT DETECTOR | 1 | FALSE | FALSE | FALSE | 1403 | [13 empty] | FALSE |  |  | LF |  |  | DESKTOP-7SAL8M7\acont | 2020-11-23 11:44 | THOR\acont | 2024-10-08 16:26 | Cloned from Edwards SIGA-HFS w/SIGA-AB4G-LF BASE | [Edwards, Kidde] [SLC EST MODULES/SENSORS] 01 [*] [iO64] DS-HFS (C), DS-PS (C), FX-HD w/IB4U BASE, FX-HD w/RB4U BASE, FX-HD w/SB4U BASE, FX-HD w/SB4U-LF BASE, FX-HD wB4U BASE, FX-PD w/B4U BASE (C), FX-PD w/IB4U BASE (C), FX-PD w/SB4U BASE (C), FX-PD w/SB [Edwards, Kidde] [SLC EST MODULES SENSORS] [*] [#2 SHARED ADDR ¦ SENSORS] KI-DDOS (C), SIGA2-COS w/SIGA-AB4G BASE, SIGA2-COS w/SIGA-AB4G-LF BASE, SIGA2-COS w/SIGA-AB4GT BASE, SIGA2-COS w/SIGA-IB BASE, SIGA2-COS w/SIGA-RB BASE, SIGA2-COS w/SIGA-SB BASE, S [Edwards, Kidde] [SLC EST SENSORS] [*] [#4 TYPE ADDR ¦ SENSORS] KI-DDOS (C), SIGA2-COS w/SIGA-AB4G BASE, SIGA2-COS w/SIGA-AB4G-LF BASE, SIGA2-COS w/SIGA-AB4GT BASE, SIGA2-COS w/SIGA-IB BASE, SIGA2-COS w/SIGA-RB BASE, SIGA2-COS w/SIGA-SB BASE, SIGA2-HCOS [Edwards, Kidde] [AUX POWER] FX-HD w/SB4U-LF BASE, FX-PD w/SB4U-LF BASE (C), FX-PHD w/SB4U-LF BASE (C), SIGA2-COS w/SIGA-AB4G-LF BASE, SIGA2-HCOS w/SIGA-AB4G-LF BASE, SIGA2-HFS w/SIGA-AB4G-LF BASE, SIGA2-HRS w/SIGA-AB4G-LF BASE, SIGA2-PCOS w/SIGA-AB4G-LF [Edwards, Kidde] [SLC EST SENSORS] 01 [*] [EST3, iO1000] DS-HFS (C), DS-PS (C), FX-HD w/IB4U BASE, FX-HD w/RB4U BASE, FX-HD w/SB4U BASE, FX-HD w/SB4U-LF BASE, FX-HD wB4U BASE, FX-PD w/B4U BASE (C), FX-PD w/IB4U BASE (C), FX-PD w/SB4U BASE (C), FX-PD w/SB
b307ecd3-a55e-4878-b38d-cf3c4bb4b2d8 | NFPA 170 ADDRESSABLE INPUT MONITOR MODULE |  |  | North | MIRCOM |  | Addressable Module |  |  |  | Module | TRUE | MIX-M502MAP | + | Zone Interface Module | 1 | 0.0003 | 0.0003 |  |  |  |  | FALSE | [5 empty] | #FFFF0000 | FA-NFPA 170 ADDRESSABLE INPUT MONITOR MODULE | 1 | FALSE | FALSE | FALSE | 1000 | [13 empty] | FALSE | [5 empty] | DESKTOP-7SAL8M7\acont | 2019-04-12 12:19 | THOR\acont | 2024-09-08 17:27 | Cloned from MIRCOM MIX-M502M | [MIRCOM, Monaco Enterprises, System Sensor] [AUX POWER] 729-144-00, ALC-198S, M502M, MIX-M502M, MIX-M502MAP [MIRCOM] [SLC MODULES SENSORS] [*] [#1 SHARED ADDR ¦ MODULES] CR-6, CZ-6, IM-10, MIX-100P, MIX-100R, MIX-100S, MIX-100X, MIX-101P, MIX-4040, MIX-4040M, MIX-4041, MIX-4045, MIX-4045-M, MIX-4046, MIX-M500DM, MIX-M500DMAP, MIX-M500FP, MIX-M500M, MIX-M500MAP [MIRCOM] [SLC MODULES] [*] [#3 TYPE ADDR ¦ MODULES] CR-6, CZ-6, IM-10, MIX-100P, MIX-100R, MIX-100S, MIX-101P, MIX-4040, MIX-4040M, MIX-4041, MIX-4045, MIX-4045-M, MIX-4046, MIX-M500DM, MIX-M500DMAP, MIX-M500FP, MIX-M500M, MIX-M500MAP, MIX-M500R, MIX-M50 | [MIRCOM] MIX-100P, MIX-101P, MIX-M502M, MIX-M502MAP [MIRCOM, Monaco Enterprises, System Sensor] 729-144-00, M502M, MIX-M502M, MIX-M502MAP
603de044-d333-416a-b954-cf3cc818d851 |  |  |  | North | PEDESTAL PRO | Security/Access Control |  |  |  |  | Module | TRUE | 44PE1-SESP-01-CRS |  |  | 1 | [12 empty] | #FFFFFFFF |  |  | FALSE | FALSE | FALSE | [20 empty] | THOR\acont | 2024-03-12 21:43 | THOR\acont | 2024-10-09 10:48
292851b4-a481-429c-933e-cf461066147e |  |  |  | North | Hochiki |  | Cards & Components |  |  |  | Card | TRUE | S768 |  | Printer | 1 | 0 | 1.5 |  |  |  |  | TRUE | [5 empty] | #FFFFFFFF |  |  | FALSE | FALSE | FALSE | [20 empty] | DESKTOP-GHR3H5U\Anthony | 2019-11-27 07:39 | THOR\acont | 2024-10-09 10:48 | Cloned from Hochiki S560
cc8fd242-859e-4a4c-a688-cf482c341be5 |  |  |  | North | Siemens | [5 empty] | Module | TRUE | SBBS-R | 500-636119 | SURFACE BACK BOX RED | 1 | [12 empty] | #FFFFFFFF |  |  | FALSE | FALSE | FALSE | [20 empty] | DESKTOP-7SAL8M7\acont | 2019-08-13 09:04 | THOR\acont | 2024-10-09 10:48
9bb4d517-b24b-4400-9d01-cf4848e088f7 | NFPA 170 FIRE ALARM CONTROL UNIT | RISER FACP |  | North | Hochiki |  | Fire Alarm Control Unit |  |  |  | Assembly | TRUE | FN-2127US0ERS-220 |  | FireNET® FACP, 2 Loop, Red, 220V | 1 | [6 empty] | FALSE |  |  | *Refer to Install Sheet | 14.5" W x 24" H x 5" D |  | #FFFF0000 | FA-NFPA 170 FIRE ALARM CONTROL UNIT | 1 | FALSE | FALSE | FALSE | 202 | [8 empty] | 7,12,18,28,55,60 |  |  |  |  | TRUE | [5 empty] | DESKTOP-0D6CQVA\lousc | 2019-09-24 07:23 | THOR\acont | 2024-09-08 17:27 | from Hochiki FN4127US1ERS120 | [AutoPulse, Hochiki, VES] [RS-485] [Network] 542R (433607), FN2127US0ERS120, FN-2127US0ERS-220, FN2127US1ERS120, FN-2127US1ERS-220, FN4127US0ERS120, FN-4127US0ERS-220, FN4127US1ERS120, FN-4127US1ERS-220, FN-LCD-N, FN-LCD-S, FNP-1127, FNP-1127ES0EGS-120, | [Hochiki] FN2127US0ERS120, FN-2127US0ERS-220, FN2127US1ERS120, FN-2127US1ERS-220, FN4127US0ERS120, FN-4127US0ERS-220, FN4127US1ERS120, FN-4127US1ERS-220 [Hochiki] FN2127US0ERS120, FN-2127US0ERS-220, FN2127US1ERS120, FN-2127US1ERS-220, FN4127US0ERS120, FN-4127US0ERS-220, FN4127US1ERS120, FN-4127US1ERS-220 [Hochiki] FN2127US0ERS120, FN-2127US0ERS-220, FN2127US1ERS120, FN-2127US1ERS-220 [Hochiki] FN2127US0ERS120, FN-2127US0ERS-220, FN2127US1ERS120, FN-2127US1ERS-220, FN4127US0ERS120, FN-4127US0ERS-220, FN4127US1ERS120, FN-4127US1ERS-220 [Hochiki] FN2127US0ERS120, FN-2127US0ERS-220, FN2127US1ERS120, FN-2127US1ERS-220, FN4127US0ERS120, FN-4127US0ERS-220, FN4127US1ERS120, FN-4127US1ERS-220 [Hochiki] FN2127US0ERS120, FN-2127US0ERS-220, FN2127US1ERS120, FN-2127US1ERS-220, FN4127US0ERS120, FN-4127US0ERS-220, FN4127US1ERS120, FN-4127US1ERS-220
643b50bd-6e92-44cf-84c9-cf50a5f13591 |  |  |  | North | Secutron |  | Cards & Components |  |  |  | Card | TRUE | MR-2100 Main Board | ++ | Main Board | 1 | 0.11 | 0.175 |  |  |  |  | TRUE | FALSE |  |  |  |  | #FFFFFFFF |  |  | FALSE | FALSE | FALSE | [14 empty] | FALSE | [5 empty] | DESKTOP-7EIEB7A\acont | 2023-06-23 16:16 | THOR\acont | 2024-10-09 10:48 | Cloned from Firelite ES-200X MAIN BOARD | [Secutron] [VAC ] [120VAC] MR-2100 Main Board, MR-2200 Main Board [Secutron] [IDC] [#3 RELAY] MR-2100 Main Board, MR-2200 Main Board [Secutron] [IDC] [#2 RELAY] MR-2100 Main Board, MR-2200 Main Board [Secutron] [IDC] [#1 RELAY] MR-2100 Main Board, MR-2200 Main Board [Secutron] [IDC] [#4 RELAY] MR-2100 Main Board, MR-2200 Main Board | [Secutron] MR-2100 Main Board, MR-2200 Main Board
c0778cc5-a6dd-4edf-9bc6-cf53dde807fa | NFPA 170 AREA OF REFUGE REMOTE |  |  | North | Block Definition Only |  | Area of Refuge Component |  |  |  | Module | TRUE | NFPA 170 AREA OF REFUGE REMOTE |  | NFPA 170 AREA OF REFUGE REMOTE | 1 | [12 empty] | #FF00B050 | FA-NFPA 170 AREA OF REFUGE REMOTE | 1 | FALSE | FALSE | FALSE | 4002 | [19 empty] | AULAPTOP-PC\Aulaptop | 2020-03-26 07:41 | THOR\acont | 2024-09-08 17:27
b30157b7-0ca1-4e6d-b6c3-cf5753f08343 | NFPA 170 SPEAKER STROBE |  |  | North | System Sensor |  | Speaker/Strobe |  |  |  | Module | TRUE | SPSRL-P | + | Speaker/Strobe Wall Mount, Plain, Red | 1 | 0 | 0.063 |  |  |  |  | FALSE | [5 empty] | #FF0070C0 | FA-NFPA 170 SPEAKER STROBE | 1 | FALSE | FALSE | FALSE | 2019 | [13 empty] | FALSE | [7 empty] | THOR\acont | 2024-09-08 17:27 |  | [BluePoint, System Sensor] [NAC] [VDC] BP04-101LP, BP04-111LP, BP04-A101LP, BP04-A111LP, SGRL, SGWL, SPSRL, SPSRL-P, SPSRL-SP, SPSWL, SPSWL-ALERT, SPSWL-CLR-ALERT, SPSWL-P, SRL, SRL w/ WAV-RL, SRL-P, SRL-SP, SWL, SWL w/ WAV-WL, SWL-ALERT, SWL-CLR-ALERT, [BluePoint, System Sensor] [AUDIO 70.7v] [70V AUDIO] BP04-111LP, BP04-A111LP, SPRL, SPSR, SPSRL, SPSRL-P, SPSRL-SP, SPSW, SPSWL, SPSWL-ALERT, SPSWL-CLR-ALERT, SPSWL-P, SPWL [BluePoint, System Sensor] [NAC] [VFWR] BP04-101LP, BP04-111LP, BP04-A101LP, BP04-A111LP, SGRL, SGWL, SPSRL, SPSRL-P, SPSRL-SP, SPSWL, SPSWL-ALERT, SPSWL-CLR-ALERT, SPSWL-P, SRL, SRL w/ WAV-RL, SRL-P, SRL-SP, SWL, SWL w/ WAV-WL, SWL-ALERT, SWL-CLR-ALERT, [BluePoint, System Sensor] [AUDIO 25v] [25V AUDIO] BP04-111LP, BP04-A111LP, SPRL, SPSR, SPSRL, SPSRL-P, SPSRL-SP, SPSW, SPSWL, SPSWL-ALERT, SPSWL-CLR-ALERT, SPSWL-P, SPWL
1098ed71-f61d-4310-b3c9-cf624ae1f4ab | NFPA 170 HEAT DETECTOR |  |  | North | Simplex |  | Heat Detector |  |  |  | Module | TRUE | 4098-9614 w/4098-9682 | + | Electronic Heat Detector 4-Wire 135° F (57° C) with auxiliary alarm relay output | 1 | 0.0001 | 0.024 |  |  |  |  | TRUE | TRUE |  |  |  |  | #FFFF0000 | FA-NFPA 170 HEAT DETECTOR | 1 | FALSE | FALSE | FALSE | 1403 | [16 empty] | 200 |  |  | DESKTOP-7EIEB7A\acont | 2022-02-15 10:16 | THOR\acont | 2024-09-08 17:27 | Cloned from Autocall A4098-9614 w/A4098-9682 | [Autocall, Simplex] [AUX POWER] [4-WIRE AUX POWER] 4098-9601 w/4098-9682 (C), 4098-9602 w/4098-9682 (C), 4098-9605 w/4098-9682 (C), 4098-9612 w/4098-9682 (C), 4098-9612E w/4098-9682E (C), 4098-9613 w/4098-9682 (C), 4098-9613E w/4098-9682E (C), 4098-9614 [Autocall, Simplex] [IDC] 01 2098-9201 (C), 2098-9202 (C), 2098-9203 (C), 2098-9208 (C), 2098-9576 (C), 2099-9101 (C), 2099-9102 (C), 2099-9103 (C), 2099-9104 (C), 2099-9105 (C), 2099-9107 (C), 2099-9108 (C), 2099-9754 (C), 2099-9755 (C), 2099-9756 (C), | [Autocall, Simplex] 4098-9612 w/4098-9682, 4098-9612E w/4098-9682E, 4098-9612E w/4098-9683E, 4098-9612E w/4098-9684E, 4098-9612E w/4098-9788E, 4098-9613 w/4098-9682, 4098-9613E w/4098-9682E, 4098-9613E w/4098-9683E, 4098-9613E w/4098-9684E, 4098-9613E w/4
60a4c1ae-bfb9-474c-ad40-cf63bd5d6294 | NFPA 170 NOTIFICATION CIRCUIT EXTENDER PANEL | RISER NAC |  | North | Autocall |  | Notification Circuit Extender Panel |  |  |  | Assembly | TRUE | A009-9401 | ++ | TrueAlert Addressable Controller with 3 Class B TrueAlert SLC channels and 8 A power supply. | 1 | [6 empty] | FALSE | [5 empty] | #FFFF0000 | FA-NFPA 170 NOTIFICATION CIRCUIT EXTENDER PANEL | 1 | FALSE | FALSE | FALSE | 212 | [8 empty] | 7,12,18 |  | 12.7 |  |  | TRUE | [5 empty] | THOR\acont | 2024-02-05 14:18 | THOR\acont | 2024-09-08 17:27 | Cloned from Simplex 4009-9401
f6dd40d8-c32a-4bd3-84f4-cf68123e00a8 | NFPA 170 STROBE WALL |  |  | North | Autocall |  | Strobe |  |  |  | Module | TRUE | A4906-9109 | + | Multi-candela strobe, Wall Mount, Fire, Red, High Cd | 1 | 0 | 0 |  |  |  |  | TRUE | [5 empty] | #FF0070C0 | FA-NFPA 170 STROBE WALL | 1 | FALSE | FALSE | FALSE | 2023 | [19 empty] | DESKTOP-7EIEB7A\acont | 2022-03-07 07:20 | THOR\acont | 2024-09-08 17:27 | Cloned from Autocall A4906-9109 CLONED | [Autocall, Simplex] [NAC] [MAX] 4906-9101, 4906-9103, 4906-9109, 4906-9111, A4906-9101, A4906-9103, A4906-9109, A4906-9111 [Autocall, Simplex] [NAC] [MAX] 4906-9109, 4906-9111, A4906-9109, A4906-9111
ce6438d5-dfea-4f9c-9af3-cf6f67ef826a | NFPA 170 HORN STROBE CEILING |  |  | North | Potter |  | Horn/Strobe |  |  |  | Module | TRUE | CCHS-24RW |  | Horn Strobe, Ceiling, White, Red | 1 | 0 | 0.147 |  |  |  |  | FALSE | TRUE |  |  |  |  | #FF0070C0 | FA-NFPA 170 HORN STROBE CEILING | 1 | FALSE | FALSE | FALSE | 2013 |  |  | 7135-0328:0205 | [10 empty] | FALSE |  |  | C |  |  |  |  | THOR\acont | 2024-09-08 17:27 |  | [Potter] [NAC] [UL MAX, HIGH DB] CCHS-24RR (C), CCHS-24RW (C)
7147ca50-5943-4ee5-8b78-cf7114a5c86d | NFPA 170 HEAT DETECTOR |  |  | North | Hochiki |  | Heat Detector |  |  |  | Module | TRUE | DSC-EAw/HSC-224R - 2 WIRE RELAY BASE | DSC-EAw/HSC-224R - 2 WIRE RELAY BASE | HEAT DETECTOR w/ 2 WIRE RELAY BASE | 1 | 0.00011 | 0.193 |  |  |  |  | TRUE | TRUE |  | *Refer to Install Sheet |  |  | #FFFF0000 | FA-NFPA 170 HEAT DETECTOR | 1 | FALSE | FALSE | FALSE | 1403 | [16 empty] | R |  |  | DESKTOP-0D6CQVA\lousc | 2019-10-12 07:53 | THOR\acont | 2024-09-08 17:27 | Cloned from Hochiki DCD-135 w/HSC-224R - 2 WIRE RELAY BASE | [Hochiki] [IDC] 01 [IDC] DCD-135 w/HSC-220L LATCHING LED BASE (C), DCD-135 w/HSC-220R - 2 WIRE RELAY BASE (C), DCD-135 w/HSC-221L LATCHING LED BASE (C), DCD-135 w/HSC-221R - 2 WIRE RELAY BASE (C), DCD-135 w/HSC-224L LATCHING LED BASE (C), DCD-135 w
4d415b17-ba02-4fb9-bc98-cf7356c818ac |  |  |  | North | Notifier |  | Cards & Components |  |  |  | Card | TRUE | PWRMOD24 | ++ | Power Expander Module | 1 | 0.007 | 0.008 | 3 |  |  |  | TRUE | [5 empty] | #FFFFFFFF |  |  | FALSE | FALSE | FALSE | [12 empty] | 3 |  | FALSE | [5 empty] | AULAPTOP-PC\Aulaptop | 2019-04-25 11:37 | THOR\acont | 2024-10-09 10:48 | Cloned from Notifier XRM-24B
88ebf39c-f9ca-4001-9ecb-cf746bf1d989 | NFPA 170 STROBE CEILING |  |  | North | Concealite |  | Strobe |  |  |  | Module | TRUE | FAFX-C-ELSTWC | + | CEILING STROBE, WHITE, FIRE | 1 | [6 empty] | TRUE | TRUE |  |  |  |  | #FF0070C0 | FA-NFPA 170 STROBE CEILING | 1 | FALSE | FALSE | FALSE | 2020 | [16 empty] | C |  |  | THOR\acont | 2024-01-29 09:05 | THOR\acont | 2024-09-08 17:27 | Cloned from Eaton Wheelock ELSTWC | [Concealite] [AUX POWER] [AUX] FA900-W-ELHNR, FA900-W-ELHSR, FA900-W-ELHSW, FA900-W-ELSPKR, FA900-W-ELSPKW, FA900-W-ELSPSTR, FA900-W-ELSPSTW, FA900-W-ELSTR, FA900-W-ELSTW, FAFX-C-ELHNWC (C), FAFX-C-ELHSRC (C), FAFX-C-ELHSWC (C), FAFX-C-ELSPKWC (C), FAFX- [Concealite] [NAC] [24VDC] FAFX-C-ELSTRC (C), FAFX-C-ELSTWC (C)
4850793d-f881-43db-a6ad-cf78bbeab9a4 | NFPA 170 HORN |  |  | North | Kidde |  | Horn |  |  |  | Module | TRUE | WGARF-FR | ++ | Outdoor rated horn, red, fire feu | 1 | [6 empty] | FALSE | [5 empty] | #FF0070C0 | FA-NFPA 170 HORN | 1 | FALSE | FALSE | FALSE | 2010 | [13 empty] | FALSE |  |  | WP |  |  | THOR\acont | 2024-12-19 13:51 | THOR\acont | 2024-12-19 13:57 | Cloned from Edwards WGARF-FR | [Edwards, Kidde] [NAC] [VDC, TEMPORAL] WGARA, WGARF, WGARF-FR, WGARF-SP, WGARN, WGAWA, WGAWF, WGAWF-FR, WGAWF-SP, WGAWN
691de38f-3885-4e73-8a99-cf7ed841cc85 | NFPA 170 STROBE WALL |  |  | North | Kidde |  | Strobe |  |  |  | Module | TRUE | 4MS-5AR | + | Strobe, 15 cd, Red | 1 | 0 | 0.255 |  |  |  |  | FALSE | [5 empty] | #FF0070C0 | FA-NFPA 170 STROBE WALL | 1 | FALSE | FALSE | FALSE | 2023 | [13 empty] | FALSE | [5 empty] | DESKTOP-7EIEB7A\acont | 2021-11-15 14:38 | THOR\acont | 2024-09-08 17:27 | Cloned from Kidde EG1F-VM | [Kidde] [NAC] [16 VDC] 4MS-5AR [Kidde] [NAC] [24 VDC] 4MS-5AR
1435f691-f0f7-4b0d-bedf-cf82e5b111f4 |  |  |  | North | Monaco Enterprises |  | Hardware |  |  |  | Hardware | TRUE | 207-625-00 |  | MAAP-X Addressable Planner kit for Windows®, CD, programming cable, 9-pin serial adaptor | 1 | [12 empty] | #FFFFFFFF |  |  | FALSE | FALSE | FALSE | [20 empty] | AULAPTOP-PC\Aulaptop | 2019-04-20 03:50 | THOR\acont | 2024-10-09 10:48
e7f32209-445b-4b01-b67e-cf9007ea4f16 |  |  |  | North | Gamewell FCI |  | Cards & Components |  |  |  | Card | TRUE | FSL-E3 | ++ | Fiber Option Module-Single Mode | 1 | 0.053 | 0.053 |  |  |  |  | TRUE | [5 empty] | #FFFFFFFF |  |  | FALSE | FALSE | FALSE | [14 empty] | FALSE | [7 empty] | THOR\acont | 2024-10-09 10:48 |  | [Gamewell FCI] [Fiber Optic] FML-E3, FSL-E3 | [Gamewell FCI] FML-E3, FSL-E3
fe4e46d1-6e5c-442b-8e7e-cf99335cda2c | NFPA 170 HORN |  |  | North | System Sensor |  | Horn |  |  |  | Module | TRUE | HGWL-LF | + | LF Sounder, Wall, White, Compact | 1 | 0 | 0.047 |  |  |  |  | FALSE | [5 empty] | #FF0070C0 | FA-NFPA 170 HORN | 1 | FALSE | FALSE | FALSE | 2010 | [13 empty] | FALSE |  |  | LF |  |  | DESKTOP-7SAL8M7\acont | 2020-01-28 07:18 | THOR\acont | 2024-09-08 17:27 | Cloned from System Sensor HWL-LF | [Notifier, System Sensor] [NAC] [VDC. TEMPORAL LOW] HCRL-LF (C), HCWL-LF (C), HGRL-LF, HGWL-LF, HRL-LF, HRL-LF w/ WAV-RL, HWL-LF, HWL-LF w/ WAV-WL [Notifier, System Sensor] [NAC] [VDC. TEMPORAL HIGH] HCRL-LF (C), HCWL-LF (C), HGRL-LF, HGWL-LF, HRL-LF, HRL-LF w/ WAV-RL, HWL-LF, HWL-LF w/ WAV-WL [Notifier, System Sensor] [NAC] [VFWR. TEMPORAL HIGH] HCRL-LF (C), HCWL-LF (C), HGRL-LF, HGWL-LF, HRL-LF, HRL-LF w/ WAV-RL, HWL-LF, HWL-LF w/ WAV-WL [Notifier, System Sensor] [NAC] [VFWR. TEMPORAL LOW] HCRL-LF (C), HCWL-LF (C), HGRL-LF, HGWL-LF, HRL-LF, HRL-LF w/ WAV-RL, HWL-LF, HWL-LF w/ WAV-WL
f3cd1abf-16c8-42d6-84d9-cf9cc326ee9a | NFPA 170 HORN STROBE CEILING |  |  | North | Gentex |  | Horn/Strobe |  |  |  | Module | TRUE | GCC24PCR |  | Horn Strobe, 24 VDC, Red, Ceiling, Plain | 1 | 0 | 0.344 |  |  |  |  | FALSE | TRUE |  |  |  |  | #FF0070C0 | FA-NFPA 170 HORN STROBE CEILING | 1 | FALSE | FALSE | FALSE | 2013 | [13 empty] | FALSE |  |  | C |  |  |  |  | THOR\acont | 2024-09-08 17:27 |  | [Gentex, Hochiki] [NAC] [24 VDC] GCC24CR (C), GCC24CW (C), GCC24PCR (C), GCC24PCW (C), HCC24CR (C), HCC24CW (C), HCC24PCR (C), HCC24PCW (C) [Gentex, Hochiki] [NAC] [UL MAX] GCC24CR (C), GCC24CW (C), GCC24PCR (C), GCC24PCW (C), HCC24CR (C), HCC24CW (C), HCC24PCR (C), HCC24PCW (C)
cb9ccb2c-76c5-4d47-899f-cfa10361196c | NFPA 170 MANUAL PULL |  |  | North | Notifier |  | Manual Station |  |  |  | Module | TRUE | NBG-12LOB | ++ | Dual action lexan station, Outdoor applications | 1 | [6 empty] | FALSE | FALSE |  |  |  |  | #FFFF0000 | FA-NFPA 170 MANUAL PULL | 1 | FALSE | FALSE | FALSE | 957 | [13 empty] | FALSE | [7 empty] | THOR\acont | 2024-09-08 17:27 |  | [Chemtronics, Firelite, MIRCOM, Notifier, System Sensor] [IDC] 01 [*] [IDC 2-WIRE ++] 1151 (C), 1151EIS (C), 1400 (C), 1451 (C), 1451DH (C), 1451DHHT (C), 2100AT (C), 2100S (C), 2100TR (C), 2100TS (C), 2151 w/B110LP (C), 2151 w/B116LP (C), 2151 w/B401 (C
4765c26a-fe5e-49df-80a2-cfa30180fd26 | NFPA 170 MASTER FIRE ALARM CONTROL UNIT |  |  | North | Block Definition Only |  | Fire Alarm Control Unit |  |  |  | Module | TRUE | NFPA 170 MASTER FIRE ALARM CONTROL UNIT |  | NFPA 170 MASTER FIRE ALARM CONTROL UNIT | 1 | [12 empty] | #FFFF0000 | FA-NFPA 170 MASTER FIRE ALARM CONTROL UNIT | 1 | FALSE | FALSE | FALSE | 206 | [19 empty] | AULAPTOP-PC\Aulaptop | 2020-03-26 07:41 | THOR\acont | 2024-09-08 17:27
1be0ae28-fbff-4b50-8862-cfa3c8ab100a | NFPA 170 HEAT DETECTOR |  |  | North | Edwards |  | Heat Detector |  |  |  | Module | TRUE | SIGA2-HFS w/SIGA-RB BASE | ++ | Heat Detector, 135F Fixed Temperature | 1 | 4.5e-05 | 4.5e-05 |  |  |  |  | FALSE | [5 empty] | #FFFF0000 | FA-NFPA 170 HEAT DETECTOR | 1 | FALSE | FALSE | FALSE | 1403 | [13 empty] | FALSE | [7 empty] | THOR\acont | 2024-10-08 16:33 | 20191121 AC Detector with base | [Edwards, Kidde] [SLC EST MODULES/SENSORS] 01 [*] [iO64] DS-HFS (C), DS-PS (C), FX-HD w/IB4U BASE, FX-HD w/RB4U BASE, FX-HD w/SB4U BASE, FX-HD w/SB4U-LF BASE, FX-HD wB4U BASE, FX-PD w/B4U BASE (C), FX-PD w/IB4U BASE (C), FX-PD w/SB4U BASE (C), FX-PD w/SB [Edwards, Kidde] [SLC EST MODULES SENSORS] [*] [#2 SHARED ADDR ¦ SENSORS] KI-DDOS (C), SIGA2-COS w/SIGA-AB4G BASE, SIGA2-COS w/SIGA-AB4G-LF BASE, SIGA2-COS w/SIGA-AB4GT BASE, SIGA2-COS w/SIGA-IB BASE, SIGA2-COS w/SIGA-RB BASE, SIGA2-COS w/SIGA-SB BASE, S [Edwards, Kidde] [SLC EST SENSORS] [*] [#4 TYPE ADDR ¦ SENSORS] KI-DDOS (C), SIGA2-COS w/SIGA-AB4G BASE, SIGA2-COS w/SIGA-AB4G-LF BASE, SIGA2-COS w/SIGA-AB4GT BASE, SIGA2-COS w/SIGA-IB BASE, SIGA2-COS w/SIGA-RB BASE, SIGA2-COS w/SIGA-SB BASE, SIGA2-HCOS [Edwards, Kidde] [SLC EST SENSORS] 01 [*] [EST3, iO1000] DS-HFS (C), DS-PS (C), FX-HD w/IB4U BASE, FX-HD w/RB4U BASE, FX-HD w/SB4U BASE, FX-HD w/SB4U-LF BASE, FX-HD wB4U BASE, FX-PD w/B4U BASE (C), FX-PD w/IB4U BASE (C), FX-PD w/SB4U BASE (C), FX-PD w/SB
67a8c7cf-18d0-47e3-b90b-cfa80d938ed9 | NFPA 170 STROBE WALL |  |  | North | Edwards |  | Strobe |  |  |  | Module | TRUE | WGVWF-FR | ++ | Outdoor rated strobe, white, fire feu | 1 | [6 empty] | FALSE | [5 empty] | #FF0070C0 | FA-NFPA 170 STROBE WALL | 1 | FALSE | FALSE | FALSE | 2023 | [13 empty] | FALSE |  |  | WP |  |  | THOR\acont | 2024-04-09 07:42 | THOR\acont | 2024-09-08 17:27 | Cloned from Edwards WGVRA CLONED CLONED CLONED CLONED CLONED | [Edwards, Kidde] [NAC] [VDC] WGSVRA, WGSVRF, WGSVRF-FR, WGSVRF-SP, WGSVRN, WGSVWA, WGSVWF, WGSVWF-FR, WGSVWF-SP, WGSVWN, WGVRA, WGVRF, WGVRF-FR, WGVRF-SP, WGVRN, WGVWA, WGVWF, WGVWF-FR, WGVWF-SP, WGVWN
464729d3-46c1-490a-8d6f-cfa9ce41b737 | NFPA 170 GAS DETECTOR |  |  | North | System Sensor |  | Gas Detection |  |  |  | Module | TRUE | CO1224T | ++ | Carbon Monoxide Detector with RealTest | 1 | 0.02 | 0.04 |  |  |  |  | FALSE | [5 empty] | #FFFF0000 | FA-NFPA 170 GAS DETECTOR | 1 | FALSE | FALSE | FALSE | 1402 | [13 empty] | FALSE |  |  | CO |  |  | DESKTOP-7SAL8M7\acont | 2019-01-08 16:42 | THOR\acont | 2024-09-08 17:27 | 20191121 AC Detector without base | [Farenhyt, System Sensor] [AUX POWER] [*] [12/24 VDC] CO1224A, CO1224T, CO1224TR, CO1224TR w/ IDP-MINIMON, CO1224TR w/ IDP-MONITOR [Farenhyt, System Sensor] [IDC] [#1 ALARM] CO1224A, CO1224T, CO1224TR [Farenhyt, System Sensor] [IDC] [#2 TROUBLE] CO1224A, CO1224T, CO1224TR
873bf5b7-0372-4627-bc69-cfac39404895 | 170 BASIC SHAPE |  |  | North | Bogen |  | Miscellaneous |  |  |  | Module | TRUE | NQ-SYSCTRL |  | System Controller | 1 | [6 empty] | TRUE | [5 empty] | #FFFF0000 | FA-170 BASIC SHAPE | 1 | FALSE | FALSE | FALSE | 5000 | [19 empty] | AULAPTOP-PC\Aulaptop | 2020-03-25 06:25 | THOR\acont | 2024-09-08 17:27
8df0edd4-e99b-402f-b030-cfac6f54b868 | NFPA 170 SMOKE DETECTOR |  |  | North | Gamewell FCI |  | Smoke Detector |  |  |  | Module | TRUE | ASD-PL3 w/B224RB-WH | + | Photoelectric smoke detector, bright white, Velociti w/ Relay base, bright white | 1 | 0.0002 | 0.0045 |  |  |  |  | FALSE | TRUE | FLUSH |  | 4" SQ. DEEP | 3 "O" PLASTER RING | #FFFF0000 | FA-NFPA 170 SMOKE DETECTOR | 1 | FALSE | FALSE | FALSE | 1408 | [13 empty] | FALSE |  |  | R |  |  | DESKTOP-7SAL8M7\acont | 2019-04-25 06:52 | THOR\acont | 2024-09-08 17:27 | 20191121 AC Detector with base | [Gamewell FCI] [SLC SENSORS] [*] [#4 TYPE ADDR ¦ SENSORS] ADPF (C), ASD-PL2F w/B200S-LF-WH (C), ASD-PL2F w/B210LP (C), ASD-PL2FR (C), ASD-PL3 w/B200S-LF-WH (C), ASD-PL3 w/B200SR-LF-WH (C), ASD-PL3 w/B200SR-WH (C), ASD-PL3 w/B224BI-WH (C), ASD-PL3 w/B224R [Gamewell FCI] [SLC MODULES SENSORS] [*] [#2 SHARED ADDR ¦ SENSORS] ADPF (C), ASD-PL2F w/B200S-LF-WH (C), ASD-PL2F w/B210LP (C), ASD-PL2FR (C), ASD-PL3 w/B200S-LF-WH (C), ASD-PL3 w/B200SR-LF-WH (C), ASD-PL3 w/B200SR-WH (C), ASD-PL3 w/B224BI-WH (C), ASD-P
3e67a743-b5d8-404d-83e8-cfb057fe2d17 | NFPA 170 STROBE CEILING |  |  | North | System Sensor |  | Strobe |  |  |  | Module | TRUE | SCRLED-B | ++ | Strobe, Ceiling, Red, Bilingual | 1 | 0 | 0.111 |  |  |  |  | FALSE | TRUE |  |  |  |  | #FF0070C0 | FA-NFPA 170 STROBE CEILING | 1 | FALSE | FALSE | FALSE | 2022 | [13 empty] | FALSE |  |  | C |  |  | DESKTOP-QGO6JOK\acont | 2023-10-19 06:47 | THOR\acont | 2024-09-08 17:27 | Cloned from System Sensor SCRLED-P | [System Sensor] [NAC] [24VDC] SCRKLED (C), SCRKLED-B (C), SCRKLED-P (C), SCRLED (C), SCRLED-B (C), SCRLED-P (C), SCWKLED (C), SCWKLED-B (C), SCWKLED-P (C), SCWLED (C), SCWLED-B (C), SCWLED-CLR-ALERT (C), SCWLED-P (C)
db9f18ad-a463-451f-ba0b-cfb34b0cad08 |  |  |  | North | Gamewell FCI |  | Cards & Components |  |  |  | Card | TRUE | SLC95-PM | ++ | SLC LOOP EXPANDER FOR SECOND LOOP XP95 PROTOCOL | 1 | 0.016 | 0.016 |  |  |  |  | TRUE | [5 empty] | #FFFFFFFF |  |  | FALSE | FALSE | FALSE | [14 empty] | FALSE | [5 empty] | THOR\acont | 2024-02-21 13:21 | THOR\acont | 2024-10-09 10:48 | Cloned from Gamewell FCI SLC-PM |  | [Gamewell FCI] SLC95-PM
d237c0f5-1d9f-466d-98cc-cfb602595cc6 |  |  |  | North | West-Com | [5 empty] | Module | TRUE | NV-DOME2 |  | Novus® Dome Light | 1 | [6 empty] | FALSE | [5 empty] | #FFFFFFFF |  |  | FALSE | FALSE | FALSE | [14 empty] | FALSE |  |  | NV-DOME2 |  |  |  |  | THOR\acont | 2024-10-09 10:48
fe8b0b94-b98c-4d67-9a63-cfc6ffe0e929 | NFPA 170 SURGE SUPPRESSOR |  |  | North | Ditek |  | Surge Supressor |  |  |  | Assembly | TRUE | DTK-2MHLP24B w/DTK-5MB |  | 10 Pair / 4 Wire Surge Module w/Base for PIV, NAC, IDC etc. | 1 | [6 empty] | TRUE | [5 empty] | #FFFF0000 | FA-NFPA 170 SURGE SUPPRESSOR | 1 | FALSE | FALSE | FALSE | [14 empty] | FALSE |  |  | 10¦24v |  |  | DESKTOP-7EIEB7A\acont | 2020-12-11 11:47 | THOR\acont | 2024-09-08 17:27 | Cloned from Ditek DTK-2MHLP24B w/DTK-2MB CLONED CLONED | [Ditek, Monaco Enterprises, WBOX] [SURGE PROTECTION] [ALL DEVICES ++] 0E-SPROACHW, 210-524-00, DTK-120HW, DTK-120HWLOK, DTK-120HW-SS, DTK-120SRD, DTK-120X12, DTK-1F, DTK-1FF, DTK-2MHLP24B, DTK-2MHLP24B w/DTK-2MB, DTK-2MHLP24B w/DTK-3MB, DTK-2MHLP24B w/DT
9d86114a-8770-4f8e-8439-cfcb9a06f0be | NFPA 170 BATTERY CABINET |  |  | North | Block Definition Only |  | Enclosure |  |  |  | Module | TRUE | NFPA 170 BATTERY CABINET |  | NFPA 170 BATTERY CABINET | 1 | [12 empty] | #FFFF0000 | FA-NFPA 170 BATTERY CABINET | 1 | FALSE | FALSE | FALSE | 3000 | [19 empty] | AULAPTOP-PC\Aulaptop | 2020-03-26 07:41 | THOR\acont | 2024-09-08 17:27
9340c4e8-c0b2-4f03-9716-cfccfbe901ad | NFPA 170 SPEAKER STROBE CEILING |  |  | North | Hochiki |  | Speaker/Strobe |  |  |  | Module | TRUE | HSSPK24CLPW |  | Speaker/Strobe, 24 VDC, Ceiling Mount, White, Fire | 1 | 0 | 0.12 |  |  |  |  | FALSE | TRUE |  | *Refer to Install Sheet |  |  | #FF0070C0 | FA-NFPA 170 SPEAKER STROBE CEILING | 1 | FALSE | FALSE | FALSE | 2020 | [13 empty] | FALSE |  |  | C |  |  | DESKTOP-7SAL8M7\acont | 2019-12-02 09:55 | THOR\acont | 2024-09-08 17:27 | Cloned from Gentex SSPK24CLPW | [Gentex, Hochiki] [NAC] [UL MAX] HSSPK24CLPPR (C), HSSPK24CLPPW (C), HSSPK24CLPR (C), HSSPK24CLPW (C), SSPK24CLPAR (C), SSPK24CLPAW (C), SSPK24CLPR (C), SSPK24CLPW (C) [Gentex, Hochiki, Potter] [AUDIO 70.7v] [70V AUDIO] CSPKSTR-24AR (C), CSPKSTR-24AW (C), CSPKSTR-24BR (C), CSPKSTR-24BW (C), CSPKSTR-24GR (C), CSPKSTR-24GW (C), CSPKSTR-24RR (C), CSPKSTR-24RW (C), FASPKR-R (C), FASPKR-W (C), FASPKR-WR, FASPKR-WW, FASPK-WP [Hochiki] [NAC] [24 VDC] HSSPK24CLPPR (C), HSSPK24CLPPW (C), HSSPK24CLPR (C), HSSPK24CLPW (C) [Gentex, Hochiki, Potter] [AUDIO 25v] [25V AUDIO] CSPKSTR-24AR (C), CSPKSTR-24AW (C), CSPKSTR-24BR (C), CSPKSTR-24BW (C), CSPKSTR-24GR (C), CSPKSTR-24GW (C), CSPKSTR-24RR (C), CSPKSTR-24RW (C), FASPKR-R (C), FASPKR-W (C), FASPKR-WR, FASPKR-WW, FASPK-WPR,
f2dc5cc0-2247-4cbe-811f-cfce014a5e1e | NFPA 170 ADDRESSABLE OUTPUT MODULE |  |  | North | Edwards |  | Addressable Control/Relay |  |  |  | Module | TRUE | SIGA-TCDR |  | Temporal Generator for Sounder Bases | 2 |  | 0.00053 |  |  |  |  | FALSE | [5 empty] | #FFFF0000 | FA-NFPA 170 ADDRESSABLE OUTPUT MODULE | 1 | FALSE | FALSE | FALSE | 1100 | [13 empty] | FALSE | [7 empty] | THOR\acont | 2024-09-08 17:27 |  | [Edwards, Kidde] [AUX POWER] GSA-T3T4, SIGA-TCDR [Edwards, Kidde] [SLC EST MODULES] 02 [EST3, iO1000 ] FX-IDC2B, FX-IDCWS, GSA-CT2, GSA-MCT2, GSA-REL, GSA-T3T4, GSA-WTM, SIGA-AA30, SIGA-AA50, SIGA-CC2, SIGA-CC2A, SIGA-CT2, SIGA-CT2I, SIGA-MCC2, SIGA-MCC2A, SIGA-MCT2, SIGA-MDM, SIGA-REL, SIGA-TCDR, SIGA [Edwards, Kidde] [SLC EST MODULES] 05 [*] [EST3, iO1000 - 2 Class 'B' N.O. Input, PC 1,2,3,4; Universal Module] GSA-T3T4, SIGA-TCDR, SIGA-UM [Edwards, Kidde] [SLC EST MODULES SENSORS] [*] [#1 SHARED ADDR ¦ MODULES] GSA-UIO2R, GSA-UIO6, GSA-UIO6R, RZI16-2, SIGA-270, SIGA-270P, SIGA-278, SIGA-AA30, SIGA-AA50, SIGA-CC1, SIGA-CC1S, SIGA-CC2, SIGA-CC2A, SIGA-CR, SIGA-CR2, SIGA-CRH, SIGA-CRR, SIGA- [Edwards, Kidde] [SLC EST MODULES/SENSORS] 07 [*] [iO64 - 2 Class 'B' N.O. Input, PC 1,2,3,4; Universal Module] GSA-T3T4, SIGA-TCDR, SIGA-UM [Edwards, Kidde] [SLC EST MODULES] 01 [*] [EST3, iO1000 ] FX-2WIRE, FX-IDC1A, FX-IDC1B, FX-IDC2B, FX-IDCWS, FX-ISO, FX-NAC, GSA-CC1, GSA-CC1S, GSA-CC2, GSA-CT1, GSA-CT2, GSA-IO, GSA-MAB, GSA-MCC1, GSA-MCC1S, GSA-MCC2, GSA-MCT2, GSA-MIO, GSA-MM1, GSA-MRM1 [Edwards, Kidde] [SLC EST MODULES] [*] [#3 TYPE ADDR ¦ MODULES] GSA-UIO2R, GSA-UIO6, GSA-UIO6R, RZI16-2, SIGA-270, SIGA-270P, SIGA-278, SIGA-AA30, SIGA-AA50, SIGA-CC1, SIGA-CC1S, SIGA-CC2, SIGA-CC2A, SIGA-CR, SIGA-CR2, SIGA-CRH, SIGA-CRR, SIGA-CT1, SIGA- [Edwards, Kidde] [SLC EST MODULES/SENSORS] 06 [*] [iO64] GSA-T3T4, SIGA-CC1S, SIGA-TCDR | [Edwards, Kidde] GSA-T3T4, SIGA-TCDR
23a56938-6d4d-409c-9101-cfd48c929137 | NFPA 170 HORN STROBE |  |  | North | System Sensor |  | Horn/Strobe |  |  |  | Module | TRUE | P2WK | ++ | 2-Wire Horn Strobe, Standard cd, White, Outdoor | 1 | [6 empty] | FALSE | FALSE |  |  |  |  | #FF0070C0 | FA-NFPA 170 HORN STROBE | 1 | FALSE | FALSE | FALSE | 2012 | [13 empty] | FALSE |  |  | WP |  |  |  |  | THOR\acont | 2024-09-08 17:27 |  | [Bosch, System Sensor] [NAC] [16-33VDC, TEMPORAL HIGH] P2RK, P2RK-P, P2WK, P2WK-P, SS-P2RK [Bosch, System Sensor] [NAC] [8-17.5VFWR, TEMPORAL HIGH] P2RK, P2RK-P, P2WK, P2WK-P, SS-P2RK [Bosch, System Sensor] [NAC] [8-17.5VDC, TEMPORAL HIGH] P2RK, P2RK-P, P2WK, P2WK-P, SS-P2RK [Bosch, System Sensor] [NAC] [16-33VFWR, TEMPORAL HIGH] P2RK, P2RK-P, P2WK, P2WK-P, SS-P2RK
528bc5b9-d6b7-4756-bd52-cfd7c4983ab8 | CADGEN CARD ACCESS CONTROL PANEL |  |  | North | Brivo | Security/Access Control | Card Access Control Panel |  |  |  | Assembly | TRUE | B-ACS6100L-E Large Panel |  | Includes large chassis, main board, two power supply boards, two batteries, and two transformers. This chassis will accommodate six additional accessory boards. | 1 | [6 empty] | TRUE | [5 empty] | #FFFF0000 | FA-CADGEN CARD ACCESS CONTROL PANEL | 1 | FALSE | FALSE | FALSE | [20 empty] | AUGUSTALIEN\aucon | 2023-03-07 15:46 | THOR\acont | 2024-09-08 17:27 | Cloned from New Part
62f8036c-189d-45cc-9ad5-cfd8988ffd38 |  |  |  | North | Siemens |  | Cards & Components |  |  |  | Card | TRUE | Single-Mode Fiber-Optic Module |  | CARD, Single-Mode Fiber-Optic Module | 1 | [6 empty] | TRUE | [5 empty] | #FFFFFFFF |  |  | FALSE | FALSE | FALSE | [20 empty] | AULAPTOP-PC\Aulaptop | 2019-04-08 04:48 | THOR\acont | 2024-10-09 10:48 | Cloned from Siemens New Part CLONED CLONED
c6e9989f-1782-439a-8596-cfdc068e19f0 | NFPA 170 SPEAKER STROBE |  |  | North | Gentex |  | Speaker/Strobe |  |  |  | Module | TRUE | WSSPK24-15/75WW |  | Outdoor Speaker/Strobe, Fixed 15/75 Candela, Wall, White | 1 | 0 | 0.096 |  |  |  |  | FALSE | [5 empty] | #FF0070C0 | FA-NFPA 170 SPEAKER STROBE | 1 | FALSE | FALSE | FALSE | 2019 |  |  | 7320-0569:0141 | [10 empty] | FALSE |  |  | WP |  |  |  |  | THOR\acont | 2024-09-08 17:27 |  | [Gentex, Hochiki, Potter] [AUDIO 25v] [25V AUDIO] CSPKSTR-24AR (C), CSPKSTR-24AW (C), CSPKSTR-24BR (C), CSPKSTR-24BW (C), CSPKSTR-24GR (C), CSPKSTR-24GW (C), CSPKSTR-24RR (C), CSPKSTR-24RW (C), FASPKR-R (C), FASPKR-W (C), FASPKR-WR, FASPKR-WW, FASPK-WPR, [Gentex, Hochiki, Potter] [AUDIO 70.7v] [70V AUDIO] CSPKSTR-24AR (C), CSPKSTR-24AW (C), CSPKSTR-24BR (C), CSPKSTR-24BW (C), CSPKSTR-24GR (C), CSPKSTR-24GW (C), CSPKSTR-24RR (C), CSPKSTR-24RW (C), FASPKR-R (C), FASPKR-W (C), FASPKR-WR, FASPKR-WW, FASPK-WP [Gentex] [NAC] [UL MAX] WSSPK24-15/75WR, WSSPK24-15/75WW
a079746f-c245-497d-b6e9-cfe06f8f6fbb |  |  |  | North | Simplex |  | Hardware |  |  |  | Hardware | TRUE | 4090-9810 |  | BRACKET-IAM | 1 | [6 empty] | FALSE | [5 empty] | #FFFFFFFF |  |  | FALSE | FALSE | FALSE | [14 empty] | FALSE | [5 empty] | AULAPTOP-PC\Aulaptop | 2019-01-09 11:10 | THOR\acont | 2024-10-09 10:48 | Cloned from Simplex NEW
64dc53e5-7bad-45cb-a97b-cfe6ac63d7c8 | NFPA 170 STROBE WALL |  |  | North | Eaton Wheelock |  | Strobe |  |  |  | Module | TRUE | RSSWP-2475W-FW | ++ | NOTIFICATION, STROBE, WHITE, WALL, WP | 1 | 0 | 0.138 |  |  |  |  | FALSE | FALSE |  |  |  |  | #FF0070C0 | FA-NFPA 170 STROBE WALL | 1 | FALSE | FALSE | FALSE | 2023 | [13 empty] | FALSE |  |  | WP |  |  | DESKTOP-7SAL8M7\acont | 2020-11-17 08:58 | THOR\acont | 2024-09-08 17:27 | Cloned from Eaton Wheelock RSSWP-2475W-FR | [Eaton Wheelock, Hochiki] [NAC] [UL1971] RSSWP-2475W-AR, RSSWP-2475W-FR, RSSWP-2475W-FW [Eaton Wheelock] [NAC] [UL 1638 @ 77°F] RSSWP-2475W-FR, RSSWP-2475W-FW
727cdb1f-b207-4933-866b-cfe8c433bfd2 | NFPA 170 ISOLATION MODULE |  |  | North | Bosch |  | Isolator Module |  |  |  | Module | TRUE | FLM-325-ISO | ++ | Short Circuit Isolator | 1 | 0.00027 | 0.001 |  |  | 24 | [7 empty] | #FFFF0000 | FA-NFPA 170 ISOLATION MODULE | 1 | FALSE | FALSE | FALSE | [20 empty] | DESKTOP-7EIEB7A\acont | 2022-08-28 09:26 | THOR\acont | 2024-09-08 17:27 | Cloned from Bosch FLM-325-IM | [Bosch] [ISO] 01 [*] [ISO ++] FLM-325-ISO, FLM-7024-ISO
89bb4d39-5fbf-4e22-b7a7-cfea184ceb19 | NFPA 170 HEAT DETECTOR |  |  | North | Simplex |  | Heat Detector |  |  |  | Module | TRUE | 4098-9612 w/4098-9683 | + | Electronic Heat Detector 2-Wire 135° F (57° C) with auxiliary alarm relay output | 1 | 0.0001 | 0.024 |  |  |  |  | TRUE | TRUE |  |  |  |  | #FFFF0000 | FA-NFPA 170 HEAT DETECTOR | 1 | FALSE | FALSE | FALSE | 1403 | [16 empty] | 135 |  |  | DESKTOP-7EIEB7A\acont | 2022-02-15 10:16 | THOR\acont | 2024-09-08 17:27 | Cloned from Autocall A4098-9612 w/A4098-9683 | [Autocall, Simplex] [IDC] 01 2098-9201 (C), 2098-9202 (C), 2098-9203 (C), 2098-9208 (C), 2098-9576 (C), 2099-9101 (C), 2099-9102 (C), 2099-9103 (C), 2099-9104 (C), 2099-9105 (C), 2099-9107 (C), 2099-9108 (C), 2099-9754 (C), 2099-9755 (C), 2099-9756 (C),
06490044-e285-467d-b710-cfebdf0d07a1 | NFPA 170 HEAT DETECTOR |  |  | North | Potter |  | Heat Detector |  |  |  | Module | TRUE | PAD100-HD w/PAD100-6DB | + | Heat Detector with 6" Standard Base | 1 | 0.0003 | 0.0003 |  |  |  |  | FALSE | [5 empty] | #FFFF0000 | FA-NFPA 170 HEAT DETECTOR | 1 | FALSE | FALSE | FALSE | 1403 | [13 empty] | FALSE |  |  | 6DB |  |  |  |  | THOR\acont | 2024-09-08 17:27 | 20191121 AC Detector with base | [Potter] [SLC PAD] [*] [#2 SHARED ADDR ¦ SENSORS] PAD100-CD w/PAD100-4DB, PAD100-CD w/PAD100-6DB, PAD100-CD w/PAD100-IB, PAD100-CD w/PAD100-LFSB, PAD100-CD w/PAD100-RB, PAD100-CD w/PAD100-SB, PAD100-CD w/PAD100-SPKB, PAD100-DUCT (C), PAD100-DUCTR (C), PA
f4fe6ef6-4e60-44e4-94bf-cff3adb080a6 |  |  |  | North | Autocall |  | Cards & Components |  |  |  | Card | TRUE | A100-6102 |  | Physical Bridge, Class X | 1 | 0.3 | 0.3 |  |  |  |  | TRUE | [5 empty] | #FFFFFFFF |  |  | FALSE | FALSE | FALSE | [20 empty] | DESKTOP-0D6CQVA\lousc | 2019-07-06 14:02 | THOR\acont | 2024-10-09 10:48 | Cloned from AutoCall A100-6101 |  | [Autocall] A010-9930, A100-5152, A100-6038, A100-6046, A100-6101, A100-6102, A100-6103
6cfe9705-cb97-42ea-a82e-cff752abf854 |  |  |  | North | Potter | [5 empty] | Module | TRUE | QDC-2 |  | Quick Disconnect Cord | 1 | [6 empty] | FALSE | [5 empty] | #FFFFFFFF |  |  | FALSE | FALSE | FALSE | [14 empty] | FALSE | [7 empty] | THOR\acont | 2024-10-09 10:48
5aa3f3b1-0de2-467a-a7e5-cff7d40819e1 |  |  |  | North | Notifier |  | Cards & Components |  |  |  | Card | TRUE | MPS-24A | + | The MPS-24A is the main power supply for the AM2020, AFP1010, XP Transponder or System 5000 fire alarm control system | 1 | 0 | 0 | 3 |  |  |  | TRUE | FALSE |  |  |  |  | #FFFFFFFF |  |  | FALSE | FALSE | FALSE | [12 empty] | 6 |  | FALSE | [5 empty] | DESKTOP-7EIEB7A\acont | 2022-03-30 08:35 | THOR\acont | 2024-10-09 10:48 | Cloned from Notifier MPS-400 |  | [Notifier] MPS-24, MPS-24A, MPS-24B
36595a55-c9b0-445b-8f61-cffaec597b0a |  |  |  | North | Bosch | [5 empty] | Module | TRUE | MIC-7522-Z30BR-RO | * | ***(Ross)MIC IP starlight 7100i PTZ 2MP BLACK | 1 | [12 empty] | #FFFFFFFF |  |  | FALSE | FALSE | FALSE | [20 empty] | DESKTOP-7EIEB7A\acont | 2021-08-13 06:25 | THOR\acont | 2024-10-09 10:48
87c04be4-157a-4b37-bd71-cffcc2281832 | NFPA 170 HORN STROBE CEILING |  |  | North | Edwards |  | Horn/Strobe |  |  |  | Module | TRUE | GCAVWN |  | Horn-Strobe, running man, white, none | 1 | [6 empty] | FALSE | TRUE |  |  |  |  | #FF0070C0 | FA-NFPA 170 HORN STROBE CEILING | 1 | FALSE | FALSE | FALSE | 2013 | [13 empty] | FALSE |  |  | C |  |  | DESKTOP-7SAL8M7\acont | 2019-11-07 12:47 | THOR\acont | 2024-09-08 17:27 | Cloned from Kidde EGCAVWN | [Edwards, Kidde] [NAC] [24 VDC, HIGH DB] EGCAVRF (C), EGCAVRN (C), EGCAVWF (C), EGCAVWN (C), GCAVRF (C), GCAVRN (C), GCAVWF (C), GCAVWN (C) [Edwards, Kidde] [NAC] [24 VFWR, HIGH DB] EGCAVRF (C), EGCAVRN (C), EGCAVWF (C), EGCAVWN (C), GCAVRF (C), GCAVRN (C), GCAVWF (C), GCAVWN (C)
2f17ea13-bad8-4125-86ce-cffd1fb677a9 | NFPA 170 DGP |  |  | North | Block Definition Only |  | Control Panel |  |  |  | Module | TRUE | NFPA 170 DGP |  | NFPA 170 DGP | 1 | [12 empty] | #FFFF0000 | FA-NFPA 170 DGP | 1 | FALSE | FALSE | FALSE | 1403 | [19 empty] | DESKTOP-7EIEB7A\acont | 2022-05-18 07:19 | THOR\acont | 2024-09-08 17:27 | Cloned from Block Definition Only HEAT DETECTOR
4e11c47d-7f4a-4edf-8fac-cffe1b96b2c5 |  |  |  | North | Edwards |  | Hardware |  |  |  | Hardware | TRUE | MN-FNSRMK1 |  | MN-FNS8C18F Series mounting hardware kit. | 1 | [6 empty] | FALSE | [5 empty] | #FFFFFFFF |  |  | FALSE | FALSE | FALSE | [14 empty] | FALSE | [7 empty] | THOR\acont | 2024-10-09 10:48
6c51631c-ab03-483b-abcb-cfffbf7a5808 |  |  |  | North | Bosch | [5 empty] | Module | TRUE | LBB9081/00 | * | Dynamic Microphone (Handheld) | 1 | [12 empty] | #FFFFFFFF |  |  | FALSE | FALSE | FALSE | [20 empty] | DESKTOP-7EIEB7A\acont | 2021-08-13 06:25 | THOR\acont | 2024-10-09 10:48
8d9776f6-2f32-48f7-8f90-d0020e62ef28 | NFPA 170 FIRE ALARM CONTROL UNIT | RISER FACP |  | North | Honeywell |  | Fire Alarm Control Unit |  |  |  | Assembly | TRUE | VISTA-128FBPT | + | VISTA® Commercial Partitioned Fire and Burglary Alarm Control Panel | 1 | [6 empty] | FALSE | [5 empty] | #FFFF0000 | FA-NFPA 170 FIRE ALARM CONTROL UNIT | 1 | FALSE | FALSE | FALSE | 202 | [8 empty] | 7,12,17.2,34.4 | 1 |  | 2.3 |  | TRUE | [5 empty] | AULAPTOP-PC\Aulaptop | 2018-09-02 05:14 | THOR\acont | 2024-09-08 17:27 | Cloned from Honeywell New Part
cc5392cd-84f3-4fa9-90a8-d00436777d61 |  |  |  | North | Gamewell FCI |  | Hardware |  |  |  | Hardware | TRUE | E3BB-BD/INX | ++ | Enclosure, Transponder, Black “D” Size | 1 | [6 empty] | TRUE | [5 empty] | #FFFFFFFF |  |  | FALSE | FALSE | FALSE | [20 empty] | DESKTOP-7EIEB7A\acont | 2022-08-29 12:35 | THOR\acont | 2024-10-09 10:48 | Cloned from Gamewell FCI E3ID3-D
d44c131e-cc26-499a-a1e5-d004e706eef6 | NFPA 170 STROBE CEILING |  |  | North | Siemens |  | Strobe |  |  |  | Module | TRUE | SL2SCW-NA | S54329-F192-A1++ | Strobe, Ceiling, Amber, White, No Lettering | 1 | [7 empty] | TRUE |  |  |  |  | #FF0070C0 | FA-NFPA 170 STROBE CEILING | 1 | FALSE | FALSE | FALSE | 2023 | [19 empty] | DESKTOP-7EIEB7A\acont | 2023-08-03 09:40 | THOR\acont | 2024-09-08 17:27 | Cloned from Siemens SL2SWW-NA | [Siemens] [NAC] [16.0 – 33.0 VDC] SL2SCR-A (C), SL2SCR-AL (C), SL2SCR-ALA (C), SL2SCR-ALB (C), SL2SCR-F (C), SL2SCR-FB (C), SL2SCR-N (C), SL2SCR-NA (C), SL2SCR-NB (C), SL2SCW-A (C), SL2SCW-AL (C), SL2SCW-ALA (C), SL2SCW-ALB (C), SL2SCW-EV (C), SL2SCW-F (
e472d299-58a1-4b01-b71a-d008d33bb400 | NFPA 170 ADDRESSABLE INPUT MONITOR MODULE |  |  | North | Monaco Enterprises |  | Addressable Module |  |  |  | Module | TRUE | 729-144-00 | + | MODULE:INTERFACE,INTEL | 1 | 0.0003 | 0.0003 |  |  |  |  | FALSE | [5 empty] | #FFFF0000 | FA-NFPA 170 ADDRESSABLE INPUT MONITOR MODULE | 1 | FALSE | FALSE | FALSE | 1000 | [13 empty] | FALSE | [5 empty] | DESKTOP-7SAL8M7\acont | 2020-02-23 12:29 | THOR\acont | 2024-09-08 17:27 | Cloned from MIRCOM MIX-M502M | [Monaco Enterprises] [SLC MODULES SENSORS] 01 [*] 708-026-01, 708-031-00, 721-121-00 w/B200SR-LF-WH (C), 721-121-00 w/B200SR-WH (C), 721-121-00 w/B210LP (C), 721-121-00 w/B224RB-WH (C), 721-121-00 w/B501 (C), 721-124-00 w/B200SR-LF-WH (C), 721-124-00 w/B [Monaco Enterprises] [SLC MODULES/SENSORS] 01 [*] 721-121-00 w/B200SR-LF-WH (C), 721-121-00 w/B200SR-WH (C), 721-121-00 w/B210LP (C), 721-121-00 w/B224RB-WH (C), 721-121-00 w/B501 (C), 721-124-00 w/B200SR-LF-WH (C), 721-124-00 w/B200SR-WH (C), 721-124-00 [MIRCOM, Monaco Enterprises, System Sensor] [AUX POWER] 729-144-00, ALC-198S, M502M, MIX-M502M, MIX-M502MAP [Monaco Enterprises] [SLC MODULES] 01 [*] 729-142-00, 729-143-00, 729-144-00, 729-158-00, 729-159-00, 729-182-00, 729-217-00, 729-218-00, 729-221-00 [Monaco Enterprises] [SLC MODULES] 01 [*] 708-026-01, 708-031-00, 729-142-00, 729-143-00, 729-144-00, 729-158-00, 729-159-00, 729-165-00, 729-182-00, 729-217-00, 729-218-00, 729-221-00, 729-225-00 | [MIRCOM, Monaco Enterprises, System Sensor] 729-144-00, M502M, MIX-M502M, MIX-M502MAP
d04a1eb5-91d3-4da1-b62b-d009bcb1e328 | NFPA 170 CHIME ELECTONIC |  |  | North | Block Definition Only |  | Chime |  |  |  | Module | TRUE | NFPA 170 CHIME ELECTONIC |  | NFPA 170 CHIME ELECTONIC | 1 | [12 empty] | #FFFF0000 | FA-NFPA 170 CHIME ELECTONIC | 1 | FALSE | FALSE | FALSE | 2004 | [19 empty] | AULAPTOP-PC\Aulaptop | 2020-03-26 07:41 | THOR\acont | 2024-09-08 17:27
14ae46bf-cfb4-4ce8-ba2c-d00b6be502a4 | NFPA 170 SMOKE DETECTOR |  |  | North | Apollo |  | Smoke Detector |  |  |  | Module | FALSE | SX-OSID-90 |  | BEAM DETECTOR IMAGER - 90 DEGREES | 1 | 0.009 | 0.009 |  |  |  |  | FALSE | TRUE |  |  |  |  | #FFFF0000 | FA-NFPA 170 SMOKE DETECTOR | 1 | FALSE | FALSE | FALSE | 1408 | [13 empty] | FALSE |  |  | I,90 |  |  |  |  | THOR\acont | 2024-09-08 17:27 | 20191121 AC Detector without base | [Apollo] [AUX POWER] SX-OSE-SPW (C), SX-OSID-90 (C) | [Apollo] A901-CTRL I/O, D900-CTRL I/O, D900-CTRL I/O-4A, SX-OSID-90
b824c972-b3ea-489d-9315-d0154987f967 | NFPA 170 HORN STROBE |  |  | North | Siemens |  | Horn/Strobe |  |  |  | Module | TRUE | SL2MTSWW-FB | S54329-F236-A1++ | Multi-Tone Strobe, Wall, Clear, White, Pictogram | 1 | [12 empty] | #FF0070C0 | FA-NFPA 170 HORN STROBE | 1 | FALSE | FALSE | FALSE | 2023 | [19 empty] | DESKTOP-7EIEB7A\acont | 2023-08-02 08:19 | THOR\acont | 2024-09-08 17:27 | Cloned from Siemens SL2MTSWR-F | [Siemens] [NAC] [24 VDC, HORN STD] SL2MTSWR-A, SL2MTSWR-F, SL2MTSWR-FB, SL2MTSWR-N, SL2MTSWR-NR, SL2MTSWW-F, SL2MTSWW-FB, SL2MTSWW-N, SL2MTSWW-NA, SL2MTSWW-NB, SL2MTSWW-NG, SL2MTSWW-NR
3671b779-558a-4309-acef-d01a242a33fa |  |  |  | North | Edwards |  | Hardware |  |  |  | Hardware | TRUE | QSC-12-G-2E-DT |  | OBSOLETE - FAP w/ 12 Option Card Spaces, Gray, EN-54, Belgian Dutch, 230V | 1 | [6 empty] | FALSE | [5 empty] | #FFFFFFFF |  |  | FALSE | FALSE | FALSE | [14 empty] | FALSE | [7 empty] | THOR\acont | 2024-10-09 10:48
1f83fcbe-61e5-4ef0-b85c-d01a425f6ae2 |  |  |  | North | VES |  | Cards & Components |  |  |  | Card | TRUE | VF1848-10/11 Main Board | + | 1848 Main Board | 1 | 0.1 | 0.68 | 4.5 |  |  |  | TRUE | [5 empty] | #FFFFFFFF |  |  | FALSE | FALSE | FALSE | [20 empty] | AUGUSTALIEN\aucon | 2024-06-05 17:19 | THOR\acont | 2024-10-09 10:48 | Cloned from VES VF1810-10 Main Board | [AutoPulse, Hochiki, VES] [IDC] [#2 TROUBLE] 542R Main Board, FNP-1127 Main Board, HCVR-3 Main Board, VF0810 Main Board, VF0820 Main Board, VF0850 Main Board, VF0860 Main Board, VF1420 Main Board, VF1810-10 Main Board, VF1848-10/11 Main Board, VF1858-10/ [AutoPulse, Hochiki, VES] [IDC] [#1 ALARM] 542R Main Board, FNP-1127 Main Board, HCVR-3 Main Board, VF0810 Main Board, VF0820 Main Board, VF0850 Main Board, VF0860 Main Board, VF1420 Main Board, VF1810-10 Main Board, VF1848-10/11 Main Board, VF1858-10/11 [AutoPulse, Hochiki, VES] [IDC] [#3 SUPERVISORY] 542R Main Board, FNP-1127 Main Board, HCVR-3 Main Board, VF0810 Main Board, VF0820 Main Board, VF0850 Main Board, VF0860 Main Board, VF1420 Main Board, VF1810-10 Main Board, VF1848-10/11 Main Board, VF1858 | [VES] VF1848-10/11 Main Board
f7f22096-ed52-4f10-a93c-d01d00003ca9 | NFPA 170 ADDRESSABLE OUTPUT MODULE |  |  | North | Notifier |  | Addressable Control/Relay |  |  |  | Module | TRUE | FDRM-1 | ++ | Dual Relay/Monitor Module | 2 | 0.0013 | 0.024 |  |  |  |  | FALSE | FALSE | FLUSH |  | 4" SQ. DEEP | N/A | #FFFF0000 | FA-NFPA 170 ADDRESSABLE OUTPUT MODULE | 1 | FALSE | FALSE | FALSE | 1100 |  |  | 7300-0028:0219 | [10 empty] | FALSE | [7 empty] | THOR\acont | 2024-09-08 17:27 |  | [Notifier] [SLC MODULES] [#02 ++] FDRM-1 [Notifier] [SLC MODULES/SENSORS] [#02 ++] FDRM-1 [Notifier] [SLC MODULES] [#02 ++] FDRM-1 [Notifier] [AUX POWER, RELAY] [RISER INPUT] FDRM-1 [Notifier] [SLC MODULES/SENSORS] [#02 ++] ACPS-610, AMPS-24, AMPS-24E, FDM-1, FDRM-1, FWSG, NDM-100, NMM-100-10, NZM-100-6, PMB-AUX, XP10-M, XP6-C, XP6-MA, XP6-R [Notifier] [SLC MODULES/SENSORS] [#02 ++] FDRM-1 [Notifier] [SLC MODULES] [#02 ++] ACPS-610, AMPS-24, AMPS-24E, FDM-1, FDRM-1, FWSG, NDM-100, NMM-100-10, NZM-100-6, PMB-AUX, XP10-M, XP6-C, XP6-MA, XP6-R [Honeywell, Notifier, System Sensor] [SLC MODULES SENSORS] [*] [#1 SHARED ADDR ¦ MODULES] 30-3013 w/FMM-101, Q3013D, ACM-8R, ACPS-610, AMPS-24, AMPS-24E, EM-1M, EM-1MI, EM-1MM, EM-1MMI, EM-1R, EM-1RI, EM-1SR, EM-1SRI, FCM-1, FCM-1-REL, FD7044 MM-101, FDM [Notifier] [AUX POWER] FDRM-1 [Honeywell, Notifier, System Sensor] [SLC MODULES] [*] [#3 TYPE ADDR ¦ MODULES] 30-3013 w/FMM-101, Q3013D, ACM-8R, ACPS-610, AMPS-24, AMPS-24E, EM-1M, EM-1MI, EM-1MM, EM-1MMI, EM-1R, EM-1RI, EM-1SR, EM-1SRI, FCM-1, FCM-1-REL, FD7044 MM-101, FDM-1, FDRM-1 | [Notifier] FDRM-1 [Notifier] FDM-1, FDRM-1
ef5f6a37-f087-4f12-9f2d-d01dc930f4f3 | NFPA 170 SPEAKER STROBE |  |  | North | Monaco Enterprises |  | Speaker/Strobe |  |  |  | Module | TRUE | 580-117-02 |  | Speaker Strobe LED for Hazardous Locations, 24 VDC, 70 Vrms, 15W speaker, 96 dBA, 175 cd, Amber Lens | 1 | [6 empty] | FALSE | [5 empty] | #FF0070C0 | FA-NFPA 170 SPEAKER STROBE | 1 | FALSE | FALSE | FALSE | 2021 | [13 empty] | FALSE | [5 empty] | DESKTOP-7EIEB7A\acont | 2022-05-05 12:18 | THOR\acont | 2024-09-08 17:27 | Cloned from Monaco Enterprises 580-117-01 | [Monaco Enterprises] [AUDIO 70.7v] [70V AUDIO] 580-117-01, 580-117-02 [Monaco Enterprises] [NAC] [24VDC] 580-117-01, 580-117-02
fa72f225-db7c-4b1a-a5af-d01e685280bf | NFPA 170 HEAT DETECTOR |  |  | North | Autocall |  | Heat Detector |  |  |  | Module | TRUE | A4098-9614 w/A4098-9788 | + | Electronic Heat Detector 2-Wire 200° F (93° C) No options | 1 | 0.0001 | 0.024 |  |  |  |  | TRUE | TRUE |  |  |  |  | #FFFF0000 | FA-NFPA 170 HEAT DETECTOR | 1 | FALSE | FALSE | FALSE | 1403 | [16 empty] | 200 |  |  | DESKTOP-0D6CQVA\lousc | 2019-07-06 09:05 | THOR\acont | 2024-09-08 17:27 | 20191121 AC Detector with base | [Autocall, Simplex] [IDC] 01 2098-9201 (C), 2098-9202 (C), 2098-9203 (C), 2098-9208 (C), 2098-9576 (C), 2099-9101 (C), 2099-9102 (C), 2099-9103 (C), 2099-9104 (C), 2099-9105 (C), 2099-9107 (C), 2099-9108 (C), 2099-9754 (C), 2099-9755 (C), 2099-9756 (C),
83d0bfd0-86ac-4fa0-8bd5-d024e4569f03 | NFPA 170 HEAT DETECTOR |  |  | North | Autocall |  | Heat Detector |  |  |  | Module | TRUE | A4098-9615 w/A4098-9684 | + | Electronic Heat Detector 2-Wire 200° F (93° C) with connection for remote LED | 1 | 0.0001 | 0.024 |  |  |  |  | TRUE | TRUE |  |  |  |  | #FFFF0000 | FA-NFPA 170 HEAT DETECTOR | 1 | FALSE | FALSE | FALSE | 1403 | [16 empty] | 200¦RR |  |  | DESKTOP-0D6CQVA\lousc | 2019-07-06 09:21 | THOR\acont | 2024-09-08 17:27 | 20191121 AC Detector with base | [Autocall, Simplex] [IDC] 01 2098-9201 (C), 2098-9202 (C), 2098-9203 (C), 2098-9208 (C), 2098-9576 (C), 2099-9101 (C), 2099-9102 (C), 2099-9103 (C), 2099-9104 (C), 2099-9105 (C), 2099-9107 (C), 2099-9108 (C), 2099-9754 (C), 2099-9755 (C), 2099-9756 (C),
776329b8-1281-44f7-b60a-d025316eb7db |  |  |  | North | Firelite |  | Cards & Components |  |  |  | Card | TRUE | ES-200X MAIN BOARD without PWRMOD24 | + | Main Board for ES-200X Fire Alarm Control Panel without PWRMOD24 | 1 | 0.141 | 0.257 | 3 |  |  |  | TRUE | FALSE |  |  |  |  | #FFFFFFFF |  |  | FALSE | FALSE | FALSE | [9 empty] | 7,12,18 |  |  |  |  | FALSE | [5 empty] | XPS-17-9710\August | 2025-01-28 09:50 |  |  | Cloned from Firelite ES-200X MAIN BOARD | [Firelite] [IDC] 02 ACM-8RF, ANN-RLY, CDRM-300, CRF-300, CRF-300-6, ES-1000X MAIN BOARD, ES-200X MAIN BOARD with PWRMOD24, ES-200X MAIN BOARD without PWRMOD24, ES-50X Main Board, ES-50XP Main Board [ADT Unimode, AES, Firelite, NAPCO, Notifier] [VAC ] [VAC] 1640, 200UDLS Main Board, 411UDAC Main Board, ACC-25/50 Main Board, BE-500 CPU, CPU-N16LD, CPU-N16LND, ECC-125DA (25V) Main Board, ECC-50/100 Main Board (100W, 25V), ECC-50/100 Main Board (100W, [Firelite] [IDC] 03 ACM-8RF, ANN-RLY, CDRM-300, CRF-300-6, ES-1000X MAIN BOARD, ES-200X MAIN BOARD with PWRMOD24, ES-200X MAIN BOARD without PWRMOD24, ES-50X Main Board, ES-50XP Main Board [Firelite] [IDC] 04 ACM-8RF, ANN-RLY, CRF-300-6, ES-1000X MAIN BOARD, ES-200X MAIN BOARD with PWRMOD24, ES-200X MAIN BOARD without PWRMOD24, ES-50X Main Board, ES-50XP Main Board | [Firelite] ES-200X MAIN BOARD with PWRMOD24, ES-200X MAIN BOARD without PWRMOD24
26398162-2f6a-46cb-a870-d025c4927a59 | NFPA 170 HEAT DETECTOR |  |  | North | Hochiki |  | Heat Detector |  |  |  | Module | TRUE | DSC-EA w/NS6-220 STANDARD BASE | DSC-EA w/NS6-220 STANDARD BASE | HEAT DETECTOR w/ STANDARD BASE | 1 | 0.00011 | 0.243 |  |  |  |  | TRUE | TRUE |  | *Refer to Install Sheet |  |  | #FFFF0000 | FA-NFPA 170 HEAT DETECTOR | 1 | FALSE | FALSE | FALSE | 1403 | [19 empty] | DESKTOP-0D6CQVA\lousc | 2019-10-12 07:53 | THOR\acont | 2024-09-08 17:27 | Cloned from Hochiki DCD-135 w/NS6-220 STANDARD BASE | [Hochiki] [IDC] 01 [IDC] DCD-135 w/HSC-220L LATCHING LED BASE (C), DCD-135 w/HSC-220R - 2 WIRE RELAY BASE (C), DCD-135 w/HSC-221L LATCHING LED BASE (C), DCD-135 w/HSC-221R - 2 WIRE RELAY BASE (C), DCD-135 w/HSC-224L LATCHING LED BASE (C), DCD-135 w
ff1413ba-659f-4b18-8e74-d0298b7ce959 | NFPA 170 HORN STROBE CEILING |  |  | North | System Sensor |  | Horn/Strobe |  |  |  | Module | TRUE | PC2WL-LF | F | LF Sounder Strobe, Ceiling, White | 1 | 0 | 0.071 |  |  |  |  | FALSE | TRUE |  |  |  |  | #FF0070C0 | FA-NFPA 170 HORN STROBE CEILING | 1 | FALSE | FALSE | FALSE | 2013 | [13 empty] | FALSE |  |  | C¦LF |  |  | DESKTOP-7SAL8M7\acont | 2020-12-02 15:10 | THOR\acont | 2024-09-08 17:27 | Cloned from System Sensor PC2WL | [System Sensor] [NAC] [24VFWR, TEMPORAL HIGH] PC2RL-LF (C), PC2WL-LF (C) [System Sensor] [NAC] [24VDC, TEMPORAL HIGH] PC2RL-LF (C), PC2WL-LF (C)
cc0e2bf6-cec6-464e-98e3-d02b05112e70 | NFPA 170 NON ADDRESSABLE RELAY |  |  | North | Edwards |  | Non-Addressable Relay |  |  |  | Module | TRUE | MR704/S |  | 4 SPDT Relay /w LED, & Metal Enclosure | 1 | 0 | 0.12 |  |  |  |  | FALSE | [5 empty] | #FFFF0000 | FA-NFPA 170 NON ADDRESSABLE RELAY | 1 | FALSE | FALSE | FALSE | 1300 | [13 empty] | FALSE | [7 empty] | THOR\acont | 2024-09-08 17:27 |  | [Edwards] [AUX POWER] MR608/S, MR608/T, MR704/S, MR704/T, MR808/S, MR808/T
ac7fc276-1c3f-45f3-ad6a-d03dc343b48b | NFPA 170 AMPLIFIER RACK | RISER AMP |  | North | Firelite |  | Amplifier |  |  |  | Assembly | TRUE | ECC-50BDA (100W, 70V) | + | Distributed (Remote) Audio Amplifier, 100 watts | 1 | [6 empty] | FALSE | [5 empty] | #FFFF0000 | FA-NFPA 170 AMPLIFIER RACK | 1 | FALSE | FALSE | FALSE | 300 | [8 empty] | 7,12,18,26,33 |  |  |  | 100 | TRUE | [5 empty] | DESKTOP-7SAL8M7\acont | 2019-02-27 11:15 | THOR\acont | 2024-09-08 17:27 | Cloned from Firelite ECC-50DA (50W, 70V)
9c845ec5-4332-4670-8743-d045a2533d26 |  |  |  | North | Bosch |  | Cards & Components |  |  |  | Card | TRUE | D132A | ++ | Smoke Detector Reversing Relay Module | 1 | 0.01 | 0.07 |  |  | 12 | [7 empty] | #FFFFFFFF |  |  | FALSE | FALSE | FALSE | [20 empty] | DESKTOP-7EIEB7A\acont | 2022-08-25 17:01 | THOR\acont | 2024-10-09 10:48 | Cloned from Bosch D185
7c0d48a5-9042-4fe2-ad80-d0479c5092f5 | NFPA 170 ADDRESSABLE OUTPUT MODULE |  |  | North | Notifier |  | Addressable Control/Relay |  |  |  | Module | TRUE | ACM-8R |  | Remote Relay Module with eight Form-C contacts | 8 | 0.03 | 0.158 |  |  |  |  | TRUE | FALSE |  |  |  |  | #FFFF0000 | FA-NFPA 170 ADDRESSABLE OUTPUT MODULE | 1 | FALSE | FALSE | FALSE | [14 empty] | FALSE | [7 empty] | THOR\acont | 2024-09-08 17:27 |  | [Honeywell, Notifier, System Sensor] [SLC MODULES SENSORS] [*] [#1 SHARED ADDR ¦ MODULES] 30-3013 w/FMM-101, Q3013D, ACM-8R, ACPS-610, AMPS-24, AMPS-24E, EM-1M, EM-1MI, EM-1MM, EM-1MMI, EM-1R, EM-1RI, EM-1SR, EM-1SRI, FCM-1, FCM-1-REL, FD7044 MM-101, FDM [Honeywell, Notifier, System Sensor] [SLC MODULES] [*] [#3 TYPE ADDR ¦ MODULES] 30-3013 w/FMM-101, Q3013D, ACM-8R, ACPS-610, AMPS-24, AMPS-24E, EM-1M, EM-1MI, EM-1MM, EM-1MMI, EM-1R, EM-1RI, EM-1SR, EM-1SRI, FCM-1, FCM-1-REL, FD7044 MM-101, FDM-1, FDRM-1
27cf26b0-4e12-409a-9475-d0494fbdb30d | NFPA 170 FIRE ALARM CONTROL UNIT | RISER FACP |  | North | Potter |  | Fire Alarm Control Unit |  |  |  | Assembly | TRUE | PFC-6006 | + | Conventional Fire Panel for Small or Fire Sprinkler Systems | 1 | [6 empty] | FALSE | [5 empty] | #FFFF0000 | FA-NFPA 170 FIRE ALARM CONTROL UNIT | 1 | FALSE | FALSE | FALSE | 202 | [8 empty] | 7,12,18 |  |  | 2 |  | TRUE | [7 empty] | THOR\acont | 2024-09-08 17:27
01f36929-73ed-4c89-a7a7-d049fcacde5a | CADGEN PROXIMITY READER |  |  | North | Edwards | Security/Access Control | Prox Reader |  |  |  | Module | TRUE | CR-5395 |  | Proximity Reader, Wall Mount | 1 | [6 empty] | FALSE | [5 empty] | #FFFF0000 | FA-CADGEN PROXIMITY READER | 1 | FALSE | FALSE | FALSE | [14 empty] | FALSE | [7 empty] | THOR\acont | 2024-09-08 17:27
6930fa14-d9dc-449d-b0db-d0567dce2edd |  |  |  | North | Siemens | [5 empty] | Module | TRUE | HTSW-1 | 500-033350 | TAMPER SWITCH FOR CAB'S AND REMBOX'S MOUNTS TO CAB/REMBOX INNER DOORS | 1 | [12 empty] | #FFFFFFFF |  |  | FALSE | FALSE | FALSE | [20 empty] | DESKTOP-7SAL8M7\acont | 2019-08-13 09:04 | THOR\acont | 2024-10-09 10:48
ea5e8c06-0e24-46ad-9704-d05883b5a908 | NFPA 170 HORN STROBE CEILING |  |  | North | Eaton Wheelock |  | Horn/Strobe |  |  |  | Module | TRUE | HS4-24MCC-FR | + | Ceiling Horn Strobe, 24 VDC, red | 1 | 0 | 0.249 |  |  |  |  | FALSE | TRUE |  |  |  |  | #FF0070C0 | FA-NFPA 170 HORN STROBE CEILING | 1 | FALSE | FALSE | FALSE | 2012 | [13 empty] | FALSE | [5 empty] | DESKTOP-7EIEB7A\acont | 2021-05-10 12:52 | THOR\acont | 2024-09-08 17:27 | Cloned from Eaton Wheelock HS4-24MCW-FR | [Eaton Wheelock] [NAC] [VDC, CODE 3 MEDIUM DB] HS4-24MCC-FR (C), HS4-24MCC-FW (C)
90791196-093f-4e2f-84de-d059bd997463 | NFPA 170 SMOKE DETECTOR |  |  | North | Notifier |  | Smoke Detector |  |  |  | Module | TRUE | FSP-951 w/B300-6, STI-8200-W | ++ | Addressable low-profile photoelectric smoke detector. FlashScan only. Standard base, STI-8200-W guard. | 1 | 0.0002 | 0.0045 |  |  |  |  | FALSE | TRUE | FLUSH |  | 4" SQ. DEEP | 3 "O" PLASTER RING | #FFFF0000 | FA-NFPA 170 SMOKE DETECTOR | 1 | FALSE | FALSE | FALSE | 1408 |  |  | 7272-0028:0206 | [10 empty] | FALSE |  |  | WG |  |  | THOR\acont | 2024-11-04 08:44 |  |  | Cloned from Notifier FSP-951 w/B300-6 | [Honeywell, Notifier, System Sensor] [SLC SENSORS] [*] [#4 TYPE ADDR ¦ SENSORS] 2251B (C), 2251-COPTIR (C), 2251-COPTIR w/B200S-WH (C), 2251TB (C), 2251TMB (C), 5251B (C), 5251B-WP (C), 5251H (C), 5251RB (C), 5251RB-WP (C), 7251 (C), 7251DH (C), DH200LP [Honeywell, Notifier, System Sensor] [SLC MODULES SENSORS] [*] [#2 SHARED ADDR ¦ SENSORS] 2251B (C), 2251-COPTIR (C), 2251-COPTIR w/B200S-WH (C), 2251TB (C), 2251TMB (C), 5251B (C), 5251B-WP (C), 5251H (C), 5251RB (C), 5251RB-WP (C), 7251 (C), 7251DH (C)
ff217a2e-b076-4709-995d-d05f12ef8fdf | NFPA 170 HEAT DETECTOR |  |  | North | Edwards |  | Heat Detector |  |  |  | Module | TRUE | 302-ET-135 |  | Heat Detector, rate comp, 135F 57.2C, requires STONCO27 | 1 | [6 empty] | FALSE | [5 empty] | #FFFF0000 | FA-NFPA 170 HEAT DETECTOR | 1 | FALSE | FALSE | FALSE | 1403 | [13 empty] | FALSE | [7 empty] | THOR\acont | 2024-09-08 17:27 | 20191121 AC Detector without base | [Edwards, Kidde, Monaco Enterprises] [IDC] 01 1534-1, 200-GAOF, 270A-DPO, 270A-SPO, 270-DOC, 270-DOC-B, 270-DOC-F, 270-DPO, 270-GAO, 270-GAOB, 270-GAO-DOC, 270-GAO-DOCF, 270P-DPO, 270P-SPO, 270-SPO, 270-SPOW, 270-SPOWB, 270-SPOWF, 271-KR1/SR/GS, 276A-REL
e47d9d6f-01a2-4f9e-bdd0-d0636f2eb1b8 | NFPA 170 SMOKE DETECTOR |  |  | North | Edwards |  | Smoke Detector |  |  |  | Module | TRUE | SIGA-IS w/SIGA-RB BASE | ++ | Ionization Smoke Detector | 1 | 4.5e-05 | 4.5e-05 |  |  |  |  | FALSE | TRUE |  |  |  |  | #FFFF0000 | FA-NFPA 170 SMOKE DETECTOR | 1 | FALSE | FALSE | FALSE | 1408 | [13 empty] | FALSE | [7 empty] | THOR\acont | 2024-10-08 16:31 | 20191121 AC Detector with base | [Edwards, Kidde] [SLC EST SENSORS] 01 [*] [EST3, iO1000] DS-HFS (C), DS-PS (C), FX-HD w/IB4U BASE, FX-HD w/RB4U BASE, FX-HD w/SB4U BASE, FX-HD w/SB4U-LF BASE, FX-HD wB4U BASE, FX-PD w/B4U BASE (C), FX-PD w/IB4U BASE (C), FX-PD w/SB4U BASE (C), FX-PD w/SB [Edwards, Kidde] [SLC EST MODULES SENSORS] [*] [#2 SHARED ADDR ¦ SENSORS] KI-DDOS (C), SIGA2-COS w/SIGA-AB4G BASE, SIGA2-COS w/SIGA-AB4G-LF BASE, SIGA2-COS w/SIGA-AB4GT BASE, SIGA2-COS w/SIGA-IB BASE, SIGA2-COS w/SIGA-RB BASE, SIGA2-COS w/SIGA-SB BASE, S [Edwards, Kidde] [SLC EST SENSORS] [*] [#4 TYPE ADDR ¦ SENSORS] KI-DDOS (C), SIGA2-COS w/SIGA-AB4G BASE, SIGA2-COS w/SIGA-AB4G-LF BASE, SIGA2-COS w/SIGA-AB4GT BASE, SIGA2-COS w/SIGA-IB BASE, SIGA2-COS w/SIGA-RB BASE, SIGA2-COS w/SIGA-SB BASE, SIGA2-HCOS [Edwards, Kidde] [SLC EST MODULES/SENSORS] 01 [*] [iO64] DS-HFS (C), DS-PS (C), FX-HD w/IB4U BASE, FX-HD w/RB4U BASE, FX-HD w/SB4U BASE, FX-HD w/SB4U-LF BASE, FX-HD wB4U BASE, FX-PD w/B4U BASE (C), FX-PD w/IB4U BASE (C), FX-PD w/SB4U BASE (C), FX-PD w/SB
ce138145-4c13-4a89-93c4-d0657b9bc376 | NFPA 170 STROBE WALL |  |  | North | Siemens |  | Strobe |  |  |  | Module | TRUE | ZR-HMC-R | 500-636171 | Z STROBE HI MULTI-CANDELA WALL RED | 1 | [12 empty] | #FF0070C0 | FA-NFPA 170 STROBE WALL | 1 | FALSE | FALSE | FALSE | 2023 | [19 empty] | DESKTOP-7SAL8M7\acont | 2019-08-13 09:04 | THOR\acont | 2024-09-08 17:27 | B,T | [Siemens] [NAC] [DC] ZR-HMC-R, ZR-HMC-W
49f28d89-3bce-477a-a6b4-d06bb1e3ac3f |  |  |  | North | Edwards |  | Cards & Components |  |  |  | Card | TRUE | FHSD8300-ULF Main Card | ++ | LaserSense Modulaser - Minimum Display Module main card | 1 | [6 empty] | TRUE | [5 empty] | #FFFFFFFF |  |  | FALSE | FALSE | FALSE | [20 empty] | DESKTOP-EUPOT3B\aucon | 2022-01-25 12:39 | THOR\acont | 2024-10-09 10:48 | Cloned from Edwards 9-30780 | [Edwards] [AUX POWER] [VDC] FHSD8300-ULF Main Card, FHSD8310-ULF Main Card, FHSD8320-ULF Main Card, FHSD8330-ULF Main Card [Edwards] [RS-485] [RS-485] FHSD8300-ULF Main Card, FHSD8310-ULF Main Card, FHSD8320-ULF Main Card, FHSD8330-ULF Main Card | [Edwards] FHSD8300-ULF Main Card, FHSD8310-ULF Main Card [Edwards] FHSD8300-ULF Main Card, FHSD8310-ULF Main Card, FHSD8320-ULF Main Card, FHSD8330-ULF Main Card
695f6b5e-2048-415f-9da6-d073b57d787e |  |  |  | North | Edwards |  | Cards & Components |  |  |  | Card | TRUE | QSC-CPU-1-BR |  | OBSOLETE - CPU/Display with 1 Annunciator Option Space, British | 1 | [6 empty] | TRUE | [5 empty] | #FFFFFFFF |  |  | FALSE | FALSE | FALSE | [14 empty] | FALSE | [7 empty] | THOR\acont | 2024-10-09 10:48
33bdf78d-9c68-441f-8bc1-d076a543dee8 |  |  |  | North | Simplex |  | Hardware |  |  |  | Hardware | TRUE | 2099-9820 | + | Flush mount adapter kit, beige | 1 | [6 empty] | TRUE | [5 empty] | #FFFFFFFF |  |  | FALSE | FALSE | FALSE | [20 empty] | DESKTOP-7EIEB7A\acont | 2022-02-21 12:48 | THOR\acont | 2024-10-09 10:48 | Cloned from Simplex 2099-9819
68d95d85-6a02-45f7-8ecb-d07ab05c3d23 | NFPA 170 FIRE ALARM CONTROL UNIT | RISER FACP |  | North | Hochiki |  | Fire Alarm Control Unit |  |  |  | Assembly | TRUE | LA103K3-14 |  | FireNET L@TITUDE Analog Addressable Fire Alarm Control Panel, 4 Slot Standard Enclosure, 10.25 A Auto Voltage, 6-Loop Panel Module, Hochiki Protocol, Network Module, and Media Gateway™, Red, Printer / 48 Zone LEDs | 1 | [6 empty] | FALSE |  |  | *Refer to Install Sheet | 16.5in (W) x 23.2in (H) x 6in (D) | KM5FCRD (Optional Semi-Flush Mounting Kit) | #FFFF0000 | FA-NFPA 170 FIRE ALARM CONTROL UNIT | 1 | FALSE | FALSE | FALSE | 202 | [8 empty] | 7,12,18,28 |  |  | 10.25 |  | TRUE | [5 empty] | DESKTOP-7SAL8M7\acont | 2019-12-04 15:59 | THOR\acont | 2024-09-08 17:27 | Cloned from Hochiki LA103K1-14
254c92e1-4169-43c1-8b6f-d07e3edc8eed |  |  |  | North | Potter | [5 empty] | Module | TRUE | NGP-300D |  | Nitrogen Generator with 300 Gallon Largest Riser Fill and 500 gallons of Total Sprinkler System Capacity | 1 | [6 empty] | FALSE | [5 empty] | #FFFFFFFF |  |  | FALSE | FALSE | FALSE | [14 empty] | FALSE | [7 empty] | THOR\acont | 2024-10-09 10:48
fec043c9-61f6-4a47-9459-d08a4f5881cd | NFPA 170 VALVE SUPERVISORY SWITCH |  |  | North | Potter |  | Valve Supervisory Switch |  |  |  | Module | TRUE | RBVS | + | Retrofit Ball Valve Switch | 1 | [6 empty] | FALSE | [5 empty] | #FFFF0000 | FA-NFPA 170 VALVE SUPERVISORY SWITCH | 1 | FALSE | FALSE | FALSE |  |  |  | 7770-0328:0010 | [10 empty] | FALSE | [7 empty] | THOR\acont | 2024-09-08 17:27 |  | [Potter] [IDC] 01 OSYSU Series, OSYSU-CRH, OSYSU-EX, OSYSU-EX-O, PCVS Series, PCVS-CRH, PIVS-U-EX, PIVSU-EX-O, PS10 Series, PS10-EX, PS15, PS25, PS40 Series, PS40-EX, RBVS, VSG, VSR Series, VSR-10, VSR-AT, VSR-C, VSR-CF, VSR-FE-2, VSR-FEX Series, VSR-S S
f8f5a199-7169-4e6e-9007-d09053c51684 |  |  |  | North | Notifier | [5 empty] | Module | TRUE | HPX-751 w/B210LP | ++ | HARSH Analog Detector Head | 1 | 0.00029 | 0.00029 |  |  |  |  | FALSE | TRUE |  |  |  |  | #FFFFFFFF |  |  | FALSE | FALSE | FALSE | [14 empty] | FALSE | [7 empty] | THOR\acont | 2024-10-09 10:48 |  | [Honeywell, Notifier, System Sensor] [SLC MODULES SENSORS] [*] [#2 SHARED ADDR ¦ SENSORS] 2251B (C), 2251-COPTIR (C), 2251-COPTIR w/B200S-WH (C), 2251TB (C), 2251TMB (C), 5251B (C), 5251B-WP (C), 5251H (C), 5251RB (C), 5251RB-WP (C), 7251 (C), 7251DH (C) [Honeywell, Notifier, System Sensor] [SLC SENSORS] [*] [#4 TYPE ADDR ¦ SENSORS] 2251B (C), 2251-COPTIR (C), 2251-COPTIR w/B200S-WH (C), 2251TB (C), 2251TMB (C), 5251B (C), 5251B-WP (C), 5251H (C), 5251RB (C), 5251RB-WP (C), 7251 (C), 7251DH (C), DH200LP
5d38736c-7509-4293-bbf8-d092da884c7a | NFPA 170 HEAT DETECTOR |  |  | North | MIRCOM |  | Heat Detector |  |  |  | Module | TRUE | MIX-5251RAP w/B200SR-LF | + | White, Low-profile rate-of-rise thermal sensor, Low Frequency Sounder Base | 1 | 0.0003 | 0.0065 |  |  |  |  | FALSE | TRUE |  |  |  |  | #FFFF0000 | FA-NFPA 170 HEAT DETECTOR | 1 | FALSE | FALSE | FALSE | 1403 | [13 empty] | FALSE |  |  | LF¦R |  |  | DESKTOP-7SAL8M7\acont | 2019-04-12 13:26 | THOR\acont | 2024-09-08 17:27 | 20191121 AC Detector with base | [MIRCOM, Monaco Enterprises] [AUX POWER] [24 VDC] 721-121-00 w/B200SR-LF-WH (C), 721-124-00 w/B200SR-LF-WH (C), 722-121-00 w/B200SR-LF-WH (C), 722-406-00 w/B200SR-LF-WH (C), 723-345-00 w/B200SR-LF-WH (C), 723-353-00 w/B200SR-LF-WH (C), 723-361-00 w/B200S [MIRCOM] [SLC SENSORS] [*] [#4 TYPE ADDR ¦ SENSORS] DNR w/MIX-2251BR (C), DNR w/MIX-2351RAP (C), MIX-1251AP w/B200SR-LF-WH (C), MIX-1251AP w/B200SR-WH (C), MIX-1251AP w/B210LP (C), MIX-1251AP w/B224RB-WH (C), MIX-1251AP w/B501 (C), MIX-1251B w/B200SR-LF- [MIRCOM] [SLC MODULES SENSORS] [*] [#2 SHARED ADDR ¦ SENSORS] DNR w/MIX-2251BR (C), DNR w/MIX-2351RAP (C), MIX-1251AP w/B200SR-LF-WH (C), MIX-1251AP w/B200SR-WH (C), MIX-1251AP w/B210LP (C), MIX-1251AP w/B224RB-WH (C), MIX-1251AP w/B501 (C), MIX-1251B w/
9b24638c-5006-426b-af7a-d09b68a278ba | NFPA 170 GAS DETECTOR |  |  | North | Honeywell |  | Gas Detection |  |  |  | Module | TRUE | XCD |  | Gas Detector | 1 | [6 empty] | FALSE | [5 empty] | #FFFF0000 | FA-NFPA 170 GAS DETECTOR | 1 | FALSE | FALSE | FALSE | 1408 | [13 empty] | FALSE |  |  | GAS |  |  | OFFICE-ALIENWIN\AugWin7 | 2021-10-20 16:27 | THOR\acont | 2024-09-08 17:27 | Cloned from Honeywell 5800CO | [Honeywell] [IDC] 10 XCD, XCL [Honeywell] [RS-485] XCD, XCL [Honeywell] [IDC] 09 XCD, XCL [Honeywell] [IDC] 08 XCD, XCL [Honeywell] [AUX POWER] XCD, XCL
77c6c715-c603-4ff3-a555-d09bde35a0ec | CADGEN ELECTRIC STRIKE |  |  | North | HES | Security/Access Control | Electric Strike |  |  |  | Module | TRUE | 9600 | ++ | Surface Mounted Electric Strike | 1 | 0.5 | 0.5 |  |  | 12 |  | TRUE | [5 empty] | #FFFF0000 | FA-CADGEN ELECTRIC STRIKE | 1 | FALSE | FALSE | FALSE | [17 empty] | R1 |  |  | DESKTOP-QGO6JOK\acont | 2023-12-28 07:48 | THOR\acont | 2024-09-08 17:27 | Cloned from ASSA ABLOY 9600 | [Alarm Controls, ALARM CONTROLS CORPORATION, ASSA ABLOY, Generic, HES, RCI, Von Duprin] [ACCESS CONTROL OUTPUT] [*] 1200L, 1200LB, 1200S, 1500, 1600, 4200, 5100, 600D, 600L, 600S, 6210, 6211, 6211AL, 6211WF, 6212, 6212WF, 6213, 6214, 6215, 6216, 6221, 62
c93ae233-7cf2-4c60-84cb-d0a401670a0e |  |  |  | North | MIRCOM |  | Cards & Components |  |  |  | Card | TRUE | OCAC-304 | ++ | Four Indicating Circuit Class “A” Converter Module | 1 | [6 empty] | TRUE | [5 empty] | #FFFFFFFF |  |  | FALSE | FALSE | FALSE | [14 empty] | FALSE | [5 empty] | AULAPTOP-PC\Aulaptop | 2018-10-13 06:23 | THOR\acont | 2024-10-09 10:48 | Cloned from MIRCOM New Part
9f8104f7-9cc6-491b-b22b-d0aa5ee04bbb | NFPA 170 HEAT DETECTOR |  |  | North | Monaco Enterprises |  | Heat Detector |  |  |  | Module | TRUE | 721-124-00 w/B200SR-LF-WH | + | DETECTOR,HEAT:135 F,RATE-OF-RISE & FIXED,INTELLIGENT,LOW PROFILE,HEAD | 1 | 0.0003 | 0.0065 |  |  |  |  | FALSE | TRUE |  |  |  |  | #FFFF0000 | FA-NFPA 170 HEAT DETECTOR | 1 | FALSE | FALSE | FALSE | 1403 | [13 empty] | FALSE |  |  | LF¦R |  |  | DESKTOP-7SAL8M7\acont | 2020-02-23 09:27 | THOR\acont | 2024-09-08 17:27 | Cloned from MIRCOM MIX-5251RB w/B200SR-LF | [Monaco Enterprises] [SLC SENSORS] 01 [*] 721-121-00 w/B200SR-LF-WH (C), 721-121-00 w/B200SR-WH (C), 721-121-00 w/B210LP (C), 721-121-00 w/B224RB-WH (C), 721-121-00 w/B501 (C), 721-124-00 w/B200SR-LF-WH (C), 721-124-00 w/B200SR-WH (C), 721-124-00 w/B210L [Monaco Enterprises] [SLC SENSORS] 01 [*] 721-121-00 w/B200SR-LF-WH (C), 721-121-00 w/B200SR-WH (C), 721-121-00 w/B210LP (C), 721-121-00 w/B224RB-WH (C), 721-121-00 w/B501 (C), 721-124-00 w/B200SR-LF-WH (C), 721-124-00 w/B200SR-WH (C), 721-124-00 w/B210L [MIRCOM, Monaco Enterprises] [AUX POWER] [24 VDC] 721-121-00 w/B200SR-LF-WH (C), 721-124-00 w/B200SR-LF-WH (C), 722-121-00 w/B200SR-LF-WH (C), 722-406-00 w/B200SR-LF-WH (C), 723-345-00 w/B200SR-LF-WH (C), 723-353-00 w/B200SR-LF-WH (C), 723-361-00 w/B200S [Monaco Enterprises] [SLC MODULES SENSORS] 01 [*] 708-026-01, 708-031-00, 721-121-00 w/B200SR-LF-WH (C), 721-121-00 w/B200SR-WH (C), 721-121-00 w/B210LP (C), 721-121-00 w/B224RB-WH (C), 721-121-00 w/B501 (C), 721-124-00 w/B200SR-LF-WH (C), 721-124-00 w/B [Monaco Enterprises] [SLC MODULES/SENSORS] 01 [*] 721-121-00 w/B200SR-LF-WH (C), 721-121-00 w/B200SR-WH (C), 721-121-00 w/B210LP (C), 721-121-00 w/B224RB-WH (C), 721-121-00 w/B501 (C), 721-124-00 w/B200SR-LF-WH (C), 721-124-00 w/B200SR-WH (C), 721-124-00
a67e8e58-8946-494c-87a3-d0ab2f222958 | NFPA 170 HORN STROBE |  |  | North | Siemens |  | Horn/Strobe |  |  |  | Module | TRUE | SL2FSSWW-F | S54329-F138-A1++ | Sounder-Strobe, Wall, Clear, White, Fire | 1 | [12 empty] | #FF0070C0 | FA-NFPA 170 HORN STROBE | 1 | FALSE | FALSE | FALSE | 2023 | [16 empty] | LF |  |  | DESKTOP-7EIEB7A\acont | 2023-08-03 11:49 | THOR\acont | 2024-09-08 17:27 | Cloned from Siemens SL2HSWW-F | [Siemens] [NAC] [24 VDC, HORN TEMPORAL] SL2FSSCR-AL (C), SL2FSSCR-CO (C), SL2FSSCR-F (C), SL2FSSCR-N (C), SL2FSSCW-AL (C), SL2FSSCW-CO (C), SL2FSSCW-F (C), SL2FSSCW-N (C), SL2FSSWR-AL, SL2FSSWR-CO, SL2FSSWR-F, SL2FSSWR-N, SL2FSSWW-CO, SL2FSSWW-F, SL2FSSW
ca75c661-46fe-4c13-9097-d0b34a700d9f | NFPA 170 STROBE WALL |  |  | North | Hochiki |  | Strobe |  |  |  | Module | TRUE | RSSWP-24MCWH-FR |  | NOTIFICATION, STROBE, RED, WALL, 135CD/185CD, WP | 1 | 0 | 0.42 |  |  |  |  | FALSE | FALSE |  | *Refer to Install Sheet |  |  | #FF0070C0 | FA-NFPA 170 STROBE WALL | 1 | FALSE | FALSE | FALSE | 2023 | [13 empty] | FALSE |  |  | WP |  |  |  |  | THOR\acont | 2024-09-08 17:27 |  | [Eaton Wheelock, Hochiki] [NAC] [24VDC] RSSWP-24MCWH-FR, RSSWP-24MCWH-FW
f6763534-0db9-41c2-bb2e-d0b3bdc01f11 | NFPA 170 ADDRESSABLE INPUT MONITOR MODULE |  |  | North | DMP |  | Addressable Module |  |  |  | Module | TRUE | 714-8L-R |  | 8 Zone Input Module, red Model 350 enclosure | 1 | 0.0328 | 0.036 |  |  |  |  | FALSE | [5 empty] | #FFFF0000 | FA-NFPA 170 ADDRESSABLE INPUT MONITOR MODULE | 1 | FALSE | FALSE | FALSE | 1000 | [13 empty] | FALSE |  |  | 8 |  |  | DESKTOP-7SAL8M7\acont | 2020-08-19 11:26 | THOR\acont | 2024-09-08 17:27 | Cloned from DMP 714-8L-G | [BluePoint, DMP] [DMP LX BUS] [*] [LX BUS] 712-8, 714, 714-16, 714-16L-G, 714-16L-R, 714-16PCB, 714-16-R, 714-8, 714-8L-G, 714-8L-R, 714-8PCB, 714-8-R, 715-16, 715-16PCB, 715-8, 715-8 COPY, 715-8PCB, BP-DHE-714-8 | [BluePoint, DMP] 712-8, 714-8, 714-8L-G, 714-8L-R, 714-8PCB, 714-8-R, 715-8, 715-8 COPY, 715-8PCB, BP-DHE-714-8
f52448a9-7ae7-453e-a0ee-d0b6d6b16e4c | NFPA 170 SMOKE CO DETECTOR |  |  | North | Potter |  | Smoke/CO Detector |  |  |  | Module | TRUE | PAD300-PCD w/PAD300-RB | ++ | Photoelectric Smoke/CO Detector with 6" Base with One Form-C Relay Contact | 1 | 0.0006 | 0.0006 |  |  |  |  | FALSE | TRUE |  |  |  |  | #FFFF0000 | FA-NFPA 170 SMOKE CO DETECTOR | 1 | FALSE | FALSE | FALSE | 1411 | [13 empty] | FALSE |  |  | RB |  |  | DESKTOP-7EIEB7A\acont | 2023-01-20 06:58 | THOR\acont | 2024-09-08 17:27 | Cloned from Potter PAD200-PCD w/PAD100-RB | [Potter] [SLC PAD] [*] [#2 SHARED ADDR ¦ SENSORS] PAD100-CD w/PAD100-4DB, PAD100-CD w/PAD100-6DB, PAD100-CD w/PAD100-IB, PAD100-CD w/PAD100-LFSB, PAD100-CD w/PAD100-RB, PAD100-CD w/PAD100-SB, PAD100-CD w/PAD100-SPKB, PAD100-DUCT (C), PAD100-DUCTR (C), PA | [Potter] PAD300-CD w/PAD300-RB, PAD300-HD w/PAD300-RB, PAD300-PCD w/PAD300-RB, PAD300-PCD w/PAD300-RB (Split), PAD300-PD w/PAD300-RB, PAD300-PHD w/PAD300-RB, PAD300-PHD w/PAD300-RB (Split)
a3fba85f-e497-451b-b80a-d0ba669ffe6f | NFPA 170 SPEAKER CEILING |  |  | North | Eaton Wheelock |  | Speaker |  |  |  | Module | TRUE | ELSPKRC-AL | + | CEILING SPEAKER, RED, ALERT | 1 | [6 empty] | TRUE | TRUE |  |  |  |  | #FF0070C0 | FA-NFPA 170 SPEAKER CEILING | 1 | FALSE | FALSE | FALSE | 2020 | [19 empty] | DESKTOP-7EIEB7A\acont | 2021-04-29 08:03 | THOR\acont | 2024-09-08 17:27 | Cloned from Eaton Wheelock ELSPKR-AL | [Concealite, Eaton Wheelock] [AUDIO 70.7v] [70V AUDIO] ELSPKR, ELSPKR-AL, ELSPKRC (C), ELSPKRC-AL (C), ELSPKRC-N (C), ELSPKR-N, ELSPKW, ELSPKW-AL, ELSPKWC (C), ELSPKWC-AL (C), ELSPKWC-N (C), ELSPKW-N, ELSPSTR, ELSPSTR-AL, ELSPSTRC (C), ELSPSTRC-AL (C), E [Concealite, Eaton Wheelock] [AUDIO 25v] [25V AUDIO] ELSPKR, ELSPKR-AL, ELSPKRC (C), ELSPKRC-AL (C), ELSPKRC-N (C), ELSPKR-N, ELSPKW, ELSPKW-AL, ELSPKWC (C), ELSPKWC-AL (C), ELSPKWC-N (C), ELSPKW-N, ELSPSTR, ELSPSTR-AL, ELSPSTRC (C), ELSPSTRC-AL (C), ELS
b306ca0e-61c0-4079-83cb-d0c0e0374ff1 |  |  |  | North | ADI |  | Hardware |  |  |  | Hardware | TRUE | PW-PS12180NB | 100548049 | BATTERY, 12 VOLT 18 AH W/NUT AND BOLT TERMINALS | 1 | [6 empty] | FALSE | [5 empty] | #FFFFFFFF |  |  | FALSE | FALSE | FALSE | [20 empty] | DESKTOP-7SAL8M7\acont | 2019-07-08 19:51 | THOR\acont | 2024-10-09 10:48
796f9eaa-4a21-4edd-9ab5-d0c5b945c430 |  |  |  | North | MIRCOM |  | Cards & Components |  |  |  | Card | TRUE | QX-MINI-KIT | + | QX-mini main board, main display, 1 X 30W amplifier, panel door, blank plate, and transformer on back plate. A second 30W amplifier can be added. | 1 | [6 empty] | TRUE | [5 empty] | #FFFFFFFF |  |  | FALSE | FALSE | FALSE | [14 empty] | FALSE | [5 empty] | DESKTOP-7SAL8M7\acont | 2019-04-13 20:40 | THOR\acont | 2024-10-09 10:48 | Cloned from MIRCOM QX-MINI MAIN BOARD
8cf9cf0d-18c8-4931-833b-d0c6216540b9 |  |  |  | North | Kidde |  | Cards & Components |  |  |  | Card | TRUE | APS6A MB |  | 6.5 Amp Booster Power Supply | 1 | [6 empty] | TRUE | [5 empty] | #FFFFFFFF |  |  | FALSE | FALSE | FALSE | [14 empty] | FALSE | [5 empty] | DESKTOP-7SAL8M7\acont | 2020-01-02 07:57 | THOR\acont | 2024-10-09 10:48 | Cloned from Edwards APS6A
76b876f4-7813-41b9-8d63-d0cc0645752d |  |  |  | North | Altronix |  | Cards & Components |  |  |  | Card | TRUE | AL300ULX Main Board | + | Fire Alarm Power Supply Main Board | 1 | [6 empty] | TRUE | FALSE |  |  |  |  | #FFFFFFFF |  |  | FALSE | FALSE | FALSE | [14 empty] | FALSE | [5 empty] | DESKTOP-7SAL8M7\acont | 2019-12-12 08:53 | THOR\acont | 2024-10-09 10:48 | Cloned from Altronix AL1002ULADA Main Board | [Altronix, Hochiki, LifeSafety Power] [NAC Trigger] AL1024ULM MAIN CARD, AL1024ULX Main Board, AL125UL Main Board, AL300ULX Main Board, AL400ULX Main Board, AL400ULXJ Main Board (24VDC), AL600ULACM Main Board, AL600ULXR Main Board, eFlow104N Main Board, [Altronix, LifeSafety Power] [IDC] 01 [BATTERY] AL1024ULM MAIN CARD, AL1024ULX Main Board, AL300ULX Main Board, AL400ULX Main Board, AL400ULXJ Main Board (24VDC), AL600ULXR Main Board, eFlow104N Main Board, eFlow104N16 Main Board, eFlow104N8 Main Board, [Altronix, LifeSafety Power] [IDC] 02 [AC FAIL] AL1024ULX Main Board, AL300ULX Main Board, AL400ULX Main Board, AL400ULXJ Main Board (24VDC), AL600ULXR Main Board, eFlow104N Main Board, eFlow104N16 Main Board, eFlow104N8 Main Board, FPO150/250-2C82D8PE4M | [Altronix] AL300ULX Main Board
0650069f-5d6d-4b3e-aa91-d0d29adea08e | NFPA 170 MAIN RESERVE |  |  | North | Fike |  | Switch |  |  |  | Module | TRUE | 10-2967 | ++ | Main-Reserve Switch Assembly | 1 | [6 empty] | TRUE | [5 empty] | #FFFF0000 | FA-NFPA 170 MAIN RESERVE | 1 | FALSE | FALSE | FALSE | [20 empty] | THOR\acont | 2024-08-16 07:47 | THOR\acont | 2024-09-08 17:27 | Cloned from Ansul 76496 | [Fike] [AUX POWER, RELEASING] [#1 INPUT TYPE] 10-2967 [Fike] [AUX POWER, RELEASING] [#2 INPUT TYPE] 10-2967
4a5bef80-e3d3-40d3-a550-d0d3d2c2d619 | NFPA 170 SPEAKER WALL |  |  | North | System Sensor |  | Speaker |  |  |  | Module | TRUE | SPRK | + | Outdoor Speaker | 1 | [6 empty] | FALSE | FALSE | FLUSH |  | 5.1" X 5.7" X 2.0" (BY TSI) | N/A | #FF0070C0 | FA-NFPA 170 SPEAKER WALL | 1 | FALSE | FALSE | FALSE | 2019 |  |  | 7320-1653:0201 | [10 empty] | FALSE |  |  | WP |  |  |  |  | THOR\acont | 2024-09-08 17:27 |  | [BluePoint, System Sensor] [AUDIO 25v] [25V AUDIO] BP04-311P, SPCR (C), SPCW (C), SPCWK (C), SPRK, SPSCWH (C), SPSCWHK (C), SPSCWHK-P (C), SPSCWK (C), SPSCWK-CLR-ALERT (C), SPSRHK, SPSRK, SPSRK-P, SPSWK, SPSWK-CLR-ALERT, SPSWK-P, SPWK [BluePoint, System Sensor] [AUDIO 70.7v] [70V AUDIO] BP04-311P, SPCR (C), SPCW (C), SPCWK (C), SPRK, SPSCWH (C), SPSCWHK (C), SPSCWHK-P (C), SPSCWK (C), SPSCWK-CLR-ALERT (C), SPSRHK, SPSRK, SPSRK-P, SPSWK, SPSWK-CLR-ALERT, SPSWK-P, SPWK
a42a4942-67b0-4586-aa2d-d0d4c307d68a | NFPA 170 SPEAKER STROBE |  |  | North | System Sensor |  | Speaker/Strobe |  |  |  | Module | TRUE | SPSWLED-CLR-ALERT | ++ | 2-WIRE, SPEAKER STROBE LED WHITE WALL ALERT CLR | 1 | 0 | 0.017 |  |  |  |  | FALSE | [5 empty] | #FF0070C0 | FA-NFPA 170 SPEAKER STROBE | 1 | FALSE | FALSE | FALSE | 2019 | [13 empty] | FALSE | [5 empty] | THOR\acont | 2024-02-21 11:01 | THOR\acont | 2024-09-08 17:27 | Cloned from System Sensor SPSWLED | [System Sensor] [NAC] [VDC] SPSRLED, SPSRLED-B, SPSRLED-P, SPSRLED-SP, SPSWLED, SPSWLED-ALERT, SPSWLED-B, SPSWLED-CLR-ALERT, SPSWLED-P [System Sensor] [AUDIO 25v] [25V AUDIO] SPSCRLED (C), SPSCRLED-B (C), SPSCRLED-BT (C), SPSCWLED (C), SPSCWLED-B (C), SPSCWLED-BT (C), SPSCWLED-CLR-ALERT (C), SPSCWLED-P (C), SPSCWLED-SP (C), SPSCWLED-T (C), SPSCWLED-TP (C), SPSRLED, SPSRLED-B, SPSRLED-P, [System Sensor] [AUDIO 70.7v] [70V AUDIO] SPSCRLED (C), SPSCRLED-B (C), SPSCRLED-BT (C), SPSCWLED (C), SPSCWLED-B (C), SPSCWLED-BT (C), SPSCWLED-CLR-ALERT (C), SPSCWLED-P (C), SPSCWLED-SP (C), SPSCWLED-T (C), SPSCWLED-TP (C), SPSRLED, SPSRLED-B, SPSRLED-
653a9893-4744-4490-bbce-d0d67b33c0ef |  |  |  | North | WINLAND | Environmental |  |  |  |  | Module | TRUE | EA800-ip |  |  | 1 | [12 empty] | #FFFFFFFF |  |  | FALSE | FALSE | FALSE | [20 empty] | THOR\acont | 2024-03-12 21:43 | THOR\acont | 2024-10-09 10:48
f0f84dd5-aef3-4df4-be94-d0e63ddfc76b | NFPA 170 SMOKE CO DETECTOR |  |  | North | Gamewell FCI |  | Smoke/CO Detector |  |  |  | Module | TRUE | MCS-COP3 w/B300-6 | + | Intelligent multi-criteria photo/CO, bright white, Velociti w/ 6” Flanged mounting base, bright white | 1 | 0.0002 | 0.0045 |  |  |  |  | FALSE | TRUE | FLUSH |  | 4" SQ. DEEP | 3 "O" PLASTER RING | #FFFF0000 | FA-NFPA 170 SMOKE CO DETECTOR | 1 | FALSE | FALSE | FALSE | 1407 | [13 empty] | FALSE | [5 empty] | DESKTOP-7SAL8M7\acont | 2020-11-19 16:12 | THOR\acont | 2024-09-08 17:27 | Cloned from Gamewell ASD-PL3 w/B300-6 | [Gamewell FCI] [SLC SENSORS] [*] [#4 TYPE ADDR ¦ SENSORS] ADPF (C), ASD-PL2F w/B200S-LF-WH (C), ASD-PL2F w/B210LP (C), ASD-PL2FR (C), ASD-PL3 w/B200S-LF-WH (C), ASD-PL3 w/B200SR-LF-WH (C), ASD-PL3 w/B200SR-WH (C), ASD-PL3 w/B224BI-WH (C), ASD-PL3 w/B224R
f31e360a-0c64-4783-a8be-d0e7a41cc347 | NFPA 170 FLAME DETECTOR |  |  | North | Macurco |  | Flame Detector |  |  |  | Module | TRUE | 84-4211-1100-20 | ++ | TXP-FDE UV/IR-F, No Video, SS, M25, Tilt Mount | 1 | 0.012 | 0.18 |  |  |  |  | FALSE | FALSE |  |  | 5.51” (L) x 3.54” (W) x 3.54” (H) |  | #FFFF0000 | FA-NFPA 170 FLAME DETECTOR | 1 | FALSE | FALSE | FALSE | 1401 | [13 empty] | FALSE |  |  | UV/IR |  |  | THOR\acont | 2024-01-09 08:30 | THOR\acont | 2024-09-08 17:27 | Cloned from Macurco 84-3211-1100-20 CLONED CLONED | [Firelite, Macurco, Notifier, Silent Knight, System Sensor] [AUX POWER] [*] [AUX INPUT ++] 1251B (C), 1412B (C), 1424 (C), 2112/24AT (C), 2112/24S (C), 2112/24TS (C), 2112AITR (C), 2112ATR (C), 2112R (C), 2124AITR (C), 2124ATR (C), 2124R (C), 2151 w/B110 [Firelite, Macurco, Notifier, Silent Knight, System Sensor] [IDC] 01 [IDC 4-WIRE ++] 1251B (C), 1412B (C), 1424 (C), 2112/24AT (C), 2112/24S (C), 2112/24TS (C), 2112AITR (C), 2112ATR (C), 2112R (C), 2124AITR (C), 2124ATR (C), 2124R (C), 2151 w/B110RLP (C
7a617fbd-d0df-453f-9e91-d0f2bcd62956 |  |  |  | North | Simplex | [5 empty] | Module | TRUE | 4100-6308 | ++ | ES Net NIC dual channel multi-mode fiber media card | 1 | 0.135 | 0.135 | [10 empty] | #FFFFFFFF |  |  | FALSE | FALSE | FALSE | [20 empty] | THOR\acont | 2024-02-23 05:55 | THOR\acont | 2024-10-09 10:48 | Cloned from Simplex 4100-6306 | [Autocall, Simplex] [Fiber Optic] [NETWORK ++] 4007-6307, 4007-6308, 4007-6309, 4010-6307, 4010-6308, 4100-6307, 4100-6308, 4190-9858, 4190-9859, A007-6307, A007-6308, A007-6309, A010-6307, A010-6308, A100-6307, A100-6308, A190-9858, A190-9859 | [Autocall, Simplex] 4007-6308, 4007-6309, 4010-6308, 4100-6308, 4190-9859, A007-6308, A007-6309, A010-6308, A100-6308, A190-9859
7f183d88-b723-4582-8dac-d0f39524edea | NFPA 170 FIRE ALARM CONTROL UNIT | RISER FACP |  | North | Kidde |  | Fire Alarm Control Unit |  |  |  | Assembly | TRUE | FX-3RD | ++ | Conventional FACP, 3 Zones, 2 Cl B NACs, dialer, red, 120v | 1 | [6 empty] | FALSE | [5 empty] | #FFFF0000 | FA-NFPA 170 FIRE ALARM CONTROL UNIT | 1 | FALSE | FALSE | FALSE | 202 | [8 empty] | 7,12,18,24 |  | 7 |  |  | TRUE | [5 empty] | THOR\acont | 2024-03-08 10:45 | THOR\acont | 2024-09-08 17:27 | Cloned from Kidde FX-5RD
5fec5788-7697-430b-98d0-d0f7b9d0b943 |  |  |  | North | Siemens | [5 empty] | Module | TRUE | PBR-1193 | 500-695078 | FLT REFLECTOR PKG (10CM X 10CM) | 1 | [12 empty] | #FFFFFFFF |  |  | FALSE | FALSE | FALSE | [20 empty] | DESKTOP-7SAL8M7\acont | 2019-08-13 09:04 | THOR\acont | 2024-10-09 10:48
2c4b9caa-b424-4de4-be73-d0fd78c0e9e6 | NFPA 170 HORN STROBE |  |  | North | System Sensor |  | Horn/Strobe |  |  |  | Module | TRUE | P2WH-LF | + | 2-Wire Low Frequency Sounder Strobe, High cd, White | 1 | 0 | 0.119 |  |  |  |  | FALSE | [5 empty] | #FF0070C0 | FA-NFPA 170 HORN STROBE | 1 | FALSE | FALSE | FALSE | 2012 | [13 empty] | FALSE |  |  | LF |  |  | DESKTOP-7EIEB7A\acont | 2022-06-21 18:38 | THOR\acont | 2024-09-08 17:27 | Cloned from System Sensor P2WL-LF | [System Sensor] [NAC] [VFWR, TEMPORAL HIGH] P2RH-LF, P2WH-LF [System Sensor] [NAC] [VDC, TEMPORAL HIGH] P2RH-LF, P2WH-LF
2601931f-9a5f-48ac-b7a1-d1004cf25914 | NFPA 170 HEAT DETECTOR |  |  | North | Hochiki |  | Heat Detector |  |  |  | Module | TRUE | ATG-EA w/SCI-B4 SHORT CIRCUIT ISOLATOR BASE | ATG-EA FIXED TEMP/RATE OF RISE HEAT SENSOR | ATG-EA FIXED TEMP/RATE OF RISE HEAT SENSOR | 1 | 0.00035 | 0.0005 |  |  |  |  | TRUE | TRUE |  | *Refer to Install Sheet |  |  | #FFFF0000 | FA-NFPA 170 HEAT DETECTOR | 1 | FALSE | FALSE | FALSE | 1403 | [16 empty] | SCI |  |  | DESKTOP-0D6CQVA\lousc | 2019-10-12 09:53 | THOR\acont | 2024-09-08 17:27 | Cloned from Hochiki ATJ-EA w/SCI-B4 SHORT CIRCUIT ISOLATOR BASE | [Hochiki] [SLC HOCHIKI] 01 [*] [SLC] ACD-V w/ASBL SOUNDER BASE (C), ACD-V w/HSB-NSA-6 STANDARD BASE (C), ACD-V w/SCI-B4 SHORT CIRCUIT ISOLATOR BASE (C), ACD-V w/SCI-B6 SHORT CIRCUIT ISOLATOR BASE (C), ACD-V w/YBN-NSA-4 STANDARD BASE (C), ATG-EA w/ASB SOU
8fdaf099-be0a-4e37-99b5-d103adb6f782 |  |  |  | North | Autocall |  | Cards & Components |  |  |  | Card | TRUE | A100-1321 |  | Analog 70.7VRMS Back-up 100 W Amplifier | 1 | 0.085 | 0 |  |  |  |  | TRUE | [5 empty] | #FFFFFFFF |  |  | FALSE | FALSE | FALSE | [20 empty] | DESKTOP-0D6CQVA\lousc | 2019-07-07 13:35 | THOR\acont | 2024-10-09 10:48 | Cloned from AutoCall A100-1315
d6981ad2-4c90-4ad6-b7a8-d10a6d0086df |  |  |  | North | Simplex |  | Cards & Components |  |  |  | Card | TRUE | 4100-0210 |  | Audio Controller Board | 1 | 0.185 | 0.185 |  |  |  |  | TRUE | [5 empty] | #FFFFFFFF |  |  | FALSE | FALSE | FALSE | [20 empty] | THOR\acont | 2024-12-06 06:16 | THOR\acont | 2024-12-06 06:48 | Cloned from Simplex 4100-6005
ff1e0440-f987-40c4-a260-d10c0cce0e9d | NFPA 170 STROBE CEILING |  |  | North | Siemens |  | Strobe |  |  |  | Module | TRUE | SL2SCR-F | S54329-F188-A1++ | Strobe, Ceiling, Clear, Red, Fire | 1 | [7 empty] | TRUE |  |  |  |  | #FF0070C0 | FA-NFPA 170 STROBE CEILING | 1 | FALSE | FALSE | FALSE | 2023 | [19 empty] | DESKTOP-7EIEB7A\acont | 2023-08-03 09:40 | THOR\acont | 2024-09-08 17:27 | Cloned from Siemens SL2SWR-F | [Siemens] [NAC] [16.0 – 33.0 VDC] SL2SCR-A (C), SL2SCR-AL (C), SL2SCR-ALA (C), SL2SCR-ALB (C), SL2SCR-F (C), SL2SCR-FB (C), SL2SCR-N (C), SL2SCR-NA (C), SL2SCR-NB (C), SL2SCW-A (C), SL2SCW-AL (C), SL2SCW-ALA (C), SL2SCW-ALB (C), SL2SCW-EV (C), SL2SCW-F (
9a862597-0606-45a4-81ad-d10e136a77eb | NFPA 170 SMOKE DETECTOR |  |  | North | Notifier |  | Smoke Detector |  |  |  | Module | TRUE | FSD-751RP w/B210LP |  | DETECTOR, SMOKE, ADDRESSABLE PHOTO w/STANDARD BASE | 1 | 0.0003 | 0.0003 |  |  |  |  | FALSE | TRUE |  |  |  |  | #FFFF0000 | FA-NFPA 170 SMOKE DETECTOR | 1 | FALSE | FALSE | FALSE | 1408 | [13 empty] | FALSE | [7 empty] | THOR\acont | 2024-09-08 17:27 | 20191121 AC Detector with base | [Honeywell, Notifier, System Sensor] [SLC SENSORS] [*] [#4 TYPE ADDR ¦ SENSORS] 2251B (C), 2251-COPTIR (C), 2251-COPTIR w/B200S-WH (C), 2251TB (C), 2251TMB (C), 5251B (C), 5251B-WP (C), 5251H (C), 5251RB (C), 5251RB-WP (C), 7251 (C), 7251DH (C), DH200LP [Honeywell, Notifier, System Sensor] [SLC MODULES SENSORS] [*] [#2 SHARED ADDR ¦ SENSORS] 2251B (C), 2251-COPTIR (C), 2251-COPTIR w/B200S-WH (C), 2251TB (C), 2251TMB (C), 5251B (C), 5251B-WP (C), 5251H (C), 5251RB (C), 5251RB-WP (C), 7251 (C), 7251DH (C)
487b6c3c-824b-42a7-bac1-d11049bc0836 |  |  |  | North | Edwards |  | Cards & Components |  |  |  | Card | TRUE | QS2-CPU-1-SP |  | OBSOLETE - CPU/Display with 1 Annunciator Option Space, Spanish | 1 | [6 empty] | TRUE | [5 empty] | #FFFFFFFF |  |  | FALSE | FALSE | FALSE | [14 empty] | FALSE | [7 empty] | THOR\acont | 2024-10-09 10:48
8d52246f-024c-49ff-adaa-d111bd9ff329 |  |  |  | North | Siemens | [5 empty] | Module | TRUE | PAD-3 | 599-699189 | P/S NAC EXT 6 AMPS | 1 | [12 empty] | #FFFFFFFF |  |  | FALSE | FALSE | FALSE | [20 empty] | DESKTOP-7SAL8M7\acont | 2019-08-13 09:04 | THOR\acont | 2024-10-09 10:48
976c0382-3b53-4430-9441-d1192c651e6a |  |  |  | North | Hochiki |  | Cards & Components |  |  |  | Card | TRUE | FNV-FPI | + | Fire Phone Interface Card | 1 | 0.041 | 0.041 |  |  |  |  | TRUE | [5 empty] | #FFFFFFFF |  |  | FALSE | FALSE | FALSE | [20 empty] | DESKTOP-7SAL8M7\acont | 2019-11-04 16:54 | THOR\acont | 2024-10-09 10:48 | Cloned from Evax MX-FPI
cf193f40-477e-4bdb-970c-d11cc9b1e7a9 |  |  |  | North | Bosch | [5 empty] | Module | TRUE | NDA-5031-PIP-MO | * | ***(Motor Shop Electric Construction Co.)Pendant Interface Plate, Ndi-4/5000 | 1 | [12 empty] | #FFFFFFFF |  |  | FALSE | FALSE | FALSE | [20 empty] | DESKTOP-7EIEB7A\acont | 2021-08-13 06:25 | THOR\acont | 2024-10-09 10:48
a4a20af3-2031-4f5d-887c-d12192591a47 | NFPA 170 SPEAKER STROBE |  |  | North | Gentex |  | Speaker/Strobe |  |  |  | Module | TRUE | SSPK24WLPW |  | Speaker/Strobe, 24 VDC, Wall Mount, White | 1 | 0 | 0.137 |  |  |  |  | FALSE | FALSE |  |  |  |  | #FF0070C0 | FA-NFPA 170 SPEAKER STROBE | 1 | FALSE | FALSE | FALSE | 2019 | [13 empty] | FALSE | [7 empty] | THOR\acont | 2024-09-08 17:27 |  | [Gentex, Hochiki, Potter] [AUDIO 70.7v] [70V AUDIO] CSPKSTR-24AR (C), CSPKSTR-24AW (C), CSPKSTR-24BR (C), CSPKSTR-24BW (C), CSPKSTR-24GR (C), CSPKSTR-24GW (C), CSPKSTR-24RR (C), CSPKSTR-24RW (C), FASPKR-R (C), FASPKR-W (C), FASPKR-WR, FASPKR-WW, FASPK-WP [Gentex, Hochiki] [NAC] [UL MAX] HSSPK24WLPPR, HSSPK24WLPPW, HSSPK24WLPR, HSSPK24WLPW, SSPK24AWR, SSPK24AWW, SSPK24CR (C), SSPK24CW (C), SSPK24WLPR, SSPK24WLPW [Gentex, Hochiki, Potter] [AUDIO 25v] [25V AUDIO] CSPKSTR-24AR (C), CSPKSTR-24AW (C), CSPKSTR-24BR (C), CSPKSTR-24BW (C), CSPKSTR-24GR (C), CSPKSTR-24GW (C), CSPKSTR-24RR (C), CSPKSTR-24RW (C), FASPKR-R (C), FASPKR-W (C), FASPKR-WR, FASPKR-WW, FASPK-WPR,
a543570b-0b15-4f4b-a238-d12c529e6e4d | NFPA 170 SMOKE DETECTOR |  |  | North | Bosch |  | Smoke Detector |  |  |  | Module | TRUE | FAI-325 w/FAA-325-B4 | + | Analog Ionization Smoke Detector head, 24V w/4" Base | 1 | 0.017 | 0.017 |  |  |  |  | FALSE | TRUE |  |  |  |  | #FFFF0000 | FA-NFPA 170 SMOKE DETECTOR | 1 | FALSE | FALSE | FALSE | 1403 | [13 empty] | FALSE | [5 empty] | DESKTOP-7EIEB7A\acont | 2022-08-29 07:21 | THOR\acont | 2024-09-08 17:27 | Cloned from Bosch FAI-325 w/FAA-325-6 | [Bosch] [SLC BOSCH MODULES SENSORS] [*] [#01 SENSORS ++] FAH-325 w/FAA-325-6 (C), FAH-325 w/FAA-325-B4 (C), FAH-325 w/FAA-325-B6S (C), FAH-440 w/FAA-440-B6 (C), FAI-325 w/FAA-325-6 (C), FAI-325 w/FAA-325-B4 (C), FAI-325 w/FAA-325-B6S (C), FAP-325 w/FAA-3
40cb49b7-deb4-4fbe-bd6e-d13498bd9340 |  |  |  | North | Potter | [5 empty] | Module | TRUE | BMC-33B |  | Anti-defeat Double Bias Contact | 1 | [6 empty] | FALSE | [5 empty] | #FFFFFFFF |  |  | FALSE | FALSE | FALSE | [14 empty] | FALSE | [7 empty] | THOR\acont | 2024-10-09 10:48
9054e44c-a641-475a-859d-d13ae9b9a92c |  |  |  | North | Kidde | [5 empty] | Module | TRUE | SB4U |  | Vigilant series audible (sounder) detector base | 1 | [6 empty] | FALSE | [5 empty] | #FFFFFFFF |  |  | FALSE | FALSE | FALSE | [14 empty] | FALSE | [5 empty] | AULAPTOP-PC\Aulaptop | 2018-09-03 13:55 | THOR\acont | 2024-10-09 10:48
8134a369-587e-44ac-86cb-d14e27581344 | NFPA 170 DRY LGE AUTO |  |  | North | Hochiki |  | Miscellaneous |  |  |  | Module | TRUE | FNX-4200T | ++ | FirePro Xtinguish | 1 | [6 empty] | TRUE | [5 empty] | #FFFF0000 | FA-NFPA 170 DRY LGE AUTO | 1 | FALSE | FALSE | FALSE | [20 empty] | DESKTOP-7EIEB7A\acont | 2022-11-17 14:17 | THOR\acont | 2024-09-08 17:27 |  | [Hochiki] [AUX POWER] FNX-4200T, HCVR-SQA
9f3198ba-489d-45a1-9f1e-d14ee0c7a358 | NFPA 170 SMOKE DETECTOR |  |  | North | Edwards |  | Smoke Detector |  |  |  | Module | TRUE | SIGA-PSI |  | Photoelectric Smoke Detector, EN-54 Listed | 1 | 4.5e-05 | 4.5e-05 |  |  |  |  | FALSE | TRUE |  |  |  |  | #FFFF0000 | FA-NFPA 170 SMOKE DETECTOR | 1 | FALSE | FALSE | FALSE | 1408 | [13 empty] | FALSE | [7 empty] | THOR\acont | 2024-10-09 10:48 | 20191121 AC Detector without base | [Edwards, Kidde] [SLC EST MODULES/SENSORS] 01 [*] [iO64] DS-HFS (C), DS-PS (C), FX-HD w/IB4U BASE, FX-HD w/RB4U BASE, FX-HD w/SB4U BASE, FX-HD w/SB4U-LF BASE, FX-HD wB4U BASE, FX-PD w/B4U BASE (C), FX-PD w/IB4U BASE (C), FX-PD w/SB4U BASE (C), FX-PD w/SB [Edwards, Kidde] [SLC EST SENSORS] 01 [*] [EST3, iO1000] DS-HFS (C), DS-PS (C), FX-HD w/IB4U BASE, FX-HD w/RB4U BASE, FX-HD w/SB4U BASE, FX-HD w/SB4U-LF BASE, FX-HD wB4U BASE, FX-PD w/B4U BASE (C), FX-PD w/IB4U BASE (C), FX-PD w/SB4U BASE (C), FX-PD w/SB [Edwards, Kidde] [SLC EST MODULES SENSORS] [*] [#2 SHARED ADDR ¦ SENSORS] KI-DDOS (C), SIGA2-COS w/SIGA-AB4G BASE, SIGA2-COS w/SIGA-AB4G-LF BASE, SIGA2-COS w/SIGA-AB4GT BASE, SIGA2-COS w/SIGA-IB BASE, SIGA2-COS w/SIGA-RB BASE, SIGA2-COS w/SIGA-SB BASE, S [Edwards, Kidde] [SLC EST SENSORS] [*] [#4 TYPE ADDR ¦ SENSORS] KI-DDOS (C), SIGA2-COS w/SIGA-AB4G BASE, SIGA2-COS w/SIGA-AB4G-LF BASE, SIGA2-COS w/SIGA-AB4GT BASE, SIGA2-COS w/SIGA-IB BASE, SIGA2-COS w/SIGA-RB BASE, SIGA2-COS w/SIGA-SB BASE, SIGA2-HCOS
09b14453-da63-4490-8e39-d14f54b8b903 | NFPA 170 HEAT DETECTOR |  |  | North | Monaco Enterprises |  | Heat Detector |  |  |  | Module | TRUE | 722-121-00 |  | Addressable electronic heat detector, fixed temperature, 135 °F | 1 | [12 empty] | #FFFF0000 | FA-NFPA 170 HEAT DETECTOR | 1 | FALSE | FALSE | FALSE | 1403 | [19 empty] | AULAPTOP-PC\Aulaptop | 2019-04-20 04:32 | THOR\acont | 2024-09-08 17:27 | 20191121 AC Detector without base | [Monaco Enterprises] [SLC MODULES/SENSORS] 04 [*] 722-121-00, 724-345-00 (C) [Monaco Enterprises] [SLC SENSORS] 01 [*] 721-121-00 w/B200SR-LF-WH (C), 721-121-00 w/B200SR-WH (C), 721-121-00 w/B210LP (C), 721-121-00 w/B224RB-WH (C), 721-121-00 w/B501 (C), 721-124-00 w/B200SR-LF-WH (C), 721-124-00 w/B200SR-WH (C), 721-124-00 w/B210L [Monaco Enterprises] [SLC SENSORS] 03 [*] 722-121-00, 724-345-00 (C) [Monaco Enterprises] [SLC MODULES SENSORS] 01 [*] 708-026-01, 708-031-00, 721-121-00 w/B200SR-LF-WH (C), 721-121-00 w/B200SR-WH (C), 721-121-00 w/B210LP (C), 721-121-00 w/B224RB-WH (C), 721-121-00 w/B501 (C), 721-124-00 w/B200SR-LF-WH (C), 721-124-00 w/B
6a76afa8-7ab9-4c3b-87f5-d154de1dc18e |  |  |  | North | Bosch | [5 empty] | Module | TRUE | D928 | * | SWITCHER DUAL PHONE LINE | 1 |  | 0.11 |  |  |  |  | TRUE | [5 empty] | #FFFFFFFF |  |  | FALSE | FALSE | FALSE | [20 empty] | DESKTOP-7EIEB7A\acont | 2021-08-13 06:25 | THOR\acont | 2024-10-09 10:48 |  |  | [Bosch] D928
62cd55c2-41dc-492c-b1af-d16204bf08fc | NFPA 170 SPEAKER STROBE CEILING |  |  | North | Edwards |  | Speaker/Strobe |  |  |  | Module | TRUE | GCF-S2VM |  | 25V Speaker/Strobe, white, FIRE, 15, 30, 75, 95 cd, clear | 1 | 0 | 0.168 |  |  |  |  | FALSE | TRUE |  |  |  |  | #FF0070C0 | FA-NFPA 170 SPEAKER STROBE CEILING | 1 | FALSE | FALSE | FALSE | 2020 | [13 empty] | FALSE |  |  | C |  |  |  |  | THOR\acont | 2024-09-08 17:27 |  | [Edwards, Kidde] [NAC] [24 VDC] EGCFR-VM (C), EGCF-VM (C), GCFR-S7VM (C), GCFR-VM (C), GCF-S2VM (C), GCF-S7VM (C), GCF-VM (C), GCHFRF-S2VMC (C), GCHFRF-S7VMC (C), GCHFRN-S2VMC (C), GCHFRN-S7VMC (C), GCHFWA-S2VMA (C), GCHFWA-S2VMC (C), GCHFWA-S7VMA (C), G [Edwards, Kidde] [AUDIO 25v] [25V AUDIO] EGCF-S2VMH (C), G4F-S2, G4F-S2V1575, G4F-S2VM, G4HFRF-S2, G4HFRF-S2VMC, G4HFRN-S2, G4HFRN-S2VMC, G4HFWA-S2, G4HFWA-S2VMA, G4HFWA-S2VMC, G4HFWF-S2, G4HFWF-S2VMC, G4HFWN-S2, G4HFWN-S2VMA, G4HFWN-S2VMC, G4RF-S2, G4RF [Edwards, Kidde] [NAC] [16 VDC] EGCFR-VM (C), EGCF-VM (C), GCFR-S7VM (C), GCFR-VM (C), GCF-S2VM (C), GCF-S7VM (C), GCF-VM (C), GCHFRF-S2VMC (C), GCHFRF-S7VMC (C), GCHFRN-S2VMC (C), GCHFRN-S7VMC (C), GCHFWA-S2VMA (C), GCHFWA-S2VMC (C), GCHFWA-S7VMA (C), G
cbfe0322-339b-4ba2-ae86-d16467e878ee | NFPA 170 SMOKE DETECTOR |  |  | North | Hochiki |  | Smoke Detector |  |  |  | Module | TRUE | SLR-24V w/HSC-224R - 2 WIRE RELAY BASE | SLR-24V w/HSC-224R - 2 WIRE RELAY BASE | PHOTOELECTRIC SMOKE DETECTOR w/ 2 WIRE RELAY BASE | 1 |  | 0.193 |  |  |  |  | TRUE | TRUE |  | *Refer to Install Sheet |  |  | #FFFF0000 | FA-NFPA 170 SMOKE DETECTOR | 1 | FALSE | FALSE | FALSE | 1408 | [16 empty] | R |  |  | DESKTOP-0D6CQVA\lousc | 2019-10-06 17:46 | THOR\acont | 2024-09-08 17:27 | from Hochiki SOC-24V w/HSC-224R - 2 WIRE RELAY BASE | [Hochiki] [IDC] 02 [IDC] SLR-24H w/HSC-220L LATCHING LED BASE (C), SLR-24H w/HSC-220R - 2 WIRE RELAY BASE (C), SLR-24H w/HSC-221L LATCHING LED BASE (C), SLR-24H w/HSC-221R - 2 WIRE RELAY BASE (C), SLR-24H w/HSC-224L LATCHING LED BASE (C), SLR-24H w/HSC-2
adf140da-d992-4b66-b29c-d16ab211654d | NFPA 170 HORN STROBE |  |  | North | Siemens |  | Horn/Strobe |  |  |  | Module | TRUE | U-MHU-S110S-1 | 500-649460 | Electronic Outdoor Sync-Horn/Sync-Strobe, Red | 1 | [12 empty] | #FF0070C0 | FA-NFPA 170 HORN STROBE | 1 | FALSE | FALSE | FALSE | 2010 | [16 empty] | WP |  |  | THOR\acont | 2024-05-07 09:32 | THOR\acont | 2024-09-08 17:27 | Cloned from Siemens U-MHU-MCS | [Siemens] [NAC] [LOW VOLUME] U-MHU-S110-1, U-MHU-S110S-1 [Siemens] [NAC] [HIGH VOLUME] U-MHU-S110-1, U-MHU-S110S-1
76b41cd1-9b9a-4632-a4ac-d16c26dfae1f | EQUIPMENT ENCLOSURE |  |  | North | Monaco Enterprises |  | Enclosure |  |  |  | Module | TRUE | 198-022-01 |  | Lightning Arrestor Kit with N-Type UHF/VHF UL Listed Arrestor, with two 10 in. strip coaxial seals, mounting bracket, terminal lug with hardware, and 8 in. x 8 in. x 6 in. NEMA 3R enclosure (P/N 081-076-01). | 1 | [6 empty] | FALSE |  | FLUSH |  | N/A | N/A | #FFFF0000 | FA-EQUIPMENT ENCLOSURE | 1 | FALSE | FALSE | FALSE |  |  |  | 3242-1653:0209 | [10 empty] | FALSE | [5 empty] | DESKTOP-7EIEB7A\acont | 2022-11-07 15:16 | THOR\acont | 2024-09-08 17:27 | Cloned from Monaco Enterprises 729-205-03
ce987e12-2d22-405e-a075-d17263579f3d | NFPA 170 SPEAKER WALL |  |  | North | Edwards |  | Speaker |  |  |  | Module | TRUE | G4HFWN-S2 |  | 25V Speaker, White, running man | 1 | [6 empty] | FALSE | [5 empty] | #FF0070C0 | FA-NFPA 170 SPEAKER WALL | 1 | FALSE | FALSE | FALSE | 2021 | [13 empty] | FALSE | [7 empty] | THOR\acont | 2024-09-08 17:27 |  | [Edwards, Kidde] [AUDIO 25v] [25V AUDIO] EGCF-S2VMH (C), G4F-S2, G4F-S2V1575, G4F-S2VM, G4HFRF-S2, G4HFRF-S2VMC, G4HFRN-S2, G4HFRN-S2VMC, G4HFWA-S2, G4HFWA-S2VMA, G4HFWA-S2VMC, G4HFWF-S2, G4HFWF-S2VMC, G4HFWN-S2, G4HFWN-S2VMA, G4HFWN-S2VMC, G4RF-S2, G4RF
3376b2f6-2a2d-41e2-ba91-d178dd5c6294 |  |  |  | North | Honeywell | [5 empty] | Module | TRUE | 4278 |  | Quad PIR | 1 | [6 empty] | FALSE | [5 empty] | #FFFFFFFF |  |  | FALSE | FALSE | FALSE | [14 empty] | FALSE | [5 empty] | AULAPTOP-PC\Aulaptop | 2018-09-03 05:46 | THOR\acont | 2024-10-09 10:48
61e56435-11cf-4b05-9db4-d17a5c260a1c |  |  |  | North | Bosch | [5 empty] | Module | TRUE | MT-121575W-NW | * | MULTITONE STROBE, 8 TONES, 12VDC, 1575CD , WALL, SYNC/NON-SYNC, WHITE, BLANK | 1 | [12 empty] | #FFFFFFFF |  |  | FALSE | FALSE | FALSE | [20 empty] | DESKTOP-7EIEB7A\acont | 2021-08-13 06:25 | THOR\acont | 2024-10-09 10:48
3546db2e-091d-45b3-b11a-d17ac1825769 | NFPA 170 STROBE WALL |  |  | North | e2S |  | Strobe |  |  |  | Module | TRUE | D2xB1LD3DC024MN0H1R/C | ++ | Class I Div 2. LED Strobe, 24VDC, Red IP 66 Enclosure, Clear Lens, 2 x ½" NPT & 1 x 3/4"NPT Entries, UL Listed. | 1 | 0 | 0.38 |  |  |  |  | FALSE | [5 empty] | #FF0070C0 | FA-NFPA 170 STROBE WALL | 1 | FALSE | FALSE | FALSE | 2023 | [13 empty] | FALSE |  |  | HZ |  |  | THOR\acont | 2024-07-24 12:27 | THOR\acont | 2024-09-08 17:27 | Cloned from e2S D2xB1LD3 | [e2S] [NAC] [UL1638 24 VDC 2HZ] D2xB1LD3, D2xB1LD3DC024MN0H1R/C [e2S] [NAC] [UL1638 24 VDC 1.3HZ] D2xB1LD3, D2xB1LD3DC024MN0H1R/C [e2S] [NAC] [UL1971 24 VDC 2HZ] D2xB1LD3, D2xB1LD3DC024MN0H1R/C [e2S] [NAC] [UL1638 24 VDC 1.5HZ] D2xB1LD3, D2xB1LD3DC024MN0H1R/C [e2S] [NAC] [UL1971 24 VDC 1.3HZ] D2xB1LD3, D2xB1LD3DC024MN0H1R/C [e2S] [NAC] [UL1971 24 VDC 1HZ] D2xB1LD3, D2xB1LD3DC024MN0H1R/C [e2S] [NAC] [UL1971 24 VDC 1.5HZ] D2xB1LD3, D2xB1LD3DC024MN0H1R/C [e2S] [NAC] [UL1638 24 VDC 1HZ] D2xB1LD3, D2xB1LD3DC024MN0H1R/C
8c81252e-b3c8-4ec4-950f-d17d807fd9a7 | NFPA 170 STROBE WALL |  |  | North | Kidde |  | Strobe |  |  |  | Module | TRUE | WGVRA | ++ | Outdoor rated strobe, red, alert | 1 | [6 empty] | FALSE | [5 empty] | #FF0070C0 | FA-NFPA 170 STROBE WALL | 1 | FALSE | FALSE | FALSE | 2023 | [13 empty] | FALSE |  |  | WP |  |  | THOR\acont | 2024-12-19 13:51 | THOR\acont | 2024-12-19 13:57 | Cloned from Edwards WGVRA | [Edwards, Kidde] [NAC] [VDC] WGSVRA, WGSVRF, WGSVRF-FR, WGSVRF-SP, WGSVRN, WGSVWA, WGSVWF, WGSVWF-FR, WGSVWF-SP, WGSVWN, WGVRA, WGVRF, WGVRF-FR, WGVRF-SP, WGVRN, WGVWA, WGVWF, WGVWF-FR, WGVWF-SP, WGVWN
a3d01ef3-83a6-4332-9665-d184bc4db491 | NFPA 170 SMOKE CO DETECTOR |  |  | North | Potter |  | Smoke/CO Detector |  |  |  | Module | TRUE | PAD300-PCD w/PAD300-LFSB (Split) | ++ | Photoelectric Smoke/CO Detector with 6” Base with 520Hz sounder module included | 1 | 0.0006 | 0.0006 |  |  |  |  | FALSE | TRUE |  |  |  |  | #FFFF0000 | FA-NFPA 170 SMOKE CO DETECTOR | 1 | FALSE | FALSE | FALSE | 1411 | [13 empty] | FALSE |  |  | LF |  |  | THOR\acont | 2025-02-13 10:27 |  |  | Cloned from Potter PAD300-PCD w/PAD300-LFSB | [Potter] [SLC PAD] [*] [#2 SHARED ADDR ¦ SENSORS] PAD100-CD w/PAD100-4DB, PAD100-CD w/PAD100-6DB, PAD100-CD w/PAD100-IB, PAD100-CD w/PAD100-LFSB, PAD100-CD w/PAD100-RB, PAD100-CD w/PAD100-SB, PAD100-CD w/PAD100-SPKB, PAD100-DUCT (C), PAD100-DUCTR (C), PA [Potter] [AUX POWER] [UL268 (24 VDC)] PAD300-CD w/PAD300-LFSB, PAD300-HD w/PAD300-LFSB, PAD300-PCD w/PAD300-LFSB (C), PAD300-PCD w/PAD300-LFSB (Split) (C), PAD300-PD w/PAD300-LFSB (C), PAD300-PHD w/PAD300-LFSB (C), PAD300-PHD w/PAD300-LFSB (Split) (C) [Potter] [AUX POWER] [UL268 (16 VDC)] PAD300-CD w/PAD300-LFSB, PAD300-HD w/PAD300-LFSB, PAD300-PCD w/PAD300-LFSB (C), PAD300-PCD w/PAD300-LFSB (Split) (C), PAD300-PD w/PAD300-LFSB (C), PAD300-PHD w/PAD300-LFSB (C), PAD300-PHD w/PAD300-LFSB (Split) (C)
dc31cb2e-9229-4bba-92b8-d1881d84fdf6 | NFPA 170 HORN STROBE CEILING |  |  | North | FCI |  | Strobe |  |  |  | Module | TRUE | PC2415W | ++ | Horn, electronic, white, w/15 cd strobe | 1 | 0 | 0.347 |  |  |  |  | FALSE | TRUE |  |  |  |  | #FF0070C0 | FA-NFPA 170 HORN STROBE CEILING | 1 | FALSE | FALSE | FALSE | 2022 | [13 empty] | FALSE |  |  | C |  |  | THOR\acont | 2025-02-25 16:21 | THOR\acont | 2025-02-25 16:22 | Cloned from FCI SC2495/W | [Eaton Wheelock, FCI] [NAC] [DC MAX] PC2415 (C), PC2415W (C), RS-2415W-FR
162a8cf9-f9bc-433f-8262-d18c814505ef |  |  |  | North | Siemens | [5 empty] | Module | TRUE | HZM-Z | S54322-F14-A1 | CONVENTIONAL ZONE MODULE - Country of Origin (non China) | 1 | [12 empty] | #FFFFFFFF |  |  | FALSE | FALSE | FALSE | [20 empty] | DESKTOP-7SAL8M7\acont | 2019-08-13 09:04 | THOR\acont | 2024-10-09 10:48
7249f4c0-3600-471b-8a9a-d192890da39c | NFPA 170 DAMPERS SMOKE |  |  | North | Block Definition Only |  | Damper |  |  |  | Module | TRUE | NFPA 170 DAMPERS SMOKE |  | NFPA 170 DAMPERS SMOKE | 1 | [7 empty] | TRUE |  |  |  |  | #FFFF0000 | FA-NFPA 170 DAMPERS SMOKE | 1 | FALSE | FALSE | FALSE | 1904 | [19 empty] | AULAPTOP-PC\Aulaptop | 2020-03-26 07:41 | THOR\acont | 2024-09-08 17:27
bdb796db-4027-4733-9cb4-d192f1a8532f | CADGEN INPUT OUTPUT PANEL |  |  | North | Silent Knight |  | Input/Output Panel |  |  |  | Assembly | TRUE | 5880 |  | LED I/O DRIVER MODULE, MOUNTING IN ANNUNCIATOR OR ACCESSORY CABINET | 1 | [6 empty] | FALSE | [5 empty] | #FFFF0000 | FA-CADGEN INPUT OUTPUT PANEL | 1 | FALSE | FALSE | FALSE | [9 empty] | 7,12,18 |  |  |  |  | FALSE | [7 empty] | THOR\acont | 2024-09-08 17:27
0c638ac8-3da7-47da-914d-d19ac7f515fd | NFPA 170 BATTERY CABINET |  |  | North | Monaco Enterprises |  | Enclosure |  |  |  | Module | TRUE | 081-156-00 | ++ | Batteries with enclosure: Two 12V/26 Ah batteries in an 18" H x 12" W x 6" D red, NEMA 1 battery enclosure with wire harness for use with M-2 conventional, MAAP+, MAAP-X, and Vulcan 1 FACPs. Provides 24VDC 26 Ah | 1 | [12 empty] | #FFFF0000 | FA-NFPA 170 BATTERY CABINET | 1 | FALSE | FALSE | FALSE | [20 empty] | DESKTOP-7EIEB7A\acont | 2022-11-08 11:38 | THOR\acont | 2024-09-08 17:27 | Cloned from Monaco Enterprises 081-156-00
77729135-1143-4bb1-a6fd-d1a48cbc50d7 |  |  |  | North | Autocall |  | Hardware |  |  |  | Hardware | TRUE | 4098-9855 | + | Sampling Tube 13" to 23" (330 mm to 584 mm) | 1 | 0 | 0 |  |  |  |  | TRUE | [5 empty] | #FFFFFFFF |  |  | FALSE | FALSE | FALSE | [20 empty] | DESKTOP-0D6CQVA\lousc | 2019-06-16 09:58 | THOR\acont | 2024-10-09 10:48 | Cloned from AutoCall 4098-9854
ad19dc8d-f338-4554-be05-d1a6bf7f6e41 | NFPA 170 SPEAKER STROBE |  |  | North | Simplex |  | Speaker/Strobe |  |  |  | Module | TRUE | 4903-9193 | + | Audible/visible notification appliance with multi-tapped speaker and high intensity xenon strobe, White, Red, Horizontal Mount | 1 | [6 empty] | TRUE | [5 empty] | #FF0070C0 | FA-NFPA 170 SPEAKER STROBE | 1 | FALSE | FALSE | FALSE | 2019 | [19 empty] | DESKTOP-7EIEB7A\acont | 2023-02-20 10:09 | THOR\acont | 2024-09-08 17:27 | Cloned from Simplex 4903-9150 | [Simplex] [NAC] 4903-9150, 4903-9153, 4903-9193 [Autocall, Simplex] [AUDIO 25v] [25V AUDIO] 4902-9721, 4903-9148, 4903-9149, 4903-9150, 4903-9153, 4903-9193, 4906-9151, 4906-9153, 4906-9154 (C), 4906-9158 (C), 4906-9159 (C), 4906-9160 (C), A4902-9716, A4902-9717, A4902-9721, A4906-9151, A4906-9153, A4 [Simplex] [NAC] [MAX] 4903-9150, 4903-9153, 4903-9193 [Autocall, Simplex] [AUDIO 70.7v] [70V AUDIO] 4902-9721, 4903-9148, 4903-9149, 4903-9150, 4903-9153, 4903-9193, 4906-9151, 4906-9153, 4906-9154 (C), 4906-9158 (C), 4906-9159 (C), 4906-9160 (C), A4902-9716, A4902-9717, A4902-9721, A4906-9151, A4906-9153,
290a6bb5-d452-45ee-bd4f-d1a8e0ee8592 | NFPA 170 SPEAKER STROBE CEILING |  |  | North | System Sensor |  | Speaker/Strobe |  |  |  | Module | TRUE | SPSCK |  | NOTIFICATION, Speaker/Strobe, CEILING, WEATHER PROOF | 1 | [6 empty] | FALSE | TRUE |  |  |  |  | #FF0070C0 | FA-NFPA 170 SPEAKER STROBE CEILING | 1 | FALSE | FALSE | FALSE | 2020 | [13 empty] | FALSE |  |  | C |  |  |  |  | THOR\acont | 2024-09-08 17:27
fb829fd3-b227-41b7-90bb-d1aba47e2e07 | NFPA 170 SPEAKER STROBE CEILING |  |  | North | Edwards |  | Speaker/Strobe |  |  |  | Module | TRUE | GCWN-S2VMR |  | 25V Speaker/Strobe white, no markings, Standard cd, red | 1 | 0 | 0.318 |  |  |  |  | FALSE | TRUE |  |  |  |  | #FF0070C0 | FA-NFPA 170 SPEAKER STROBE CEILING | 1 | FALSE | FALSE | FALSE | 2020 | [13 empty] | FALSE |  |  | C |  |  |  |  | THOR\acont | 2024-09-08 17:27 |  | [Edwards, Kidde] [AUDIO 25v] [25V AUDIO] EGCF-S2VMH (C), G4F-S2, G4F-S2V1575, G4F-S2VM, G4HFRF-S2, G4HFRF-S2VMC, G4HFRN-S2, G4HFRN-S2VMC, G4HFWA-S2, G4HFWA-S2VMA, G4HFWA-S2VMC, G4HFWF-S2, G4HFWF-S2VMC, G4HFWN-S2, G4HFWN-S2VMA, G4HFWN-S2VMC, G4RF-S2, G4RF [Edwards, Kidde] [NAC] [16 VDC] EGCFR-VM (C), EGCF-VM (C), GCFR-S7VM (C), GCFR-VM (C), GCF-S2VM (C), GCF-S7VM (C), GCF-VM (C), GCHFRF-S2VMC (C), GCHFRF-S7VMC (C), GCHFRN-S2VMC (C), GCHFRN-S7VMC (C), GCHFWA-S2VMA (C), GCHFWA-S2VMC (C), GCHFWA-S7VMA (C), G [Edwards, Kidde] [NAC] [24 VDC] EGCFR-VM (C), EGCF-VM (C), GCFR-S7VM (C), GCFR-VM (C), GCF-S2VM (C), GCF-S7VM (C), GCF-VM (C), GCHFRF-S2VMC (C), GCHFRF-S7VMC (C), GCHFRN-S2VMC (C), GCHFRN-S7VMC (C), GCHFWA-S2VMA (C), GCHFWA-S2VMC (C), GCHFWA-S7VMA (C), G
f7abc9dc-b361-49ff-a64c-d1b7880d72aa | NFPA 170 ADDRESSABLE OUTPUT MODULE |  |  | North | Autocall |  | Addressable Control/Relay |  |  |  | Module | TRUE | A4905-9835 | ++ | Temporal Code 4 Module for CO Gas Alarm Notification | 1 | 0 | 0 |  |  |  |  | TRUE | [5 empty] | #FFFF0000 | FA-NFPA 170 ADDRESSABLE OUTPUT MODULE | 1 | FALSE | FALSE | FALSE | 1300 | [19 empty] | DESKTOP-QGO6JOK\acont | 2023-12-19 10:46 | THOR\acont | 2024-09-08 17:27 | Cloned from Autocall A4905-9816 | [Autocall, Simplex] [NAC Trigger] 4905-9835, A4905-9835 [Autocall, Simplex] [NAC] 4905-9835, A4905-9835 | [Autocall, Simplex] 4905-9835, A4905-9835
b7ed070d-24d2-453e-b5bd-d1bcb312e1f9 | NFPA 170 HEAT DETECTOR |  |  | North | Edwards |  | Heat Detector |  |  |  | Module | TRUE | SIGA-HCD w/SIGA-AB4GT BASE | ++ | Multisensor Heat, and CO Detector | 1 | 5.1e-05 | 6.8e-05 |  |  |  |  | FALSE | [5 empty] | #FFFF0000 | FA-NFPA 170 HEAT DETECTOR | 1 | FALSE | FALSE | FALSE | 1403 | [13 empty] | FALSE | [7 empty] | THOR\acont | 2024-09-08 17:27 | 20191121 AC Detector with base | [Edwards, Kidde] [SLC EST MODULES/SENSORS] 01 [*] [iO64] DS-HFS (C), DS-PS (C), FX-HD w/IB4U BASE, FX-HD w/RB4U BASE, FX-HD w/SB4U BASE, FX-HD w/SB4U-LF BASE, FX-HD wB4U BASE, FX-PD w/B4U BASE (C), FX-PD w/IB4U BASE (C), FX-PD w/SB4U BASE (C), FX-PD w/SB [Edwards, Kidde] [SLC EST SENSORS] 01 [*] [EST3, iO1000] DS-HFS (C), DS-PS (C), FX-HD w/IB4U BASE, FX-HD w/RB4U BASE, FX-HD w/SB4U BASE, FX-HD w/SB4U-LF BASE, FX-HD wB4U BASE, FX-PD w/B4U BASE (C), FX-PD w/IB4U BASE (C), FX-PD w/SB4U BASE (C), FX-PD w/SB [Edwards, Kidde] [AUX POWER] KI-COD w/KI-ABDT BASE (C), KI-HCD w/KI-ABDT BASE, KI-HRD w/KI-ABDT BASE, KI-PCD w/KI-ABDT BASE (C), KI-PD w/KI-ABDT BASE (C), KI-PHCD w/KI-ABDT BASE (C), KI-PHD w/KI-ABDT BASE (C), KIR-COD w/KI-ABDT BASE (C), KIR-HCD w/KI-ABD [Edwards, Kidde] [SLC EST SENSORS] [*] [#4 TYPE ADDR ¦ SENSORS] KI-DDOS (C), SIGA2-COS w/SIGA-AB4G BASE, SIGA2-COS w/SIGA-AB4G-LF BASE, SIGA2-COS w/SIGA-AB4GT BASE, SIGA2-COS w/SIGA-IB BASE, SIGA2-COS w/SIGA-RB BASE, SIGA2-COS w/SIGA-SB BASE, SIGA2-HCOS [Edwards, Kidde] [SLC EST MODULES SENSORS] [*] [#2 SHARED ADDR ¦ SENSORS] KI-DDOS (C), SIGA2-COS w/SIGA-AB4G BASE, SIGA2-COS w/SIGA-AB4G-LF BASE, SIGA2-COS w/SIGA-AB4GT BASE, SIGA2-COS w/SIGA-IB BASE, SIGA2-COS w/SIGA-RB BASE, SIGA2-COS w/SIGA-SB BASE, S
bea1ddde-dc10-4a1f-9367-d1c2d20d6fc9 | NFPA 170 FIRE ALARM CONTROL UNIT | RISER FACP |  | North | Secutron |  | Fire Alarm Control Unit |  |  |  | Assembly | TRUE | MR-2100B | ++ | Single SLC Fire Alarm Control Panel, 120 VAC input, Beige | 1 | [6 empty] | FALSE |  |  |  | 16-7/8” W x 29-1/2” H x 5-1/4” D (429 mm x 749 mm x 133 mm) |  | #FFFF0000 | FA-NFPA 170 FIRE ALARM CONTROL UNIT | 1 | FALSE | FALSE | FALSE | 202 | [8 empty] | 7,12,18,26,35 |  | 12 |  |  | TRUE | [5 empty] | DESKTOP-7EIEB7A\acont | 2023-06-23 16:21 | THOR\acont | 2024-09-08 17:27 | Cloned from Firelite MR-2100R
c756f693-04ea-4929-a37b-d1c71cd733d2 | NFPA 170 REMOTE TEST SWITCH |  |  | North | Edwards |  | REMOTE TEST SWITCH |  |  |  | Module | TRUE | EC-LLT |  | Ground Level Test Station | 1 | [6 empty] | FALSE | [5 empty] | #FFFF0000 | FA-NFPA 170 REMOTE TEST SWITCH | 1 | FALSE | FALSE | FALSE | 914 | [13 empty] | FALSE | [7 empty] | THOR\acont | 2024-09-08 17:27 |  | [Edwards, Kidde] [RTS] C-DTS, EC-LLT, SD-TRK, SD-TRK4, SD-TRM, SD-TRM4, SIGA-DTS
98e6b43a-3f55-487f-8a43-d1d0b01ba738 | NFPA 170 SMOKE DETECTOR |  |  | North | Potter |  | Smoke Detector |  |  |  | Module | TRUE | PAD300-PD w/PAD300-4DB | ++ | Photoelectric Smoke Detector with 4" Standard Base | 1 | 0.0003 | 0.0003 |  |  |  |  | FALSE | TRUE |  |  |  |  | #FFFF0000 | FA-NFPA 170 SMOKE DETECTOR | 1 | FALSE | FALSE | FALSE | 1408 | [13 empty] | FALSE |  |  | 4DB |  |  | DESKTOP-7EIEB7A\acont | 2023-01-20 06:48 | THOR\acont | 2024-09-08 17:27 | Cloned from Potter PAD200-PD w/PAD1004DB | [Potter] [SLC PAD] [*] [#2 SHARED ADDR ¦ SENSORS] PAD100-CD w/PAD100-4DB, PAD100-CD w/PAD100-6DB, PAD100-CD w/PAD100-IB, PAD100-CD w/PAD100-LFSB, PAD100-CD w/PAD100-RB, PAD100-CD w/PAD100-SB, PAD100-CD w/PAD100-SPKB, PAD100-DUCT (C), PAD100-DUCTR (C), PA
1bc5e56e-a480-4ced-a212-d1d48993f6d8 | NFPA 170 SPEAKER STROBE |  |  | North | Eaton Wheelock |  | Speaker/Strobe |  |  |  | Module | TRUE | ET70WP-24185W-FW |  | Speaker/Strobe, wall, 24 VDC, 185CD, WP, white | 1 | 0 | 0.155 |  |  |  |  | FALSE | FALSE |  |  |  |  | #FF0070C0 | FA-NFPA 170 SPEAKER STROBE | 1 | FALSE | FALSE | FALSE | 2019 | [13 empty] | FALSE |  |  | WP |  |  | DESKTOP-7SAL8M7\acont | 2020-11-17 09:39 | THOR\acont | 2024-09-08 17:27 | Cloned from Eaton Wheelock ET70WP-2475W-FW | [Eaton Wheelock, Hochiki] [AUDIO 25v] [25V AUDIO] ET70WP-24115C-FR (C), ET70WP-24115C-FW (C), ET70WP-24135C-FR (C), ET70WP-24135C-FW (C), ET70WP-24135W-FR (C), ET70WP-24135W-FW (C), ET70WP-24177C-FR (C), ET70WP-24177C-FW (C), ET70WP-24185W-FR, ET70WP-241 [Eaton Wheelock, Hochiki] [NAC] ET70WP-24185W-FR, ET70WP-24185W-FW, ET70WP-24185W-FW w/IOB-W [Eaton Wheelock, Hochiki] [AUDIO 70.7v] [70V AUDIO] ET70WP-24115C-FR (C), ET70WP-24115C-FW (C), ET70WP-24135C-FR (C), ET70WP-24135C-FW (C), ET70WP-24135W-FR (C), ET70WP-24135W-FW (C), ET70WP-24177C-FR (C), ET70WP-24177C-FW (C), ET70WP-24185W-FR, ET70WP-2
d112a2db-c735-42d4-bdcc-d1e5005562f1 |  |  |  | North | System Sensor |  | Cards & Components |  |  |  | Card | TRUE | B200S | ++ | Intelligent addressable sounder base | 1 | 0.0003 | 0.025 |  |  |  |  | TRUE | FALSE |  |  |  |  | #FFFFFFFF |  |  | FALSE | FALSE | FALSE | [14 empty] | FALSE | [5 empty] | DESKTOP-7EIEB7A\acont | 2023-05-03 09:01 | THOR\acont | 2024-10-09 10:48 | Cloned from Notifier B200S-WH | [Notifier, System Sensor] [AUX POWER] 2251-COPTIR w/B200S-WH (C), B200S, B200SR, B200S-WH, B210LP, FCO-851 w/B200S (C), FCO-951 w/B200S-WH (C), FCP-951 w/B200S-WH, FPC-951 w/B200S-IV (C), FPC-951 w/B200S-WH (C), FPTI-951 w/B200S-IV (C), FPTI-951 w/B200S-
e5087988-9a8e-4a79-b05d-d1e5ab3ab732 | NFPA 170 SMOKE CO DETECTOR |  |  | North | Notifier |  | Smoke/CO Detector |  |  |  | Module | TRUE | FPC-951 w/B300-6 | + | Intelligent multi-criteria photo/CO, bright white, Velociti w/ 6” Flanged mounting base, bright white | 1 | 0.0002 | 0.0045 |  |  |  |  | FALSE | TRUE | FLUSH |  | 4" SQ. DEEP | 3 "O" PLASTER RING | #FFFF0000 | FA-NFPA 170 SMOKE CO DETECTOR | 1 | FALSE | FALSE | FALSE | 1407 | [13 empty] | FALSE | [5 empty] | DESKTOP-QGO6JOK\acont | 2021-08-06 10:21 | THOR\acont | 2024-09-08 17:27 | Cloned from Gamewell FCI MCS-COP3 w/B300-6 | [Honeywell, Notifier, System Sensor] [SLC MODULES SENSORS] [*] [#2 SHARED ADDR ¦ SENSORS] 2251B (C), 2251-COPTIR (C), 2251-COPTIR w/B200S-WH (C), 2251TB (C), 2251TMB (C), 5251B (C), 5251B-WP (C), 5251H (C), 5251RB (C), 5251RB-WP (C), 7251 (C), 7251DH (C) [Honeywell, Notifier, System Sensor] [SLC SENSORS] [*] [#4 TYPE ADDR ¦ SENSORS] 2251B (C), 2251-COPTIR (C), 2251-COPTIR w/B200S-WH (C), 2251TB (C), 2251TMB (C), 5251B (C), 5251B-WP (C), 5251H (C), 5251RB (C), 5251RB-WP (C), 7251 (C), 7251DH (C), DH200LP
9c58f1d0-72eb-4c8d-be12-d1ea5970c8d3 | NFPA 170 SMOKE DETECTOR |  |  | North | Simplex |  | Smoke Detector |  |  |  | Module | TRUE | 4098-9605 w/4098-9682 | + | TrueAlarm Photoelectric Smoke Detector w/TrueAlarm Sensor 4-Wire Base, Relay | 1 | 0.0001 | 0.024 |  |  |  |  | TRUE | TRUE |  |  |  |  | #FFFF0000 | FA-NFPA 170 SMOKE DETECTOR | 1 | FALSE | FALSE | FALSE | 1408 | [16 empty] | P |  |  | DESKTOP-7EIEB7A\acont | 2022-02-15 10:49 | THOR\acont | 2024-09-08 17:27 | Cloned from Autocall A4098-9605 w/A4098-9682 | [Autocall, Simplex] [AUX POWER] [4-WIRE AUX POWER] 4098-9601 w/4098-9682 (C), 4098-9602 w/4098-9682 (C), 4098-9605 w/4098-9682 (C), 4098-9612 w/4098-9682 (C), 4098-9612E w/4098-9682E (C), 4098-9613 w/4098-9682 (C), 4098-9613E w/4098-9682E (C), 4098-9614 [Autocall, Simplex] [IDC] 01 2098-9201 (C), 2098-9202 (C), 2098-9203 (C), 2098-9208 (C), 2098-9576 (C), 2099-9101 (C), 2099-9102 (C), 2099-9103 (C), 2099-9104 (C), 2099-9105 (C), 2099-9107 (C), 2099-9108 (C), 2099-9754 (C), 2099-9755 (C), 2099-9756 (C), | [Autocall, Simplex] 4098-9601 w/4098-9682, 4098-9602 w/4098-9682, 4098-9605 w/4098-9682, 4098-9733 w/4098-9791, 4098-9734 w/4098-9791, A4098-9601 w/A4098-9682, A4098-9602 w/A4098-9682, A4098-9605 w/A4098-9682, A4098-9714 w/A4098-9791, A4098-9733 w/A4098-9
93048758-e836-4800-b0f7-d1f4c1ffad94 | NFPA 170 STROBE WALL |  |  | North | Federal Signal |  | Strobe |  |  |  | Module | TRUE | FB2PST-I-024B |  | Fireball Supervised Strobe Light, Blue | 1 | [6 empty] | FALSE |  | 1/2" NPT Pipe/Surface |  |  |  | #FF0070C0 | FA-NFPA 170 STROBE WALL | 1 | FALSE | FALSE | FALSE | 2023 | [13 empty] | FALSE |  |  | WP |  |  | THOR\acont | 2024-11-01 09:00 |  |  | Cloned from Federal Signal FB2PST-012-024B | [Federal Signal] [AUX POWER, NAC] [24 VDC] FB24ST-024A, FB24ST-024B, FB24ST-024C, FB24ST-024G, FB24ST-024R, FB2PST-012-024A, FB2PST-012-024B, FB2PST-012-024C, FB2PST-012-024G, FB2PST-012-024R, FB2PST-I-024A, FB2PST-I-024B, FB2PST-I-024C, FB2PST-I-024G, F
11d267cf-0782-46af-9e1a-d1f810d0c76c | NFPA 170 CELL COMM | RISER CELL COMM |  | North | NAPCO |  | Cellular Communicator |  |  |  | Module | TRUE | SLE/4G-CDMAI-FIRE | + | Wireless Commercial Fire Alarm Communicator | 1 | 0.071 | 0.2 |  |  |  |  | FALSE | [5 empty] | #FFFF0000 | FA-NFPA 170 CELL COMM | 1 | FALSE | FALSE | FALSE | 250 | [9 empty] | 1 |  |  |  | FALSE | [5 empty] | AULAPTOP-PC\Aulaptop | 2018-12-23 13:51 | THOR\acont | 2024-09-08 17:27 | Cloned from NAPCO SLE-CDMAI-FIRE | [NAPCO, Potter] [IDC] [#1 LINE TRBL] IntelliCom-5GA, IntelliCom-5GV, SLE/4G-CDMA-CFB, SLE/4G-CDMA-CFB-PS, SLE/4G-CDMA-FIRE, SLE/4G-CDMAI-FIRE, SLE-CDMA-CFB, SLE-CDMA-CFB-PS, SLE-CDMA-FIRE, SLE-CDMAI-FIRE, SLE-LTEA-CFB-PS Main Card, SLE-LTEAI-CFB-PS Main [NAPCO, Potter] [DACT] [#1 DACT] IntelliCom-5GA, IntelliCom-5GV, SLE/4G-CDMA-CFB, SLE/4G-CDMA-CFB-PS, SLE/4G-CDMA-FIRE, SLE/4G-CDMAI-FIRE, SLE-CDMA-CFB, SLE-CDMA-CFB-PS, SLE-CDMA-FIRE, SLE-CDMAI-FIRE, SLE-LTEA-CFB-PS Main Card, SLE-LTEAI-CFB-PS Main Card [NAPCO, Potter] [DACT] [#2 DACT] IntelliCom-5GA, IntelliCom-5GV, SLE/4G-CDMA-CFB, SLE/4G-CDMA-CFB-PS, SLE/4G-CDMA-FIRE, SLE/4G-CDMAI-FIRE, SLE-CDMA-CFB, SLE-CDMA-CFB-PS, SLE-CDMA-FIRE, SLE-CDMAI-FIRE, SLE-LTEA-CFB-PS Main Card, SLE-LTEAI-CFB-PS Main Card [NAPCO, Potter] [AUX POWER] [*] CDMA-FIRE, IntelliCom-5GA, IntelliCom-5GV, SLE/4G-CDMA-CFB, SLE/4G-CDMA-CFB-PS, SLE/4G-CDMA-FIRE, SLE/4G-CDMAI-FIRE, SLE-CDMA-CFB, SLE-CDMA-CFB-PS, SLE-CDMA-FIRE, SLE-CDMAI-FIRE, SLE-LTEV-CB, SLE-LTEV-CB-TF, SLE-LTEV-CFB, [NAPCO, Potter] [IDC] [#2 PS TRBL] IntelliCom-5GA, IntelliCom-5GV, SLE/4G-CDMA-CFB, SLE/4G-CDMA-CFB-PS, SLE/4G-CDMA-FIRE, SLE/4G-CDMAI-FIRE, SLE-CDMA-CFB, SLE-CDMA-CFB-PS, SLE-CDMA-FIRE, SLE-CDMAI-FIRE, SLE-LTEA-CFB-PS Main Card, SLE-LTEAI-CFB-PS Main Ca
c0076978-12d8-48e5-9714-d1fddfc485cb | NFPA 170 SPEAKER STROBE CEILING |  |  | North | Siemens |  | Speaker/Strobe |  |  |  | Module | TRUE | SL2SPSCR-F | S54329-F158-A1++ | Speaker-Strobe, Ceiling, Clear, Red, Fire | 1 | [7 empty] | TRUE |  |  |  |  | #FF0070C0 | FA-NFPA 170 SPEAKER STROBE CEILING | 1 | FALSE | FALSE | FALSE | 2023 | [16 empty] | C |  |  | DESKTOP-7EIEB7A\acont | 2023-08-03 08:10 | THOR\acont | 2024-09-08 17:27 | Cloned from Siemens SL2SPSWR-F | [Siemens] [AUDIO 70.7v] [70V AUDIO] SL2SPSCR-A (C), SL2SPSCR-AL (C), SL2SPSCR-ALA (C), SL2SPSCR-F (C), SL2SPSCR-FB (C), SL2SPSCR-N (C), SL2SPSCR-NA (C), SL2SPSCW-A (C), SL2SPSCW-AL (C), SL2SPSCW-ALA (C), SL2SPSCW-F (C), SL2SPSCW-FB (C), SL2SPSCW-N (C), S [Siemens] [AUDIO 25v] [25V AUDIO] SL2SPSCR-A (C), SL2SPSCR-AL (C), SL2SPSCR-ALA (C), SL2SPSCR-F (C), SL2SPSCR-FB (C), SL2SPSCR-N (C), SL2SPSCR-NA (C), SL2SPSCW-A (C), SL2SPSCW-AL (C), SL2SPSCW-ALA (C), SL2SPSCW-F (C), SL2SPSCW-FB (C), SL2SPSCW-N (C), SL2 [Siemens] [NAC] [16.0 – 33.0 VDC] SL2SCR-A (C), SL2SCR-AL (C), SL2SCR-ALA (C), SL2SCR-ALB (C), SL2SCR-F (C), SL2SCR-FB (C), SL2SCR-N (C), SL2SCR-NA (C), SL2SCR-NB (C), SL2SCW-A (C), SL2SCW-AL (C), SL2SCW-ALA (C), SL2SCW-ALB (C), SL2SCW-EV (C), SL2SCW-F (
bbe88693-964e-4eb9-a85a-d203abb06d4d |  |  |  | North | Potter | Security/Access Control |  |  |  |  | Module | TRUE | ODC-56 Series |  | Overhead Door Contact with Fixed Magnet | 1 | [6 empty] | FALSE | [5 empty] | #FFFFFFFF |  |  | FALSE | FALSE | FALSE | [14 empty] | FALSE | [7 empty] | THOR\acont | 2024-10-09 10:48
1340413d-2169-4807-bedf-d2081103b81e |  |  |  | North | Potter | [5 empty] | Module | TRUE | SB Series |  | Conventional Smoke Detector Bases | 1 | [6 empty] | FALSE | [5 empty] | #FFFFFFFF |  |  | FALSE | FALSE | FALSE |  |  |  | 7300-0328:0153 | [10 empty] | FALSE | [7 empty] | THOR\acont | 2024-10-09 10:48
585afbc6-bec9-4152-9592-d20d89b42aae | NFPA 170 MANUAL PULL |  |  | North | Firelite |  | Manual Station |  |  |  | Module | TRUE | BG-8 | + | Manual Fire Alarm Pull Station. Single Action. | 1 | [6 empty] | TRUE | [5 empty] | #FFFF0000 | FA-NFPA 170 MANUAL PULL | 1 | FALSE | FALSE | FALSE | 957 | [19 empty] | DESKTOP-7SAL8M7\acont | 2019-03-29 16:31 | THOR\acont | 2024-09-08 17:27 | Cloned from Firelite BG-12 | [Firelite] [IDC] 01 BG-12, BG-12L, BG-12LA, BG-12LO, BG-12LOB, BG-12LPS, BG-12LPSP, BG-12LSP, BG-12S, BG-12SL, BG-8, BG-8SP
bc2f9103-2f4f-4807-941c-d212ad4168a9 |  |  |  | North | Edwards |  | Cards & Components |  |  |  | Card | TRUE | MN-FNS8C18FAC |  | MN-FNS8C18F2 100-250 VAC/VDC (50 or 60 Hz) power supply module. | 1 | 0.439 | 0.439 |  |  |  |  | TRUE | [5 empty] | #FFFFFFFF |  |  | FALSE | FALSE | FALSE | [14 empty] | FALSE | [7 empty] | THOR\acont | 2024-10-09 10:48
7f0a0ebd-2ab0-49f2-a2b7-d21a762ab444 | NFPA 170 MANUAL PULL |  |  | North | Edwards |  | Manual Station |  |  |  | Module | TRUE | 270-GAO-DOC |  | Pull Station, cast metal, 2 stage 2 N.O. contacts | 1 | [6 empty] | FALSE | [5 empty] | #FFFF0000 | FA-NFPA 170 MANUAL PULL | 1 | FALSE | FALSE | FALSE | 957 | [13 empty] | FALSE | [7 empty] | THOR\acont | 2024-09-08 17:27 |  | [Edwards, Kidde, Monaco Enterprises] [IDC] 01 1534-1, 200-GAOF, 270A-DPO, 270A-SPO, 270-DOC, 270-DOC-B, 270-DOC-F, 270-DPO, 270-GAO, 270-GAOB, 270-GAO-DOC, 270-GAO-DOCF, 270P-DPO, 270P-SPO, 270-SPO, 270-SPOW, 270-SPOWB, 270-SPOWF, 271-KR1/SR/GS, 276A-REL
94193b1e-4939-43ac-b436-d21aef1571e4 | NFPA 170 CELL COMM | RISER CELL COMM |  | North | Bosch |  | Cellular Communicator |  |  |  | Module | TRUE | F01U293701 | * | CONETTIX CELLULAR COMMUNICATOR | 1 | [12 empty] | #FFFF0000 | FA-NFPA 170 CELL COMM | 1 | FALSE | FALSE | FALSE | [20 empty] | DESKTOP-7EIEB7A\acont | 2021-08-13 06:25 | THOR\acont | 2024-09-08 17:27
620e75d1-8e36-4c06-9ff2-d21c762eda9a | CADGEN INTRUSION CONTACT |  |  | North | Bosch |  | Intrusion Contact |  |  |  | Module | TRUE | RFUN | ++ | Wireless loop input and contact | 1 |  |  |  |  | 1.5 | [7 empty] | #FFFF0000 | FA-CADGEN INTRUSION CONTACT | 1 | FALSE | FALSE | FALSE | [17 empty] | REX |  |  | DESKTOP-7EIEB7A\acont | 2022-07-26 16:53 | THOR\acont | 2024-09-08 17:27 | Cloned from Bosch RFDW-RM | [BluePoint, Bosch] [BOSCH WIRELESS] [ALL DEVICES ++] BP01-302, BP02-202M, BP02-202P, BP02-A202M, BP02-A202P, BP02-A202PH, BP03-302, BP03-A102M, BP03-A102P, RFBT-A, RFDL-11, RFDL-11-A, RFDL-11-CHI, RFDW-RM, RFDW-RM-A, RFDW-RM-CHI, RFDW-SM, RFDW-SM-A, RFDW
319e1ac5-767f-476d-8ec5-d222ccb45436 | NFPA 170 HEAT DETECTOR |  |  | North | Edwards |  | Heat Detector |  |  |  | Module | TRUE | SIGA-HCD w/SIGA-SB BASE | ++ | Multisensor Heat, and CO Detector | 1 | 5.1e-05 | 6.8e-05 |  |  |  |  | FALSE | [5 empty] | #FFFF0000 | FA-NFPA 170 HEAT DETECTOR | 1 | FALSE | FALSE | FALSE | 1403 | [13 empty] | FALSE | [7 empty] | THOR\acont | 2024-09-08 17:27 | 20191121 AC Detector with base | [Edwards, Kidde] [SLC EST MODULES/SENSORS] 01 [*] [iO64] DS-HFS (C), DS-PS (C), FX-HD w/IB4U BASE, FX-HD w/RB4U BASE, FX-HD w/SB4U BASE, FX-HD w/SB4U-LF BASE, FX-HD wB4U BASE, FX-PD w/B4U BASE (C), FX-PD w/IB4U BASE (C), FX-PD w/SB4U BASE (C), FX-PD w/SB [Edwards, Kidde] [SLC EST SENSORS] 01 [*] [EST3, iO1000] DS-HFS (C), DS-PS (C), FX-HD w/IB4U BASE, FX-HD w/RB4U BASE, FX-HD w/SB4U BASE, FX-HD w/SB4U-LF BASE, FX-HD wB4U BASE, FX-PD w/B4U BASE (C), FX-PD w/IB4U BASE (C), FX-PD w/SB4U BASE (C), FX-PD w/SB [Edwards, Kidde] [SLC EST SENSORS] [*] [#4 TYPE ADDR ¦ SENSORS] KI-DDOS (C), SIGA2-COS w/SIGA-AB4G BASE, SIGA2-COS w/SIGA-AB4G-LF BASE, SIGA2-COS w/SIGA-AB4GT BASE, SIGA2-COS w/SIGA-IB BASE, SIGA2-COS w/SIGA-RB BASE, SIGA2-COS w/SIGA-SB BASE, SIGA2-HCOS [Edwards, Kidde] [SLC EST MODULES SENSORS] [*] [#2 SHARED ADDR ¦ SENSORS] KI-DDOS (C), SIGA2-COS w/SIGA-AB4G BASE, SIGA2-COS w/SIGA-AB4G-LF BASE, SIGA2-COS w/SIGA-AB4GT BASE, SIGA2-COS w/SIGA-IB BASE, SIGA2-COS w/SIGA-RB BASE, SIGA2-COS w/SIGA-SB BASE, S
1cb015dd-cee2-4b93-aa14-d22399290fce | NFPA 170 STROBE WALL |  |  | North | Edwards |  | Strobe |  |  |  | Module | TRUE | G1WN-VMC |  | Strobe, white, no markings, A, B, C, D cd, clear lens | 1 | 0 | 0.255 |  |  |  |  | FALSE | [5 empty] | #FF0070C0 | FA-NFPA 170 STROBE WALL | 1 | FALSE | FALSE | FALSE | 2023 | [13 empty] | FALSE | [7 empty] | THOR\acont | 2024-09-08 17:27 |  | [EDCO, Edwards, Kidde] [NAC] [16 VDC] EG1F-V1575, EG1F-VM, G1F-V1575, G1F-VM, G1RF-V1575, G1RF-VM, G1R-VM, G1-VM, G1WA-VMA, G1WA-VMC, G1WN-VMA, G1WN-VMC, PN101 (C) [Edwards, Kidde] [NAC] [24 VDC] EG1F-V1575, EG1F-VM, G1F-V1575, G1F-VM, G1RF-V1575, G1RF-VM, G1R-VM, G1-VM, G1WA-VMA, G1WA-VMC, G1WN-VMA, G1WN-VMC
7d2ac443-7951-43e2-9f2f-d223e842c253 | NFPA 170 SPEAKER STROBE CEILING |  |  | North | Siemens |  | Speaker/Strobe |  |  |  | Module | TRUE | SEH-MC-CW-BLANK | S54329-A25-A1 | SPK-ST,CLG,BLNK,W | 1 | [7 empty] | TRUE |  |  |  |  | #FF0070C0 | FA-NFPA 170 SPEAKER STROBE CEILING | 1 | FALSE | FALSE | FALSE | 2020 | [16 empty] | C |  |  | DESKTOP-7SAL8M7\acont | 2019-08-13 09:04 | THOR\acont | 2024-09-08 17:27 |  | [Siemens] [AUDIO 70.7v] [70V AUDIO] SECH-R (C), SECH-W (C), SEH-AMC-CW-ALERT (C), SEH-CW-ALERT (C), SEH-HMC-CR (C), SEH-HMC-CR-B (C), SEH-HMC-CW (C), SEH-HMC-CW-B (C), SEH-MC-CR (C), SEH-MC-CR-B (C), SEH-MC-CW (C), SEH-MC-CW-ALERT (C), SEH-MC-CW-B (C), S [Siemens] [AUDIO 25v] [25V AUDIO] SECH-R (C), SECH-W (C), SEH-AMC-CW-ALERT (C), SEH-CW-ALERT (C), SEH-HMC-CR (C), SEH-HMC-CR-B (C), SEH-HMC-CW (C), SEH-HMC-CW-B (C), SEH-MC-CR (C), SEH-MC-CR-B (C), SEH-MC-CW (C), SEH-MC-CW-ALERT (C), SEH-MC-CW-B (C), SEH [Siemens] [NAC] [VDC] SEFH-AMC-CW-ALERT (C), SEFH-MC-CR (C), SEFH-MC-CR-ALERT (C), SEFH-MC-CW (C), SEFH-MC-CW-ALERT (C), SEFH-MC-CW-BLANK (C), SEH-MC-CR (C), SEH-MC-CR-B (C), SEH-MC-CW (C), SEH-MC-CW-ALERT (C), SEH-MC-CW-B (C), SEH-MC-CW-BLANK (C)
86a02256-4f93-4a54-82a1-d2281f21d871 | NFPA 170 STROBE CEILING |  |  | North | Digital Watchdog |  | Strobe |  |  |  | Module | TRUE | DWC-MF21M4TIR |  | Indoor/outdoor Dome 4 mm 2.1 Mega Pixel | 1 | [6 empty] | FALSE | TRUE |  |  |  |  | #FF0070C0 | FA-NFPA 170 STROBE CEILING | 1 | FALSE | FALSE | FALSE | 2022 | [13 empty] | FALSE | [5 empty] | AULAPTOP-PC\Aulaptop | 2019-01-04 17:25 | THOR\acont | 2024-09-08 17:27 | Cloned from Hikvision DS-2CD2732F-I HIK | [Digital Watchdog, Generic, Hikvision] [ETHERNET] [*] [Camera] Camera IP, DS-2CD2132-F HI, DS-2CD2512F-I HIK, DS-2CD2532F-I HIK, DS-2CD2732F-I HIK, DWC-MF21M4TIR (C)
cb5e2920-0298-4839-b2fc-d22e6f3e2c78 | NFPA 170 NOTIFICATION CIRCUIT EXTENDER PANEL | RISER NAC |  | North | Gamewell FCI |  | Notification Circuit Extender Panel |  |  |  | Assembly | TRUE | HPF902ULADA | + | Nac Power Supply | 1 | [6 empty] | FALSE | [5 empty] | #FFFF0000 | FA-NFPA 170 NOTIFICATION CIRCUIT EXTENDER PANEL | 1 | FALSE | FALSE | FALSE | 212 | [8 empty] | 7,12,18 |  |  | 9 |  | TRUE | [7 empty] | THOR\acont | 2024-09-08 17:27
07c0b24e-4e3f-4f44-8974-d22ed600240a |  |  |  | North | Siemens |  | Hardware |  |  |  | Hardware | TRUE | FHD2006-U1 | S54400-C46-A1 | Clear window | 1 | [6 empty] | FALSE | [5 empty] | #FFFFFFFF |  |  | FALSE | FALSE | FALSE | [14 empty] | FALSE | [5 empty] | AULAPTOP-PC\Aulaptop | 2018-12-06 05:28 | THOR\acont | 2024-10-09 10:48 | Cloned from Siemens New Part
cee8853b-8740-48ef-a341-d23548d93afa | NFPA 170 SOLENOID VALVE |  |  | North | Viking |  | Solenoid |  |  |  | Module | TRUE | 13843 | ++ | Deluge & Preaction 5/8" | 1 | 0 | 0.14 |  |  |  |  | FALSE | [5 empty] | #FFFF0000 | FA-NFPA 170 SOLENOID VALVE | 1 | FALSE | FALSE | FALSE | 1701 | [13 empty] | FALSE | [5 empty] | DESKTOP-7EIEB7A\acont | 2022-08-19 09:11 | THOR\acont | 2024-09-08 17:27 | Cloned from Viking 11602 CLONED | [ASCO, BERMAD, Fenwal, Generic, Pyro-Chem, Skinner, Viking] [AUX POWER, RELEASING] [*] [INPUT TYPE] 11601, 11602, 13215, 13843, 13844, 486500-01, 73218BN4UN00, 8210G009, BE370D-B2-87, BE370D-B2-88, BE370D-B5-87, BE370D-B5-87N, BE370D-B5-88, BE370D-B5-88N
ad40fc9c-5270-4744-90c8-d23e4fab4d94 | NFPA 170 HORN STROBE CEILING |  |  | North | System Sensor |  | Horn/Strobe |  |  |  | Module | TRUE | PC2RK | + | 2-Wire Horn Strobe, Standard cd, Red, Outdoor (includes plastic weatherproof back box) | 1 | 0 | 0.071 |  |  |  |  | FALSE | TRUE |  |  |  |  | #FF0070C0 | FA-NFPA 170 HORN STROBE CEILING | 1 | FALSE | FALSE | FALSE | 2013 | [13 empty] | FALSE |  |  | C, WP |  |  | DESKTOP-7EIEB7A\acont | 2021-05-03 14:23 | THOR\acont | 2024-09-08 17:27 | Cloned from System Sensor PC2RL | [System Sensor] [NAC] [VFWR, TEMPORAL HIGH] PC2RK (C), PC2WK (C) [System Sensor] [NAC] [VDC, TEMPORAL HIGH] PC2RK (C), PC2WK (C)
1647aad2-98d7-4ac0-85fa-d240b4ada068 | NFPA 170 SMOKE DETECTOR |  |  | North | Notifier |  | Smoke Detector |  |  |  | Module | TRUE | FSL-751 w/B200S | ++ | DETECTOR, SMOKE, ADDRESSABLE PHOTO w/SOUNDER BASE | 1 | 0.00033 | 0.0065 |  |  |  |  | FALSE | TRUE |  |  |  |  | #FFFF0000 | FA-NFPA 170 SMOKE DETECTOR | 1 | FALSE | FALSE | FALSE | 1408 | [13 empty] | FALSE |  |  | SB |  |  |  |  | THOR\acont | 2024-09-08 17:27 | 20191121 AC Detector with base | [Notifier, System Sensor] [AUX POWER] 2251-COPTIR w/B200S-WH (C), B200S, B200SR, B200S-WH, B210LP, FCO-851 w/B200S (C), FCO-951 w/B200S-WH (C), FCP-951 w/B200S-WH, FPC-951 w/B200S-IV (C), FPC-951 w/B200S-WH (C), FPTI-951 w/B200S-IV (C), FPTI-951 w/B200S- [Honeywell, Notifier, System Sensor] [SLC SENSORS] [*] [#4 TYPE ADDR ¦ SENSORS] 2251B (C), 2251-COPTIR (C), 2251-COPTIR w/B200S-WH (C), 2251TB (C), 2251TMB (C), 5251B (C), 5251B-WP (C), 5251H (C), 5251RB (C), 5251RB-WP (C), 7251 (C), 7251DH (C), DH200LP [Honeywell, Notifier, System Sensor] [SLC MODULES SENSORS] [*] [#2 SHARED ADDR ¦ SENSORS] 2251B (C), 2251-COPTIR (C), 2251-COPTIR w/B200S-WH (C), 2251TB (C), 2251TMB (C), 5251B (C), 5251B-WP (C), 5251H (C), 5251RB (C), 5251RB-WP (C), 7251 (C), 7251DH (C)
83a0513e-d4d8-4ba9-968a-d2495fd75717 | NFPA 170 ASPIRATING SMOKE DETECTOR |  |  | North | Xtralis |  | Air Sampling Detection |  |  |  | Module | TRUE | VLI-885 | ++ | VESDA VLI with VESDAnet | 1 | 0.415 | 0.44 |  |  |  |  | TRUE | TRUE |  |  |  |  | #FFFF0000 | FA-NFPA 170 ASPIRATING SMOKE DETECTOR | 1 | FALSE | FALSE | FALSE | 1408 | [19 empty] | DESKTOP-7EIEB7A\acont | 2022-08-29 16:25 | THOR\acont | 2024-09-08 17:27 | Cloned from Xtralis VLI-880 | [Gamewell FCI, Xtralis] [IDC] 02 [ACTION] 7100X (C), 8100 (C), 9400X (C), AAD-7100X (C), AAD-8100 (C), VEP-A00-1P, VEP-A00-1P-NTF, VEP-A00-P, VEP-A00-P-NTF, VEP-A10-P, VEP-A10-P-NTF, VLF-250 (C), VLF-500 (C), VLI-880 (C), VLI-885 (C), XAS-1-US (C), XAS-2 [Xtralis] [AUX POWER] [5] VEP-A00-1P, VEP-A00-1P-NTF, VEP-A00-P, VEP-A00-P-NTF, VEP-A10-P, VEP-A10-P-NTF, VEU-A10, VLF-250 (C), VLF-500 (C), VLI-880 (C), VLI-885 (C), XAS-1-US (C), XAS-2-US (C) [Xtralis] [AUX POWER] [1] VEP-A00-1P, VEP-A00-1P-NTF, VEP-A00-P, VEP-A00-P-NTF, VEP-A10-P, VEP-A10-P-NTF, VEU-A10, VLF-250 (C), VLF-500 (C), VLI-880 (C), VLI-885 (C), XAS-1-US (C), XAS-2-US (C) [Gamewell FCI, Xtralis] [IDC] 03 [FIRE1] 7100X (C), 8100 (C), 9400X (C), AAD-7100X (C), AAD-8100 (C), VEP-A00-1P, VEP-A00-1P-NTF, VEP-A00-P, VEP-A00-P-NTF, VEP-A10-P, VEP-A10-P-NTF, VLF-250 (C), VLF-500 (C), VLI-880 (C), VLI-885 (C), XAS-1-US (C), XAS-2- [Xtralis] [AUX POWER] [10] VEP-A00-1P, VEP-A00-1P-NTF, VEP-A00-P, VEP-A00-P-NTF, VEP-A10-P, VEP-A10-P-NTF, VEU-A00, VLF-250 (C), VLF-500 (C), VLI-880 (C), VLI-885 (C), XAS-1-US (C), XAS-2-US (C) [Xtralis] [AUX POWER] [1] VEP-A00-1P, VEP-A00-1P-NTF, VEP-A00-P, VEP-A00-P-NTF, VEP-A10-P, VEP-A10-P-NTF, VEU-A00, VLF-250 (C), VLF-500 (C), VLI-880 (C), VLI-885 (C), XAS-1-US (C), XAS-2-US (C) [Xtralis] [RS-485] VEP-A00-1P, VEP-A00-P, VEP-A10-P, VEU-A00, VEU-A10, VLF-250 (C), VLF-500 (C), VLI-885 (C) [Xtralis] [RS-232] VSR-13D01-S04 [Gamewell FCI, Xtralis] [IDC] 01 [FAULT 1] 7100X (C), 8100 (C), 9400X (C), AAD-7100X (C), AAD-8100 (C), VEP-A00-1P, VEP-A00-1P-NTF, VEP-A00-P, VEP-A00-P-NTF, VEP-A10-P, VEP-A10-P-NTF, VLF-250 (C), VLF-500 (C), VLI-880 (C), VLI-885 (C), XAS-1-US (C), XAS- [Xtralis] [AUX POWER] [5] VEP-A00-1P, VEP-A00-1P-NTF, VEP-A00-P, VEP-A00-P-NTF, VEP-A10-P, VEP-A10-P-NTF, VEU-A00, VLF-250 (C), VLF-500 (C), VLI-880 (C), VLI-885 (C), XAS-1-US (C), XAS-2-US (C) [Xtralis] [AUX POWER] [10] VEP-A00-1P, VEP-A00-1P-NTF, VEP-A00-P, VEP-A00-P-NTF, VEP-A10-P, VEP-A10-P-NTF, VEU-A10, VLF-250 (C), VLF-500 (C), VLI-880 (C), VLI-885 (C), XAS-1-US (C), XAS-2-US (C) [Xtralis] [AUX POWER] [*] VEP-A00-1P, VEP-A00-1P-NTF, VEP-A00-P, VEP-A00-P-NTF, VEP-A10-P, VEP-A10-P-NTF, VLF-250 (C), VLF-500 (C), VLI-880 (C), VLI-885 (C), XAS-1-US (C), XAS-2-US (C)
631108b5-f64a-4873-9a9a-d24f12c5e9ed | NFPA 170 MANUAL PULL |  |  | North | Edwards |  | Manual Station |  |  |  | Module | TRUE | 270-GAO |  | Pull Station, cast metal, 2 stage, OC, | 1 | [6 empty] | FALSE | [5 empty] | #FFFF0000 | FA-NFPA 170 MANUAL PULL | 1 | FALSE | FALSE | FALSE | 957 | [13 empty] | FALSE | [7 empty] | THOR\acont | 2024-09-08 17:27 |  | [Edwards, Kidde, Monaco Enterprises] [IDC] 01 1534-1, 200-GAOF, 270A-DPO, 270A-SPO, 270-DOC, 270-DOC-B, 270-DOC-F, 270-DPO, 270-GAO, 270-GAOB, 270-GAO-DOC, 270-GAO-DOCF, 270P-DPO, 270P-SPO, 270-SPO, 270-SPOW, 270-SPOWB, 270-SPOWF, 271-KR1/SR/GS, 276A-REL
a30e47da-cc03-46ce-9e63-d2538efdbb10 | DETECTOR_MULTI |  |  | North | Kidde |  | Multi Criteria Detector |  |  |  | Module | TRUE | V-PCOS |  | Vigilant series combination photo/CO detector | 1 | 0.00045 | 0.00045 |  |  |  |  | FALSE | [5 empty] | #FFFF0000 | FA-DETECTOR_MULTI | 1 | FALSE | FALSE | FALSE | [14 empty] | FALSE | [5 empty] | AULAPTOP-PC\Aulaptop | 2018-09-03 13:55 | THOR\acont | 2024-09-08 17:27 | 20191121 AC Detector without base | [Kidde] [SLC EST SENSORS] [*] [#4 TYPE ADDR ¦ SENSORS] DS-HFS (C), DS-PS (C), FX-HD w/IB4U BASE, FX-HD w/RB4U BASE, FX-HD w/SB4U BASE, FX-HD w/SB4U-LF BASE, FX-HD wB4U BASE, FX-PD w/B4U BASE (C), FX-PD w/IB4U BASE (C), FX-PD w/SB4U BASE (C), FX-PD w/SB4U [Kidde] [SLC EST MODULES SENSORS] [*] [#2 SHARED ADDR ¦ SENSORS] DS-HFS (C), DS-PS (C), FX-HD w/IB4U BASE, FX-HD w/RB4U BASE, FX-HD w/SB4U BASE, FX-HD w/SB4U-LF BASE, FX-HD wB4U BASE, FX-PD w/B4U BASE (C), FX-PD w/IB4U BASE (C), FX-PD w/SB4U BASE (C), FX [Edwards, Kidde] [SLC EST SENSORS] 01 [*] [EST3, iO1000] DS-HFS (C), DS-PS (C), FX-HD w/IB4U BASE, FX-HD w/RB4U BASE, FX-HD w/SB4U BASE, FX-HD w/SB4U-LF BASE, FX-HD wB4U BASE, FX-PD w/B4U BASE (C), FX-PD w/IB4U BASE (C), FX-PD w/SB4U BASE (C), FX-PD w/SB [Edwards, Kidde] [SLC EST MODULES/SENSORS] 01 [*] [iO64] DS-HFS (C), DS-PS (C), FX-HD w/IB4U BASE, FX-HD w/RB4U BASE, FX-HD w/SB4U BASE, FX-HD w/SB4U-LF BASE, FX-HD wB4U BASE, FX-PD w/B4U BASE (C), FX-PD w/IB4U BASE (C), FX-PD w/SB4U BASE (C), FX-PD w/SB
848a574d-96e4-4377-ae93-d253d951624d |  |  |  | North | Siemens | [5 empty] | Module | TRUE | TC-30U | 500-885260 | BATTERY TRANSFER MODULE (1) SPACE | 1 | [12 empty] | #FFFFFFFF |  |  | FALSE | FALSE | FALSE | [20 empty] | DESKTOP-7SAL8M7\acont | 2019-08-13 09:04 | THOR\acont | 2024-10-09 10:48
fe73c777-dfed-4b3a-a06f-d2576566076b |  |  |  | North | Edwards |  | Hardware |  |  |  | Hardware | TRUE | BP-A |  | Blank Panel | 1 | [6 empty] | FALSE | [5 empty] | #FFFFFFFF |  |  | FALSE | FALSE | FALSE | [14 empty] | FALSE | [7 empty] | THOR\acont | 2024-10-09 10:48
1a4b066d-3da1-4905-bf0f-d25be989f79f | NFPA 170 HEAT DETECTOR |  |  | North | Notifier |  | Heat Detector |  |  |  | Module | TRUE | FST-851R w/B200SR | ++ | Intelligent Addressable Rate Of Rise Heat Detector w/ Flashscan, Sounder Base, Low Frequency | 1 | 0.0003 | 0.0065 |  |  |  |  | FALSE | TRUE | FLUSH |  | 4" SQ. DEEP | 3 "O" PLASTER RING | #FFFF0000 | FA-NFPA 170 HEAT DETECTOR | 1 | FALSE | FALSE | FALSE | 1403 |  |  | 7270-0028:0196 | [10 empty] | FALSE |  |  | LF¦SB |  |  |  |  | THOR\acont | 2024-09-08 17:27 | 20191121 AC Detector with base | [Notifier] [AUX POWER] B200SR-WH, FSD-751P w/B200SR (C), FSD-751PL w/B200SR (C), FSD-751RP w/B200SR (C), FSD-751RPL w/B200SR (C), FSI-851 w/B200SR (C), FSL-751 w/B200SR (C), FSP-851 w/B200SR (C), FSP-851T w/B200SR (C), FST-851 w/B200SR (C), FST-851H w/B2 [Honeywell, Notifier, System Sensor] [SLC MODULES SENSORS] [*] [#2 SHARED ADDR ¦ SENSORS] 2251B (C), 2251-COPTIR (C), 2251-COPTIR w/B200S-WH (C), 2251TB (C), 2251TMB (C), 5251B (C), 5251B-WP (C), 5251H (C), 5251RB (C), 5251RB-WP (C), 7251 (C), 7251DH (C) [Honeywell, Notifier, System Sensor] [SLC SENSORS] [*] [#4 TYPE ADDR ¦ SENSORS] 2251B (C), 2251-COPTIR (C), 2251-COPTIR w/B200S-WH (C), 2251TB (C), 2251TMB (C), 5251B (C), 5251B-WP (C), 5251H (C), 5251RB (C), 5251RB-WP (C), 7251 (C), 7251DH (C), DH200LP
40817796-7a0b-4ca8-b2ce-d267d8e8cbc3 | NFPA 170 ADDRESSABLE INPUT MONITOR MODULE |  |  | North | MIRCOM |  | Addressable Module |  |  |  | Module | TRUE | CZ-6 | ++ | Six Zone two‐wire interface module | 6 | 0.002 | 0.004 |  |  | 24 |  | FALSE |  |  |  | 6.8” x 5.8” x 1.25” (172.7 mm x 147.32 mm x 31.75 mm) |  | #FFFF0000 | FA-NFPA 170 ADDRESSABLE INPUT MONITOR MODULE | 1 | FALSE | FALSE | FALSE | 1000 | [13 empty] | FALSE |  |  | 6 |  |  | THOR\acont | 2024-04-03 14:23 | THOR\acont | 2024-09-08 17:27 | Cloned from Fike FIK-CZ-6 | [MIRCOM] [SLC MODULES] [*] [#3 TYPE ADDR ¦ MODULES] CR-6, CZ-6, IM-10, MIX-100P, MIX-100R, MIX-100S, MIX-101P, MIX-4040, MIX-4040M, MIX-4041, MIX-4045, MIX-4045-M, MIX-4046, MIX-M500DM, MIX-M500DMAP, MIX-M500FP, MIX-M500M, MIX-M500MAP, MIX-M500R, MIX-M50 [MIRCOM] [AUX POWER] [AUX INPUT ++] CZ-6 [MIRCOM] [SLC MODULES SENSORS] [*] [#1 SHARED ADDR ¦ MODULES] CR-6, CZ-6, IM-10, MIX-100P, MIX-100R, MIX-100S, MIX-100X, MIX-101P, MIX-4040, MIX-4040M, MIX-4041, MIX-4045, MIX-4045-M, MIX-4046, MIX-M500DM, MIX-M500DMAP, MIX-M500FP, MIX-M500M, MIX-M500MAP | [MIRCOM] CZ-6
42878786-5184-4a92-851f-d2687d344c82 |  |  |  | North | Siemens | [5 empty] | Module | TRUE | PM-32 | 500-822170 | PROGRAM MATRIX 36 DIODES | 1 | [12 empty] | #FFFFFFFF |  |  | FALSE | FALSE | FALSE | [20 empty] | DESKTOP-7SAL8M7\acont | 2019-08-13 09:04 | THOR\acont | 2024-10-09 10:48
4cf06f95-36ef-4692-b3ea-d2698041749f | NFPA 170 HEAT DETECTOR SOUNDER |  |  | North | Apollo |  | Heat Detector |  |  |  | Module | FALSE | 555000-400 w/45681-705 | ++ | XP95 Heat Detector w/Sounder Base | 1 | 0.00065 | 0.018 |  |  |  |  | FALSE | TRUE |  |  |  |  | #FFFF0000 | FA-NFPA 170 HEAT DETECTOR SOUNDER | 1 | FALSE | FALSE | FALSE | 1408 | [13 empty] | FALSE | [5 empty] | DESKTOP-7EIEB7A\acont | 2023-02-13 08:40 | THOR\acont | 2024-09-08 17:27 | Cloned from Apollo 555000-400 w/ | [Apollo] [SLC APOLLO MODULES/SENSORS] [*] [#1] 45681-800 (C), 45681-805 (C), 55000-001 (C), 55000-002 (C), 55000-005 (C), 55000-006 (C), 55000-009 (C), 55000-010 (C), 55000-450 w/45681-210UL (C), 55000-450 w/45681-225APO (C), 55000-450 w/45681-250USA (C) [Advanced, Apollo] [SLC APOLLO MODULES SENSORS] [*] [#2 SHARED ADDR ¦ SENSORS] SA5150-650ADV w/SA5000-230ADV (C), SA5150-750ADV w/SA5000-210ADV (C), 45681-800 (C), 45681-805 (C), 55000-450 w/45681-210UL (C), 55000-450 w/45681-225APO (C), 55000-450 w/
b59d8a91-32cb-4d5f-9f0b-d26cf7c42680 | NFPA 170 AMPLIFIER RACK | RISER AMP |  | North | Sigcom |  | Amplifier |  |  |  | Assembly | TRUE | MNS-100APB (100W, 70V) | + | 100 Watt Panel, 4 Speaker Circuits, Back-up Battery and Power Supply | 1 | [6 empty] | FALSE | [5 empty] | #FFFF0000 | FA-NFPA 170 AMPLIFIER RACK | 1 | FALSE | FALSE | FALSE | 300 | [8 empty] | 7,12,18 |  |  |  | 100 | TRUE | [5 empty] | DESKTOP-7EIEB7A\acont | 2021-03-12 09:54 | THOR\acont | 2024-09-08 17:27 | Cloned from Sigcom MNS-100EXP (100W, 70V)
67ba44ea-c1c5-4203-95db-d26dc8b5f0c6 | CADGEN PROXIMITY READER |  |  | North | Edwards | Security/Access Control | Prox Reader |  |  |  | Module | TRUE | 5355AGK0009 |  | Proximity Reader, Wall Mount /w Keypad | 1 | [6 empty] | FALSE | [5 empty] | #FFFF0000 | FA-CADGEN PROXIMITY READER | 1 | FALSE | FALSE | FALSE | [14 empty] | FALSE | [7 empty] | THOR\acont | 2024-09-08 17:27
9654d447-670b-4621-83ab-d270b5a92c3f | NFPA 170 SPEAKER WALL |  |  | North | e2S |  | Speaker |  |  |  | Module | TRUE | D2xL1FV725CN1A1R | ++ | PA Loudspeaker 111dB(A) @ 10', 15W, Dual 25FV / 70V Line Transformer, (2) 3/4" Conduit Entries (Adaptors), Class 1/11 Div 2 Environments, Red IP66 Enclosure. | 1 | [6 empty] | FALSE | [5 empty] | #FF0070C0 | FA-NFPA 170 SPEAKER WALL | 1 | FALSE | FALSE | FALSE | 2021 | [13 empty] | FALSE |  |  | HZ |  |  | THOR\acont | 2024-07-24 12:29 | THOR\acont | 2024-09-08 17:27 | Cloned from e2S D2xL2F | [e2S] [AUDIO 25v] [25V AUDIO] D2xL1FV725CN1A1R, ML15FV025CS1A1R [e2S] [AUDIO 70.7v] [70V AUDIO] D2xL1FV725CN1A1R, ML15FV070CS1A1R
bc172829-10e6-4fd2-88f9-d2743d90a899 | NFPA 170 HORN |  |  | North | Autocall |  | Horn |  |  |  | Module | TRUE | A49MT-APPLW | + | Audible Notification Appliances, Wall Mount Horn, Specify Cover | 1 | 0 | 0 |  |  |  |  | TRUE | [5 empty] | #FF0070C0 | FA-NFPA 170 HORN | 1 | FALSE | FALSE | FALSE | 2010 | [19 empty] | DESKTOP-7SAL8M7\acont | 2019-10-25 18:00 | THOR\acont | 2024-09-08 17:27 | Cloned from AutoCall A49MTV-APPLW w/A49AVC-WRFIRE | [Autocall, Simplex] [IDNac] [23VDC, STEADY HIGH, 520 HZ] 49MT-APPLW, A49MT-APPLW [Autocall, Simplex] [IDNac] [23VDC, STEADY LOW, 520 HZ] 49MT-APPLW, A49MT-APPLW
31909ac9-af2c-42be-bdf2-d2766aabe3bd |  |  |  | North | Hochiki |  | Cards & Components |  |  |  | Card | TRUE | FN-1042-ULADA Main Board | ++ | Fire Alarm Power Supply Main Board | 1 | 0.13 | 0.3 | 10 |  | 24 |  | TRUE | FALSE |  |  |  |  | #FFFFFFFF |  |  | FALSE | FALSE | FALSE | [14 empty] | FALSE | [5 empty] | DESKTOP-7EIEB7A\acont | 2022-09-29 11:03 | THOR\acont | 2024-10-09 10:48 | Cloned from Altronix AL1042ULADA Main Board | [Hochiki] [NAC Trigger] [#2 INPUT] FN-1042-ULADA Main Board, FN-642-ULADA Main Board, FN-842-ULADA Main Board [Hochiki] [NAC Trigger] [#1 INPUT] FN-1042-ULADA Main Board, FN-642-ULADA Main Board, FN-842-ULADA Main Board | [Hochiki] FN-1042-ULADA Main Board, FN-642-ULADA Main Board, FN-842-ULADA Main Board
6e677828-4df3-449d-9b3c-d27cfef00003 | NFPA 170 SPEAKER STROBE CEILING |  |  | North | Hochiki |  | Speaker/Strobe |  |  |  | Module | TRUE | E60-24MCCH-FW |  | Speaker/Strobe, 24 VDC, Multi-Candela, , 25/70 Vrms, white | 1 | 0 | 0.455 |  |  |  |  | FALSE | TRUE |  | *Refer to Install Sheet |  |  | #FF0070C0 | FA-NFPA 170 SPEAKER STROBE CEILING | 1 | FALSE | FALSE | FALSE | 2020 | [13 empty] | FALSE |  |  | C |  |  |  |  | THOR\acont | 2024-09-08 17:27 |  | [Eaton Wheelock, Hochiki] [NAC] E60-24MCCH-FR (C), E60-24MCCH-FW (C) [Eaton Wheelock, Hochiki] [AUDIO 70.7v] [70V AUDIO] E60-24MCC-FR (C), E60-24MCC-FW (C), E60-24MCCH-FR (C), E60-24MCCH-FW (C), E60-24MCW-FR, E60-24MCW-FW, E60-24MCWH-FR, E60-24MCWH-FW, E60-R, E60-W [Eaton Wheelock, Hochiki] [AUDIO 25v] [25V AUDIO] E60-24MCC-FR (C), E60-24MCC-FW (C), E60-24MCCH-FR (C), E60-24MCCH-FW (C), E60-24MCW-FR, E60-24MCW-FW, E60-24MCWH-FR, E60-24MCWH-FW, E60-R, E60-W
5864b348-1b66-4af6-8659-d27d8d279ab3 | CAMERA GENERIC2 |  |  | North | Generic |  | CCTV Component |  |  |  | Module | TRUE | Camera IP |  | Camera IP connects with ethernet cable | 1 | [6 empty] | TRUE | [5 empty] | #FFFF0000 | FA-CAMERA GENERIC2 | 1 | FALSE | FALSE | FALSE | [20 empty] | XPS-17-9710\August | 2024-04-03 03:04 | THOR\acont | 2024-09-08 17:27 |  | [Digital Watchdog, Generic, Hikvision] [ETHERNET] [*] [Camera] Camera IP, DS-2CD2132-F HI, DS-2CD2512F-I HIK, DS-2CD2532F-I HIK, DS-2CD2732F-I HIK, DWC-MF21M4TIR (C)
17150144-bdb4-427e-bbc0-d283d195d21f | NFPA 170 HEAT DETECTOR |  |  | North | Autocall |  | Heat Detector |  |  |  | Module | TRUE | A4098-9733 w/A4098-9793 | + | TrueAlarm Heat Detector w/TrueAlarm Sensor Isolator Base | 1 | 0.0008 | 0.001 |  |  |  |  | TRUE | TRUE |  |  |  |  | #FFFF0000 | FA-NFPA 170 HEAT DETECTOR | 1 | FALSE | FALSE | FALSE | 1403 | [19 empty] | DESKTOP-7SAL8M7\acont | 2020-05-26 09:27 | THOR\acont | 2024-09-08 17:27 | Cloned from AutoCall A4098-9733 w/A4098-9792 | [Autocall, Simplex] [IDNet] [SENSORS ++] 4098-9714 (C), 4098-9714 w/4098-9770 (C), 4098-9714 w/4098-9771 (C), 4098-9714 w/4098-9772 (C), 4098-9714 w/4098-9773 (C), 4098-9714 w/4098-9780 (C), 4098-9714 w/4098-9789 (C), 4098-9714 w/4098-9791 (C), 4098-9714
f2624b53-2a5c-4f8a-a807-d28c001c9390 | NFPA 170 CHIME |  |  | North | Siemens |  | Chime |  |  |  | Module | TRUE | CH-W | 500-636020 | CHIME WHITE | 1 | [12 empty] | #FFFF0000 | FA-NFPA 170 CHIME | 1 | FALSE | FALSE | FALSE | [17 empty] | CH |  |  | DESKTOP-7SAL8M7\acont | 2019-08-13 09:04 | THOR\acont | 2024-09-08 17:27 |  | [Siemens] [NAC] [16-33VDC] CH-CW (C), CH-R, CH-W
1464d4ff-99dc-4e56-a724-d28e528a13b3 |  |  |  | North | Edwards |  | Cards & Components |  |  |  | Card | TRUE | XAL250 | ++ | Expansion Analog Loop, 250pt | 1 | 0.06 | 0.125 |  |  |  |  | TRUE | [5 empty] | #FFFFFFFF |  |  | FALSE | FALSE | FALSE | [14 empty] | FALSE | [7 empty] | THOR\acont | 2024-10-09 10:48 |  |  | [Edwards] XAL250
e7722c1e-e4da-4921-929f-d298635647c6 | NFPA 170 FIRE ALARM CONTROL UNIT | RISER FACP |  | North | Hochiki |  | Fire Alarm Control Unit |  |  |  | Assembly | TRUE | LA101K1-64 |  | FireNET L@TITUDE Analog Addressable Fire Alarm Control Panel, 4 Slot Standard Enclosure, 5.25 A 115V, 2-Loop Panel Module, Hochiki Protocol, Network Module, and Media Gateway™, Black, Printer / 48 Zone LEDs | 1 | [6 empty] | FALSE |  |  | *Refer to Install Sheet | 16.5in (W) x 23.2in (H) x 6in (D) | KM5FCRD (Optional Semi-Flush Mounting Kit) | #FFFF0000 | FA-NFPA 170 FIRE ALARM CONTROL UNIT | 1 | FALSE | FALSE | FALSE | 202 | [8 empty] | 7,12,18,28 |  |  | 5.25 |  | TRUE | [5 empty] | DESKTOP-GHR3H5U\Anthony | 2019-11-27 07:05 | THOR\acont | 2024-09-08 17:27
1a7e19ff-d7ac-43e5-9b20-d29b39d18386 | NFPA 170 NON ADDRESSABLE RELAY |  |  | North | Edwards |  | Non-Addressable Relay |  |  |  | Module | TRUE | MR104C |  | 4 SPDT Relays /w LED & Metal Enclosure | 1 | 0 | 0.06 |  |  |  |  | FALSE | [5 empty] | #FFFF0000 | FA-NFPA 170 NON ADDRESSABLE RELAY | 1 | FALSE | FALSE | FALSE | 1300 | [13 empty] | FALSE | [7 empty] | THOR\acont | 2024-09-08 17:27 |  | [Edwards] [AUX POWER] MR104C, MR104T, MR604/T, MR804/S, MR804/T
c1b786cd-3abb-4a99-859e-d29bceb56901 |  |  |  | North | Edwards |  | Cards & Components |  |  |  | Card | TRUE | QSC-CPU-2-FR |  | OBSOLETE - CPU/Display with 2 Annunciator Option Space, French | 1 | [6 empty] | TRUE | [5 empty] | #FFFFFFFF |  |  | FALSE | FALSE | FALSE | [14 empty] | FALSE | [7 empty] | THOR\acont | 2024-10-09 10:48
59916826-13a3-4766-8552-d29e4fa9174c | NFPA 170 NON ADDRESSABLE RELAY |  |  | North | Edwards |  | Non-Addressable Relay |  |  |  | Module | TRUE | MR199X14 |  | DPDT Relay, 120Vac | 1 | [6 empty] | FALSE | [5 empty] | #FFFF0000 | FA-NFPA 170 NON ADDRESSABLE RELAY | 1 | FALSE | FALSE | FALSE | 1300 | [13 empty] | FALSE | [7 empty] | THOR\acont | 2024-09-08 17:27
90281ded-4873-4423-8b0f-d2a02a845833 | NFPA 170 DUCT SMOKE DETECTOR |  |  | North | Kidde |  | Duct Smoke Detector |  |  |  | Assembly | TRUE | KI-DDOS |  | Optica Duct Smoke Detector | 1 | 0.00025 | 0.0004 |  |  |  |  | FALSE | TRUE |  |  |  |  | #FFFF0000 | FA-NFPA 170 DUCT SMOKE DETECTOR | 1 | FALSE | FALSE | FALSE | 1400 | [13 empty] | FALSE | [5 empty] | THOR\acont | 2025-01-16 07:19 |  |  | Cloned from Edwards SIGA-DDOS | [Edwards, Kidde] [SLC EST SENSORS] [*] [#4 TYPE ADDR ¦ SENSORS] KI-DDOS (C), SIGA2-COS w/SIGA-AB4G BASE, SIGA2-COS w/SIGA-AB4G-LF BASE, SIGA2-COS w/SIGA-AB4GT BASE, SIGA2-COS w/SIGA-IB BASE, SIGA2-COS w/SIGA-RB BASE, SIGA2-COS w/SIGA-SB BASE, SIGA2-HCOS [Edwards, Kidde] [SLC EST MODULES SENSORS] [*] [#2 SHARED ADDR ¦ SENSORS] KI-DDOS (C), SIGA2-COS w/SIGA-AB4G BASE, SIGA2-COS w/SIGA-AB4G-LF BASE, SIGA2-COS w/SIGA-AB4GT BASE, SIGA2-COS w/SIGA-IB BASE, SIGA2-COS w/SIGA-RB BASE, SIGA2-COS w/SIGA-SB BASE, S | [Edwards, Kidde] FX-PDD, GSA-SD, KI-DDOS, KI-SDH, KI-SDHR, SD-2W, SIGA-DDOS, SIGA-SD
f4dfbd00-fdd2-4bb7-804f-d2a2997ec1ef |  |  |  | North | Notifier |  | Cards & Components |  |  |  | Card | TRUE | NFC-50W-25V | + | 25V, 50 Watt Audio Amplifier Module | 1 | 0.1 | 0.235 |  |  |  |  | TRUE | FALSE |  |  |  |  | #FFFFFFFF |  |  | FALSE | FALSE | FALSE | [14 empty] | FALSE | [5 empty] | DESKTOP-7SAL8M7\acont | 2019-10-02 17:27 | THOR\acont | 2024-10-09 10:48
778fefc4-7fee-44bc-a5f2-d2b284040939 | NFPA 170 SPEAKER STROBE |  |  | North | Edwards |  | Speaker/Strobe |  |  |  | Module | TRUE | G4WA-S7VMA |  | 70V Speaker/Strobe, White, ALERT, Multi-cd amber | 1 | 0 | 0.078 |  |  |  |  | FALSE | [5 empty] | #FF0070C0 | FA-NFPA 170 SPEAKER STROBE | 1 | FALSE | FALSE | FALSE | 2019 | [13 empty] | FALSE | [7 empty] | THOR\acont | 2024-09-08 17:27 |  | [Edwards, Kidde] [AUDIO 70.7v] [70V AUDIO] G4F-S7, G4F-S7V1575, G4F-S7VM, G4HFRF-S7, G4HFRF-S7VMC, G4HFRN-S7, G4HFRN-S7VMC, G4HFWA-S7, G4HFWA-S7VMA, G4HFWA-S7VMC, G4HFWF-S7, G4HFWF-S7VMC, G4HFWN-S7, G4HFWN-S7VMA, G4HFWN-S7VMB, G4HFWN-S7VMC, G4RF-S7, G4RF [Edwards, Kidde] [NAC] [24 VDC] G4ERA-A, G4ERA-B, G4ERA-G, G4ERA-R, G4ERF-C, G4ERN-A, G4ERN-B, G4ERN-C, G4ERN-G, G4ERN-R, G4EWA-A, G4EWA-B, G4EWA-G, G4EWA-R, G4EWF-C, G4EWN-A, G4EWN-B, G4EWN-C, G4EWN-G, G4EWN-R, G4F-S2V1575, G4F-S2VM, G4F-S7V1575, G4F-S7 [Edwards, Kidde] [NAC] [16 VDC] G4ERA-A, G4ERA-B, G4ERA-G, G4ERA-R, G4ERF-C, G4ERN-A, G4ERN-B, G4ERN-C, G4ERN-G, G4ERN-R, G4EWA-A, G4EWA-B, G4EWA-G, G4EWA-R, G4EWF-C, G4EWN-A, G4EWN-B, G4EWN-C, G4EWN-G, G4EWN-R, G4F-S2V1575, G4F-S2VM, G4F-S7V1575, G4F-S7
0e35761c-f762-4b20-b0e8-d2b6cc238fb2 |  |  |  | North | Gamewell FCI |  | Cards & Components |  |  |  | Card | TRUE | PM-9 | + | Power Supply Card | 1 | 0.027 | 0.05 | 9 |  |  |  | TRUE | [5 empty] | #FFFFFFFF |  |  | FALSE | FALSE | FALSE | [9 empty] | 12,18,26,55 |  |  | 9 |  | FALSE | [7 empty] | THOR\acont | 2024-10-09 10:48 |  |  | [Gamewell FCI] PM-9, PM-9/PM-9G
0cf64e91-8fb6-4732-88d2-d2b9a08844d7 | NFPA 170 HEAT DETECTOR |  |  | North | Hochiki |  | Heat Detector |  |  |  | Module | TRUE | DFE-190 w/NS4-220 STANDARD BASE | DFE-190 w/NS4-220 STANDARD BASE | HEAT DETECTOR w/ STANDARD BASE | 1 |  | 0.196 |  |  |  |  | TRUE | TRUE |  | *Refer to Install Sheet |  |  | #FFFF0000 | FA-NFPA 170 HEAT DETECTOR | 1 | FALSE | FALSE | FALSE | 1403 | [19 empty] | DESKTOP-0D6CQVA\lousc | 2019-10-12 07:53 | THOR\acont | 2024-09-08 17:27 | Cloned from Hochiki DCD-135 w/NS4-220 STANDARD BASE | [Hochiki] [IDC] 01 [IDC] DCD-135 w/HSC-220L LATCHING LED BASE (C), DCD-135 w/HSC-220R - 2 WIRE RELAY BASE (C), DCD-135 w/HSC-221L LATCHING LED BASE (C), DCD-135 w/HSC-221R - 2 WIRE RELAY BASE (C), DCD-135 w/HSC-224L LATCHING LED BASE (C), DCD-135 w
26b28ac8-6fca-4251-9231-d2bb3af02051 | NFPA 170 FIRE PHONE |  |  | North | Notifier |  | Fire Phone |  |  |  | Module | TRUE | AFAWS-TELC |  | Fireman's Telephone with Coiled Cord | 1 | 0 | 0.02 |  |  |  |  | FALSE | [5 empty] | #FFFF0000 | FA-NFPA 170 FIRE PHONE | 1 | FALSE | FALSE | FALSE | 208 | [13 empty] | FALSE | [7 empty] | THOR\acont | 2024-09-08 17:27 |  | [Notifier] [FFT] [FFT] AFAWS-TELA, AFAWS-TELC, FPJ, FTM-1
94ec39b2-34bc-495c-8685-d2bbc87a1f00 |  |  |  | North | MIRCOM | [5 empty] | Module | TRUE | CCH-5008-PANELKIT | new | Panel Mounting Kit for BB-5008- CCH-5008-ANNUNKIT | 1 | [12 empty] | #FFFFFFFF |  |  | FALSE | FALSE | FALSE | [20 empty] | THOR\acont | 2024-02-24 16:13 | THOR\acont | 2024-10-09 10:48
0c1a70e3-008f-4f04-9e6d-d2be000868ac |  |  |  | North | Siemens |  | Cards & Components |  |  |  | Card | TRUE | VCI2001-U1 (70.7V) |  | CARD, 50W VOICE AMPLIFIER CARD 70.7 VOLTS | 1 | 0.33 | 3.2 |  |  |  |  | TRUE | [5 empty] | #FFFFFFFF |  |  | FALSE | FALSE | FALSE | [14 empty] | FALSE | [7 empty] | THOR\acont | 2024-10-09 10:48 |  |  | [Siemens] VCI2001-U1 (70.7V)
dce5010e-494f-4c7a-8c78-d2c5d85d5e1d |  |  |  | North | Consilium |  | Cards & Components |  |  |  | Card | TRUE | 5100026 | ++ | Loop M X | 1 | 0.055 | 0.055 |  |  | 28 |  | TRUE | [5 empty] | #FFFFFFFF |  |  | FALSE | FALSE | FALSE | [20 empty] | DESKTOP-7EIEB7A\acont | 2022-07-28 16:22 | THOR\acont | 2024-10-09 10:48 | Cloned from Consilium 5100062-01A |  | [Consilium] 5100026
51ff606e-6a18-4ca7-9633-d2c7edf14079 | NFPA 170 SPEAKER STROBE CEILING |  |  | North | Siemens |  | Speaker/Strobe |  |  |  | Module | TRUE | SEH-HMC-CW-B | UDI:SEH-HMC-CW-B | HIGH FIDELITY SPEAKER STROBE, ROUND, HIFI, CEILING, 115/177CD, WHITE | 1 | [7 empty] | TRUE |  |  |  |  | #FF0070C0 | FA-NFPA 170 SPEAKER STROBE CEILING | 1 | FALSE | FALSE | FALSE | 2020 | [16 empty] | C |  |  | DESKTOP-7EIEB7A\acont | 2022-05-13 11:46 | THOR\acont | 2024-09-08 17:27 | Cloned from Siemens SEH-HMC-CW | [Siemens] [NAC] [VDC] SEFH-AHMC-CW-ALERT (C), SEFH-HMC-CR (C), SEFH-HMC-CR-ALERT (C), SEFH-HMC-CW (C), SEFH-HMC-CW-ALERT (C), SEH-HMC-CR (C), SEH-HMC-CR-B (C), SEH-HMC-CW (C), SEH-HMC-CW-B (C) [Siemens] [AUDIO 25v] [25V AUDIO] SECH-R (C), SECH-W (C), SEH-AMC-CW-ALERT (C), SEH-CW-ALERT (C), SEH-HMC-CR (C), SEH-HMC-CR-B (C), SEH-HMC-CW (C), SEH-HMC-CW-B (C), SEH-MC-CR (C), SEH-MC-CR-B (C), SEH-MC-CW (C), SEH-MC-CW-ALERT (C), SEH-MC-CW-B (C), SEH [Siemens] [AUDIO 70.7v] [70V AUDIO] SECH-R (C), SECH-W (C), SEH-AMC-CW-ALERT (C), SEH-CW-ALERT (C), SEH-HMC-CR (C), SEH-HMC-CR-B (C), SEH-HMC-CW (C), SEH-HMC-CW-B (C), SEH-MC-CR (C), SEH-MC-CR-B (C), SEH-MC-CW (C), SEH-MC-CW-ALERT (C), SEH-MC-CW-B (C), S
d5bd76a4-37a9-44d0-9dc5-d2ce29074a51 |  |  |  | North | Bosch | [5 empty] | Module | TRUE | EKX-15 | * | EKX-15 PASSIVE 15in 2-WAY SPKR | 1 | [12 empty] | #FFFFFFFF |  |  | FALSE | FALSE | FALSE | [20 empty] | DESKTOP-7EIEB7A\acont | 2021-08-13 06:25 | THOR\acont | 2024-10-09 10:48
2bb4ebf0-1d96-4c6f-84a2-d2d9ab9c07ee | NFPA 170 ADDRESSABLE INPUT MONITOR MODULE |  |  | North | Harrington |  | Addressable Module |  |  |  | Module | TRUE | IS813 |  | Switch Monitor Input Output Module (Monitor Mode) | 1 | 0.00085 | 0.006 |  |  |  |  | FALSE | [5 empty] | #FFFF0000 | FA-NFPA 170 ADDRESSABLE INPUT MONITOR MODULE | 1 | FALSE | FALSE | FALSE | 1000 | [13 empty] | FALSE | [7 empty] | THOR\acont | 2024-09-08 17:27 |  | [Harrington] [SLC ISPY] 03 [*] IS812, IS813, IS815
c406ab09-3d6d-4da9-8038-d2dbd75f07eb | NFPA 170 HEAT DETECTOR |  |  | North | Thermotech |  | Heat Detector |  |  |  | Module | TRUE | 302-ET-135 | ++ | Heat Detector, 135°F (57°C) | 1 | [6 empty] | FALSE | TRUE |  |  |  |  | #FFFF0000 | FA-NFPA 170 HEAT DETECTOR | 1 | FALSE | FALSE | FALSE | 1403 |  |  | 7270-0021:0001 | [10 empty] | FALSE | [5 empty] | ALIENWIN10\AugWin7 | 2018-12-19 16:08 | THOR\acont | 2024-09-08 17:27 | 20191121 AC Detector without base | [Edwards, Potter, Thermotech] [IDC] 01 284B-PL (C), 302-135 (C), 302-194 (C), 302-AW-194, 302-EPM-135 (C), 302-EPM-194 (C), 302-ET-135 (C), 302-ET-194 (C)
72373457-594e-4bd0-ab75-d2eaf0252d5e |  |  |  | North | Autocall |  | Cards & Components |  |  |  | Card | TRUE | A100-5152 |  | 12 VDC Power Option, | 1 | 0.0015 | 0 |  |  |  |  | TRUE | [5 empty] | #FFFFFFFF |  |  | FALSE | FALSE | FALSE | [20 empty] | DESKTOP-0D6CQVA\lousc | 2019-07-06 14:37 | THOR\acont | 2024-10-09 10:48 | Cloned from AutoCall A100-6103 |  | [Autocall] A010-9930, A100-5152, A100-6038, A100-6046, A100-6101, A100-6102, A100-6103
0ce5f211-eda9-4aac-b12f-d2f11affd96f | NFPA 170 HORN STROBE |  |  | North | Siemens |  | Horn/Strobe |  |  |  | Module | TRUE | HS-MC-R | 500-636070 | HS HORN MULTI CANDELA RED | 1 | [12 empty] | #FF0070C0 | FA-NFPA 170 HORN STROBE | 1 | FALSE | FALSE | FALSE | 2012 | [19 empty] | DESKTOP-7SAL8M7\acont | 2019-08-13 09:04 | THOR\acont | 2024-09-08 17:27 | B,T | [Siemens] [NAC] [VDC, LOW] HS-MC-R, HS-MC-W
3e6788c0-ef14-4dc7-afc6-d2f74df5cfba | NFPA 170 SMOKE DETECTOR |  |  | North | Monaco Enterprises |  | Smoke Detector |  |  |  | Module | TRUE | 725-312-00 |  | DETECTOR,SMOKE:SINGLE-ENDED REFLECTIVE BEAM,10.2-32VDC,NO TEST | 1 | 0.017 | 0.0385 |  |  |  |  | FALSE | TRUE |  |  |  |  | #FFFF0000 | FA-NFPA 170 SMOKE DETECTOR | 1 | FALSE | FALSE | FALSE | 1408 | [13 empty] | FALSE | [5 empty] | DESKTOP-7SAL8M7\acont | 2020-02-23 09:41 | THOR\acont | 2024-09-08 17:27 | Cloned from Notifier BEAM1224 | [Monaco Enterprises] [IDC] 01 708-025-01, 708-025-03, 721-128-00 (C), 721-407-00 (C), 721-408-00 (C), 722-125-00 (C), 722-408-00 (C), 722-409-00 (C), 725-312-00 (C), 725-313-00 (C)
0c1228dd-2e04-4559-a62a-d2f8c95c906d | NFPA 170 SPEAKER STROBE |  |  | North | Eaton Wheelock |  | Speaker/Strobe |  |  |  | Module | TRUE | ET70WP-2475W-FR |  | Speaker/Strobe, wall, 24 VDC, WP, red | 1 | 0 | 0.155 |  |  |  |  | FALSE | FALSE |  |  |  |  | #FF0070C0 | FA-NFPA 170 SPEAKER STROBE | 1 | FALSE | FALSE | FALSE | 2019 | [13 empty] | FALSE |  |  | WP |  |  | DESKTOP-7SAL8M7\acont | 2020-11-17 09:37 | THOR\acont | 2024-09-08 17:27 | Cloned from Eaton Wheelock ET70-24MCW-FR | [Eaton Wheelock, Hochiki] [NAC] [UL 1638 @ 77°F] ET70WP-2475W-FR, ET70WP-2475W-FR w/IOB-R, ET70WP-2475W-FR w/WFP-R, ET70WP-2475W-FW, ET70WP-2475W-FW w/IOB-R, ET70WP-2475W-FW w/IOB-W, ET70WP-2475W-FW w/WFP-W [Eaton Wheelock, Hochiki] [NAC] [UL 1971] ET70WP-2475W-FR, ET70WP-2475W-FR w/IOB-R, ET70WP-2475W-FR w/WFP-R, ET70WP-2475W-FW, ET70WP-2475W-FW w/IOB-R, ET70WP-2475W-FW w/IOB-W, ET70WP-2475W-FW w/WFP-W [Eaton Wheelock, Hochiki] [AUDIO 70.7v] [70V AUDIO] ET70WP-24115C-FR (C), ET70WP-24115C-FW (C), ET70WP-24135C-FR (C), ET70WP-24135C-FW (C), ET70WP-24135W-FR (C), ET70WP-24135W-FW (C), ET70WP-24177C-FR (C), ET70WP-24177C-FW (C), ET70WP-24185W-FR, ET70WP-2 [Eaton Wheelock, Hochiki] [AUDIO 25v] [25V AUDIO] ET70WP-24115C-FR (C), ET70WP-24115C-FW (C), ET70WP-24135C-FR (C), ET70WP-24135C-FW (C), ET70WP-24135W-FR (C), ET70WP-24135W-FW (C), ET70WP-24177C-FR (C), ET70WP-24177C-FW (C), ET70WP-24185W-FR, ET70WP-241
5cab214b-c063-4987-8ec5-d2fd74c661a6 | NFPA 170 STROBE WALL |  |  | North | Gentex |  | Strobe |  |  |  | Module | TRUE | WGES24-75PWW |  | 24 Volt Low Profile Evacuation Outdoor Strobe, Weather Proof, Wall, White, Plain | 1 | 0 | 0.17 |  |  |  |  | FALSE | [5 empty] | #FF0070C0 | FA-NFPA 170 STROBE WALL | 1 | FALSE | FALSE | FALSE | 2023 | [13 empty] | FALSE | [7 empty] | THOR\acont | 2024-09-08 17:27 |  | [Bosch, Gentex, Hochiki, VES] [NAC] [UL MAX] VF4006-X0, WGES24-75PWR, WGES24-75PWRLP, WGES24-75PWW, WGES24-75PWWLP, WGES24-75WR, WGES24-75WRLP, WGES24-75WW, WGES24-75WWLP, WHES24-75WR, WHES24-75WW
6a5d2197-2c3f-4026-b8ce-d300f8ff9c6a | NFPA 170 REMOTE ANNUNCIATOR | RISER ANNUNCIATOR |  | North | Monaco Enterprises |  | Remote Annunciator |  |  |  | Module | TRUE | 710-075-01 |  | MAAP-X Text Display, 24 VDC, two line, multi-color, default text display. | 1 | 0.8 | 1.2 | [10 empty] | #FFFF0000 | FA-NFPA 170 REMOTE ANNUNCIATOR | 1 | FALSE | FALSE | FALSE | 255 | [19 empty] | DESKTOP-7SAL8M7\acont | 2020-04-06 13:35 | THOR\acont | 2024-09-08 17:27 | Cloned from Monaco Enterprises 710-054-01 | [Monaco Enterprises] [RS-485] 710-075-01 [Monaco Enterprises] [AUX POWER] [*] 194-810-24, 710-054-01, 710-075-01
4574658e-cd4d-4e63-80b9-d303a70b3445 |  |  |  | North | Consilium |  | Cards & Components |  |  |  | Card | TRUE | 5100077-01A | ++ | I/O M 700 H | 1 | 0.017 | 4 |  |  | 24 |  | TRUE | [5 empty] | #FFFFFFFF |  |  | FALSE | FALSE | FALSE | [20 empty] | DESKTOP-7EIEB7A\acont | 2022-07-28 16:32 | THOR\acont | 2024-10-09 10:48 | Cloned from Consilium 5100075-01A |  | [Consilium] 5100077-01A
ae726b51-3f16-4969-b39c-d305a50109ce | NFPA 170 SPEAKER STROBE |  |  | North | Siemens |  | Speaker/Strobe |  |  |  | Module | TRUE | SL2SPSWW-NA | S54329-F176-A1++ | Speaker-Strobe, Wall, Amber, White, No Lettering | 1 | [12 empty] | #FF0070C0 | FA-NFPA 170 SPEAKER STROBE | 1 | FALSE | FALSE | FALSE | 2023 | [19 empty] | DESKTOP-7EIEB7A\acont | 2023-08-03 07:56 | THOR\acont | 2024-09-08 17:27 | Cloned from Siemens SL2SWW-NA | [Siemens] [AUDIO 70.7v] [70V AUDIO] SL2SPSCR-A (C), SL2SPSCR-AL (C), SL2SPSCR-ALA (C), SL2SPSCR-F (C), SL2SPSCR-FB (C), SL2SPSCR-N (C), SL2SPSCR-NA (C), SL2SPSCW-A (C), SL2SPSCW-AL (C), SL2SPSCW-ALA (C), SL2SPSCW-F (C), SL2SPSCW-FB (C), SL2SPSCW-N (C), S [Siemens] [NAC] [16.0 – 33.0 VDC] SL2SPSWR-AL, SL2SPSWR-ALA, SL2SPSWR-F, SL2SPSWR-FB, SL2SPSWR-M, SL2SPSWR-N, SL2SPSWR-NA, SL2SPSWW-AL, SL2SPSWW-ALA, SL2SPSWW-F, SL2SPSWW-FB, SL2SPSWW-M, SL2SPSWW-N, SL2SPSWW-NA, SL2SWR-A, SL2SWR-AL, SL2SWR-ALA, SL2SWR-AL [Siemens] [AUDIO 25v] [25V AUDIO] SL2SPSCR-A (C), SL2SPSCR-AL (C), SL2SPSCR-ALA (C), SL2SPSCR-F (C), SL2SPSCR-FB (C), SL2SPSCR-N (C), SL2SPSCR-NA (C), SL2SPSCW-A (C), SL2SPSCW-AL (C), SL2SPSCW-ALA (C), SL2SPSCW-F (C), SL2SPSCW-FB (C), SL2SPSCW-N (C), SL2
f9e6d237-7613-4a58-9d28-d30d1d30d165 |  |  |  | North | Rath Area of Refuge | Area of Refuge | Hardware |  |  |  | Hardware | TRUE | 7044 |  | 6" X 8" BLUE W/BRAILLE AOR SIGN | 1 | [6 empty] | FALSE | [5 empty] | #FFFFFFFF |  |  | FALSE | FALSE | FALSE | [14 empty] | FALSE | [5 empty] | ALIENWIN10\AugWin7 | 2019-12-23 13:42 | THOR\acont | 2024-10-09 10:48 | Cloned from NEW PART CLONED CLONED
ec9048a9-bf3a-43b5-8a76-d30f7ab6ef7b |  |  |  | North | Edwards |  | Cards & Components |  |  |  | Card | TRUE | MN-HS32T3P |  | 1920 Watt Non-Omni directional HPSA Assembly (3 of 5 Active Panels) with lockable NEMA 4 amplifier, 110V/60Hz inverter/battery charger and electronics enclosure, lockable NEMA 4 battery enclosure (w/o batteries). Enclosures equipped with tamper switches. AC powered amplifier with DC backup. Edwards hard-wire interface included. Batteries and accessories are ordered separately. Tan colored speaker head. | 1 | [6 empty] | TRUE | [5 empty] | #FFFFFFFF |  |  | FALSE | FALSE | FALSE | [14 empty] | FALSE | [7 empty] | THOR\acont | 2024-10-09 10:48
aa6cb4d1-7213-482c-9d2c-d30f8fb824d1 |  |  |  | North | MIRCOM | [5 empty] | Module | TRUE | BB-1002WP(R)A | new | Weather Protected Enclosure Enclosure Houses two module. White. BB-1002WPRA for red. | 1 | [12 empty] | #FFFFFFFF |  |  | FALSE | FALSE | FALSE | [20 empty] | THOR\acont | 2024-02-24 16:13 | THOR\acont | 2024-10-09 10:48
79f5c3e3-7ad4-4930-8ef4-d30fb7789df7 | NFPA 170 HORN STROBE CEILING |  |  | North | Autocall |  | Horn/Strobe |  |  |  | Module | TRUE | A4906-9230 |  | Multi-Candela Addressable Horn Strobe; Ceiling Mount, White | 1 | 0 | 0 |  |  |  |  | TRUE | TRUE |  |  |  |  | #FF0070C0 | FA-NFPA 170 HORN STROBE CEILING | 1 | FALSE | FALSE | FALSE | 2022 | [16 empty] | C |  |  | AUGUSTALIEN\aucon | 2022-02-21 11:36 | THOR\acont | 2024-09-08 17:27 | Cloned from Autocall A4906-9228 | [Autocall] [IDNac] A4906-9228 (C), A4906-9230 (C)
b757f397-3b46-470f-981b-d315f9d53d4a | NFPA 170 SPEAKER WALL |  |  | North | MIRCOM |  | Speaker |  |  |  | Module | TRUE | SPP-204-25R | ++ | Wall mounted speaker 25V red | 1 | [6 empty] | FALSE | [5 empty] | #FF0070C0 | FA-NFPA 170 SPEAKER WALL | 1 | FALSE | FALSE | FALSE | 2021 | [13 empty] | FALSE | [5 empty] | THOR\acont | 2023-11-28 13:36 | THOR\acont | 2024-09-08 17:27 | Cloned from System Sensor SPWL | [MIRCOM] [AUDIO 25v] [25V AUDIO] SPP-204-25, SPP-204-25R, SPPS-204-25, SPPS-204-25R
46d502cd-a7e4-4c74-bdaf-d316c7dd3c50 | NFPA 170 STROBE WALL |  |  | North | Potter |  | Strobe |  |  |  | Module | TRUE | CS-24WBW |  | Strobe, Wall, White, Blue | 1 | 0 | 0.203 |  |  |  |  | FALSE | FALSE |  |  |  |  | #FF0070C0 | FA-NFPA 170 STROBE WALL | 1 | FALSE | FALSE | FALSE | 2023 |  |  | 7135-0328:0209 | [10 empty] | FALSE | [7 empty] | THOR\acont | 2024-09-08 17:27 |  | [Potter] [NAC] [UL MAX] CS-24WBR, CS-24WBW, CS-24WGR, CS-24WGW, CS-24WRR, CS-24WRW
12df2ecb-102a-43ee-b56a-d319a283f48e | NFPA 170 ADDRESSABLE INPUT MONITOR MODULE |  |  | North | Janus |  | Addressable Module |  |  |  | Module | TRUE | PAD100-ZM | + | Zone Module | 1 | 0.00024 | 0.00024 |  |  |  |  | FALSE | [5 empty] | #FFFF0000 | FA-NFPA 170 ADDRESSABLE INPUT MONITOR MODULE | 1 | FALSE | FALSE | FALSE | 1000 | [13 empty] | FALSE | [5 empty] | DESKTOP-7EIEB7A\acont | 2021-03-09 12:19 | THOR\acont | 2024-09-08 17:27 | Cloned from Potter PAD100-ZM | [Janus] [SLC PAD] [*] [#1 SHARED ADDR ¦ MODULES] PAD100-DIM, PAD100-MIM, PAD100-NAC, PAD100-RM, PAD100-SIM, PAD100-ZM | [Janus] PAD100-MIM, PAD100-SIM, PAD100-ZM
9d31e6f9-3045-4296-a3f4-d31e8ab994ac |  |  |  | North | Fike |  | Cards & Components |  |  |  | Card | TRUE | 10-2667 |  | 20 zone Remote Annunciator | 1 | 0.051 | 0.144 |  |  |  |  | TRUE | [5 empty] | #FFFFFFFF |  |  | FALSE | FALSE | FALSE | [14 empty] | FALSE | [5 empty] | AULAPTOP-PC\Aulaptop | 2019-07-06 06:59 | THOR\acont | 2024-10-09 10:48 | Cloned from Fike XXXX CLONED
79cdb830-8786-442e-b8be-d323cb2a4b3f | NFPA 170 HEAT DETECTOR |  |  | North | Edwards |  | Heat Detector |  |  |  | Module | TRUE | SIGA-HFS w/SIGA-AB4G-LF BASE | ++ | Heat Detector, 135F Fixed Temperature | 1 | 4.5e-05 | 4.5e-05 |  |  |  |  | FALSE | [5 empty] | #FFFF0000 | FA-NFPA 170 HEAT DETECTOR | 1 | FALSE | FALSE | FALSE | 1403 | [13 empty] | FALSE |  |  | LF |  |  |  |  | THOR\acont | 2024-10-08 16:33 | 20191121 AC Detector with base | [Edwards, Kidde] [AUX POWER] FX-HD w/SB4U-LF BASE, FX-PD w/SB4U-LF BASE (C), FX-PHD w/SB4U-LF BASE (C), SIGA2-COS w/SIGA-AB4G-LF BASE, SIGA2-HCOS w/SIGA-AB4G-LF BASE, SIGA2-HFS w/SIGA-AB4G-LF BASE, SIGA2-HRS w/SIGA-AB4G-LF BASE, SIGA2-PCOS w/SIGA-AB4G-LF [Edwards, Kidde] [SLC EST SENSORS] [*] [#4 TYPE ADDR ¦ SENSORS] KI-DDOS (C), SIGA2-COS w/SIGA-AB4G BASE, SIGA2-COS w/SIGA-AB4G-LF BASE, SIGA2-COS w/SIGA-AB4GT BASE, SIGA2-COS w/SIGA-IB BASE, SIGA2-COS w/SIGA-RB BASE, SIGA2-COS w/SIGA-SB BASE, SIGA2-HCOS [Edwards, Kidde] [SLC EST MODULES SENSORS] [*] [#2 SHARED ADDR ¦ SENSORS] KI-DDOS (C), SIGA2-COS w/SIGA-AB4G BASE, SIGA2-COS w/SIGA-AB4G-LF BASE, SIGA2-COS w/SIGA-AB4GT BASE, SIGA2-COS w/SIGA-IB BASE, SIGA2-COS w/SIGA-RB BASE, SIGA2-COS w/SIGA-SB BASE, S [Edwards, Kidde] [SLC EST SENSORS] 01 [*] [EST3, iO1000] DS-HFS (C), DS-PS (C), FX-HD w/IB4U BASE, FX-HD w/RB4U BASE, FX-HD w/SB4U BASE, FX-HD w/SB4U-LF BASE, FX-HD wB4U BASE, FX-PD w/B4U BASE (C), FX-PD w/IB4U BASE (C), FX-PD w/SB4U BASE (C), FX-PD w/SB [Edwards, Kidde] [SLC EST MODULES/SENSORS] 01 [*] [iO64] DS-HFS (C), DS-PS (C), FX-HD w/IB4U BASE, FX-HD w/RB4U BASE, FX-HD w/SB4U BASE, FX-HD w/SB4U-LF BASE, FX-HD wB4U BASE, FX-PD w/B4U BASE (C), FX-PD w/IB4U BASE (C), FX-PD w/SB4U BASE (C), FX-PD w/SB
9a1f9ef1-1772-43e9-81a4-d32bf03ca759 | NFPA 170 FIRE ALARM CONTROL UNIT | RISER FACP |  | North | Farenhyt |  | Fire Alarm Control Unit |  |  |  | Assembly | TRUE | IFP-2000ECS | ++ | Emergency Communication System with FACP, Red Cabinet | 1 | [6 empty] | FALSE |  |  |  | 20.362” W x 27” H x 5.054” D |  | #FFFF0000 | FA-NFPA 170 FIRE ALARM CONTROL UNIT | 1 | FALSE | FALSE | FALSE | 202 | [8 empty] | 18,26,33,55 |  | 18 |  |  | TRUE | [5 empty] | DESKTOP-7EIEB7A\acont | 2023-02-27 17:10 | THOR\acont | 2024-09-08 17:27 | Cloned from Farenhyt IFP-2000
ec81bfc5-170d-462a-a237-d3312265d3aa | NFPA 170 SPEAKER WALL |  |  | North | Edwards |  | Speaker |  |  |  | Module | TRUE | 90243A-803-05-L | UL1480 HyperSpike LineWave Loudspeaker Array 8 Red | HyperSpike UL LineWave line array loudspeaker 8 Red | 1 | [12 empty] | #FF0070C0 | FA-NFPA 170 SPEAKER WALL | 1 | FALSE | FALSE | FALSE | 2021 | [16 empty] | X8 |  |  | HOMEAUGUSTXPS-1\aucon | 2021-01-25 12:46 | THOR\acont | 2024-09-08 17:27 | August Added Hyperspike | [Edwards] [AUDIO 25v] 90243A-803-01-L, 90243A-803-05-L, 90243A-803-06-L, 90243A-803-07-L [Edwards] [AUDIO 70.7v] 90243A-803-01-L, 90243A-803-05-L, 90243A-803-06-L, 90243A-803-07-L
827518a6-4a4c-4393-8073-d343c394f070 |  |  |  | North | Edwards |  | Hardware |  |  |  | Hardware | TRUE | 73162SCIC |  | 16/2 CI , shld (circuit Integrity) Cable FPLR-CI (in conduit) | 1 | [6 empty] | FALSE | [5 empty] | #FFFFFFFF |  |  | FALSE | FALSE | FALSE | [14 empty] | FALSE | [7 empty] | THOR\acont | 2024-10-09 10:48
bc3f3531-d84f-45ed-8144-d348d0119c92 | NFPA 170 STROBE WALL |  |  | North | Edwards |  | Strobe |  |  |  | Module | TRUE | G4VRF-SP |  | Wall strobe, red, FUEGO | 1 | [6 empty] | FALSE |  | GRSW-10 |  |  |  | #FF0070C0 | FA-NFPA 170 STROBE WALL | 1 | FALSE | FALSE | FALSE | 2023 | [13 empty] | FALSE | [5 empty] | DESKTOP-7SAL8M7\acont | 2019-08-29 12:20 | THOR\acont | 2024-09-08 17:27 |  | [Edwards, Kidde] [NAC] [VDC] EG4VRF, EG4VRF-FR, EG4VRF-SP, EG4VRN, EG4VWF, EG4VWF-FR, EG4VWF-SP, EG4VWN, G4VRF, G4VRF-FR, G4VRF-SP, G4VRN, G4VWF, G4VWF-FR, G4VWF-SP, G4VWN [Edwards, Kidde] [NAC] [VFWR] EG4VRF, EG4VRF-FR, EG4VRF-SP, EG4VRN, EG4VWF, EG4VWF-FR, EG4VWF-SP, EG4VWN, G4VRF, G4VRF-FR, G4VRF-SP, G4VRN, G4VWF, G4VWF-FR, G4VWF-SP, G4VWN
7c4923b3-1f3c-42b5-b658-d349138650e3 | NFPA 170 NOTIFICATION CIRCUIT EXTENDER PANEL | RISER NAC |  | North | Bosch |  | Notification Circuit Extender Panel |  |  |  | Assembly | TRUE | FPP-RNAC-8A-4C | ++ | Remote NAC Power Supply | 1 | [12 empty] | #FFFF0000 | FA-NFPA 170 NOTIFICATION CIRCUIT EXTENDER PANEL | 1 | FALSE | FALSE | FALSE | [9 empty] | 7,18 |  |  | 8 |  | TRUE | [7 empty] | THOR\acont | 2024-09-08 17:27
cb8b143f-0f75-4e7a-a48f-d34dcabc74dc | CADGEN INTRUSION CONTACT |  |  | North | Bosch |  | Intrusion Contact |  |  |  | Module | TRUE | RFUN-CHI | ++ | Wireless loop input and contact | 1 |  |  |  |  | 1.5 | [7 empty] | #FFFF0000 | FA-CADGEN INTRUSION CONTACT | 1 | FALSE | FALSE | FALSE | [17 empty] | REX |  |  | DESKTOP-7EIEB7A\acont | 2022-07-26 16:53 | THOR\acont | 2024-09-08 17:27 | Cloned from Bosch RFDW-RM-CHI | [BluePoint, Bosch] [BOSCH WIRELESS] [ALL DEVICES ++] BP01-302, BP02-202M, BP02-202P, BP02-A202M, BP02-A202P, BP02-A202PH, BP03-302, BP03-A102M, BP03-A102P, RFBT-A, RFDL-11, RFDL-11-A, RFDL-11-CHI, RFDW-RM, RFDW-RM-A, RFDW-RM-CHI, RFDW-SM, RFDW-SM-A, RFDW
ba47b489-cbd8-4ac2-b9bc-d359a31dc54d | NFPA 170 AMPLIFIER RACK | RISER AMP |  | North | Notifier |  | Amplifier |  |  |  | Assembly | TRUE | AMPLIFIER CABINET (2x DAA2-5070) | + | Amplifier Assembly with EQBB-B4, EQDR-B4, 2x DAA2-5070, 2x PS-12140, CHS-BH1 | 1 | [6 empty] | FALSE |  | SURFACE |  | PROVIDED ("WX"HX"D) | N/A | #FFFF0000 | FA-NFPA 170 AMPLIFIER RACK | 1 | FALSE | FALSE | FALSE | 300 |  |  | 7165-0028:0224 | [5 empty] | 7,12,18,26,55,100 |  |  |  | 100 | TRUE | [5 empty] | DESKTOP-7EIEB7A\acont | 2021-04-03 11:58 | THOR\acont | 2024-09-08 17:27 | Cloned from Notifier AMPLIFIER CABINET (2x DAA2-5025)
5635ac8f-e43d-4bd3-bc73-d35cb49f0c4d |  |  |  | North | Edwards |  | Hardware |  |  |  | Hardware | TRUE | EVSC3-22 |  | In-graphic 2-pos Toggle Switch, ON-OFF wired, 2 points | 1 | [6 empty] | FALSE | [5 empty] | #FFFFFFFF |  |  | FALSE | FALSE | FALSE | [14 empty] | FALSE | [7 empty] | THOR\acont | 2024-10-09 10:48
37896568-6d45-4c2b-8e22-d362d6b60aed |  |  |  | North | Siemens | [5 empty] | Module | TRUE | UHW-0000-22L-L | S54465-C8-A2 | UL 864 9th Edition 22" LCD | 1 | [12 empty] | #FFFFFFFF |  |  | FALSE | FALSE | FALSE | [20 empty] | DESKTOP-7SAL8M7\acont | 2019-08-13 09:04 | THOR\acont | 2024-10-09 10:48
7699e934-d645-4f06-8299-d36bf1d6564c | CADGEN CARD ACCESS CONTROL PANEL |  |  | North | ProdataKey, Inc. | Security/Access Control | Card Access Control Panel |  |  |  | Assembly | TRUE | RCNE |  | High-Security Cloud Node - Ethernet | 1 | [6 empty] | TRUE | [5 empty] | #FFFF0000 | FA-CADGEN CARD ACCESS CONTROL PANEL | 1 | FALSE | FALSE | FALSE | [20 empty] | DESKTOP-7EIEB7A\acont | 2022-02-12 08:14 | THOR\acont | 2024-09-08 17:27 | Cloned from ProdataKey, Inc. R2
4baea0b9-e32d-48de-a9fd-d36d220ac88b | NFPA 170 SPEAKER STROBE CEILING |  |  | North | MIRCOM |  | Speaker/Strobe |  |  |  | Module | TRUE | SPPS-104-70 | ++ | Ceiling mounted speaker strobe 70V White | 1 | 0 | 0.132 |  |  |  |  | FALSE | TRUE |  |  |  |  | #FF0070C0 | FA-NFPA 170 SPEAKER STROBE CEILING | 1 | FALSE | FALSE | FALSE | 2020 | [13 empty] | FALSE |  |  | C |  |  | DESKTOP-7EIEB7A\acont | 2022-08-30 12:00 | THOR\acont | 2024-09-08 17:27 | Cloned from MIRCOM SPPS-104-25 | [MIRCOM] [AUDIO 70.7v] [70V AUDIO] SPP-104-70 (C), SPP-104-70R (C), SPPS-104-70 (C), SPPS-104-70H (C), SPPS-104-70HR (C), SPPS-104-70R (C) [MIRCOM] [NAC] [VFWR] SPPS-104-25 (C), SPPS-104-25R (C), SPPS-104-70 (C), SPPS-104-70R (C) [MIRCOM] [NAC] [VDC] SPPS-104-25 (C), SPPS-104-25R (C), SPPS-104-70 (C), SPPS-104-70R (C)
34b3d719-5c52-4b4d-aedc-d37842ceb797 | NFPA 170 STROBE WALL |  |  | North | System Sensor |  | Strobe |  |  |  | Module | TRUE | SWLED-CLR-ALERT | ++ | Strobe, Wall, White, ALERT | 1 | 0 | 0.043 |  |  |  |  | FALSE | [5 empty] | #FF0070C0 | FA-NFPA 170 STROBE WALL | 1 | FALSE | FALSE | FALSE | 2023 | [13 empty] | FALSE | [5 empty] | DESKTOP-QGO6JOK\acont | 2023-10-19 07:02 | THOR\acont | 2024-09-08 17:27 | Cloned from System Sensor SWLED CLONED | [System Sensor] [NAC] [VDC] SGRKLED, SGRKLED-B, SGRKLED-P, SGRLED, SGRLED-B, SGWKLED, SGWKLED-B, SGWKLED-P, SGWLED, SGWLED-B, SRLED, SRLED-B, SRLED-P, SRLED-SP, SWLED, SWLED-ALERT, SWLED-B, SWLED-CLR-ALERT, SWLED-P, SWLED-SP
cbd9f2fe-a96c-4451-9825-d3897b42c630 | NFPA 170 HEAT DETECTOR |  |  | North | Potter |  | Heat Detector |  |  |  | Module | TRUE | 302-EPM-135 | ++ | Heat Detector, 135°F (57°C) | 1 | [6 empty] | FALSE | TRUE |  |  |  |  | #FFFF0000 | FA-NFPA 170 HEAT DETECTOR | 1 | FALSE | FALSE | FALSE | 1403 |  |  | 7270-0021:0001 | [10 empty] | FALSE | [5 empty] | THOR\acont | 2024-06-04 14:08 | THOR\acont | 2024-09-08 17:27 | Cloned from Thermotech 302-EPM-135 | [Edwards, Potter, Thermotech] [IDC] 01 284B-PL (C), 302-135 (C), 302-194 (C), 302-AW-194, 302-EPM-135 (C), 302-EPM-194 (C), 302-ET-135 (C), 302-ET-194 (C)
8217668e-a934-4e2e-a903-d38dea3fa503 |  |  |  | North | Edwards |  | Hardware |  |  |  | Hardware | TRUE | QS2-1-G-2E-PG |  | OBSOLETE - FAP w/ 1 Option Card Space, Gray, EN-54, Portugues, 230V | 1 | [6 empty] | FALSE | [5 empty] | #FFFFFFFF |  |  | FALSE | FALSE | FALSE | [14 empty] | FALSE | [7 empty] | THOR\acont | 2024-10-09 10:48
709cbeba-e43c-431a-98f7-d3912ebe0441 | NFPA 170 STROBE WALL |  |  | North | System Sensor |  | Strobe |  |  |  | Module | TRUE | SGWLED-B | ++ | Strobe, Compact, Wall, White, Bilingual | 1 | 0 | 0.043 |  |  |  |  | FALSE | [5 empty] | #FF0070C0 | FA-NFPA 170 STROBE WALL | 1 | FALSE | FALSE | FALSE | 2023 | [13 empty] | FALSE | [5 empty] | DESKTOP-QGO6JOK\acont | 2023-10-19 06:59 | THOR\acont | 2024-09-08 17:27 | Cloned from System Sensor SWLED-B CLONED | [System Sensor] [NAC] [VDC] SGRKLED, SGRKLED-B, SGRKLED-P, SGRLED, SGRLED-B, SGWKLED, SGWKLED-B, SGWKLED-P, SGWLED, SGWLED-B, SRLED, SRLED-B, SRLED-P, SRLED-SP, SWLED, SWLED-ALERT, SWLED-B, SWLED-CLR-ALERT, SWLED-P, SWLED-SP
41d9ff2f-f4dc-47d4-8ee3-d3924935f478 | NFPA 170 HORN STROBE CEILING |  |  | North | Siemens |  | Horn/Strobe |  |  |  | Module | TRUE | FDSB226-WW/FDB228/FDBZ298 | ++ | Ceiling Sounder VAD with Short Circuit isolator, White LEDs, 71…96 dB (A) High = O-4-15 Medium = C-3-12 Low = O-2-6.2 | 1 | [12 empty] | #FF0070C0 | FA-NFPA 170 HORN STROBE CEILING | 1 | FALSE | FALSE | FALSE | [20 empty] | DESKTOP-7EIEB7A\acont | 2021-11-19 10:16 | THOR\acont | 2024-09-08 17:27 |  | [Siemens] [C-NET] [#2 TONE/VOICE] FDSB226-WW/FDB228/FDBZ298, FDSB227-WW/FDB228/FDBZ298, HI720/FDSB226-WW/FDB228, HI720/FDSB227-WW/FDB228, HI722//FDSB227-WW/FDB228, HI722/FDSB226-WW/FDB228, OH720/FDSB226-WW/FDB228, OH720/FDSB227-WW/FDB228, OOH740/FDSB226- [Siemens] [C-NET] [#2 BEACON WHITE HIGH, #2 BEACON WHITE INDICATOR, #2 BEACON WHITE LOW, #2 BEACON WHITE MED] FDSB226-WW/FDB228/FDBZ298, FDSB227-WW/FDB228/FDBZ298, HI720/FDSB226-WW/FDB228, HI720/FDSB227-WW/FDB228, HI722//FDSB227-WW/FDB228, HI722/FDSB226- [Siemens] [C-NET] [#2 BEACON/SOUNDER WHITE HIGH, #2 BEACON/SOUNDER WHITE INDICATOR, #2 BEACON/SOUNDER WHITE LOW, #2 BEACON/SOUNDER WHITE MED] FDSB226-WW/FDB228/FDBZ298, HI720/FDSB226-WW/FDB228, HI722/FDSB226-WW/FDB228, OH720/FDSB226-WW/FDB228, OOH740/FDS
115fc9a9-3b59-4e98-b356-d392a1b12738 | CADGEN CARD ACCESS CONTROL PANEL |  |  | North | MIRCOM | Security/Access Control | Card Access Control Panel |  |  |  | Assembly | TRUE | TX3-NSL-12K-C |  | Complete NSL Starter Kit for 12 residents/suitesonverter Module | 1 | [6 empty] | TRUE | [5 empty] | #FFFF0000 | FA-CADGEN CARD ACCESS CONTROL PANEL | 1 | FALSE | FALSE | FALSE | 102 | [13 empty] | FALSE | [5 empty] | AULAPTOP-PC\Aulaptop | 2019-08-15 15:35 | THOR\acont | 2024-09-08 17:27 | Cloned from MIRCOM ICAC-306
913dba63-f36f-42d8-971e-d393b47b518d | NFPA 170 SMOKE DETECTOR |  |  | North | Monaco Enterprises |  | Smoke Detector |  |  |  | Module | TRUE | 723-601-00 w/729-211-00 | ++ | Intelligent Photoelectric Smoke Detector, Plug-in, Low Profile, Remote Test in Duct, AP/CLIP, White, Type II, 6.875" LF Sounder Base | 1 | 0.0002 | 0.002 |  |  |  |  | FALSE | TRUE |  |  |  |  | #FFFF0000 | FA-NFPA 170 SMOKE DETECTOR | 1 | FALSE | FALSE | FALSE | 1408 | [13 empty] | FALSE |  |  | LF |  |  | THOR\acont | 2023-10-02 08:48 | THOR\acont | 2024-09-08 17:27 | Cloned from Monaco Enterprises 723-601-00 w/729-210-00 | [Monaco Enterprises] [AUX POWER] [24VDC, HIGH VOLUME ++] 723-601-00 w/729-211-00 (C) [Monaco Enterprises] [SLC MODULES SENSORS] 01 [*] 708-026-01, 708-031-00, 721-121-00 w/B200SR-LF-WH (C), 721-121-00 w/B200SR-WH (C), 721-121-00 w/B210LP (C), 721-121-00 w/B224RB-WH (C), 721-121-00 w/B501 (C), 721-124-00 w/B200SR-LF-WH (C), 721-124-00 w/B [Monaco Enterprises] [SLC SENSORS] 01 [*] 721-121-00 w/B200SR-LF-WH (C), 721-121-00 w/B200SR-WH (C), 721-121-00 w/B210LP (C), 721-121-00 w/B224RB-WH (C), 721-121-00 w/B501 (C), 721-124-00 w/B200SR-LF-WH (C), 721-124-00 w/B200SR-WH (C), 721-124-00 w/B210L
f208397b-839f-42dd-b0fa-d39d27f7d418 |  |  |  | North | Kidde |  | Cards & Components |  |  |  | Card | TRUE | ANS25AMD2 |  | 25 Watt audio notification module with DMR and microphone | 1 | 0.18 | 1.1 |  |  |  |  | TRUE | [5 empty] | #FFFFFFFF |  |  | FALSE | FALSE | FALSE | [14 empty] | FALSE | [5 empty] | DESKTOP-7SAL8M7\acont | 2020-01-02 07:17 | THOR\acont | 2024-10-09 10:48 | Cloned from Edwards ANS25AMD2 | [Edwards, Kidde] [NAC Trigger] ANS25AMD, ANS25AMD2 | [Edwards, Kidde] ANS25A, ANS25AM, ANS25AMD, ANS25AMD2
181c6766-e41b-434c-b0dd-d3a000de2338 | NFPA 170 SPEAKER WALL |  |  | North | Siemens |  | Speaker |  |  |  | Module | TRUE | FDS225-R/FDB227-R | ++ | Wall Voice Sounder with Short Circuit Isolator, Red Body (IP65 rated) 75…99 dB (A) | 1 | [12 empty] | #FF0070C0 | FA-NFPA 170 SPEAKER WALL | 1 | FALSE | FALSE | FALSE | 2021 | [19 empty] | DESKTOP-7EIEB7A\acont | 2021-11-19 10:16 | THOR\acont | 2024-09-08 17:27 |  | [Siemens] [C-NET] [#2 TONE/VOICE] FDS224-R/FDB227-R, FDS225-R/FDB227-R
4979fbb3-32a5-4b02-b743-d3a015aea588 | NFPA 170 ADDRESSABLE OUTPUT MODULE |  |  | North | Kidde |  | Addressable Control/Relay |  |  |  | Module | TRUE | GSA-CR |  | Signature control relay module, one-gang standard mount | 1 | 0.0001 | 0.0001 |  |  |  |  | FALSE | [5 empty] | #FFFF0000 | FA-NFPA 170 ADDRESSABLE OUTPUT MODULE | 1 | FALSE | FALSE | FALSE | 1100 | [13 empty] | FALSE | [5 empty] | AULAPTOP-PC\Aulaptop | 2018-09-03 13:55 | THOR\acont | 2024-09-08 17:27 |  | [Edwards, Kidde] [AUX POWER, RELAY] [RISER INPUT] GSA-CR, GSA-CRH, GSA-CRR, SIGA-CR, SIGA-CR2, SIGA-CRH, SIGA-CRR [Edwards, Kidde] [SLC EST MODULES] 04 [*] [EST3, iO1000 ] FX-RLY, GSA-CR, GSA-CRH, GSA-CRR, GSA-MCR, GSA-MCRR, SIGA-CR, SIGA-CR2, SIGA-CRH, SIGA-CRR, SIGA-MCR, SIGA-MCRR [Kidde] [SLC EST MODULES SENSORS] [*] [#1 SHARED ADDR ¦ MODULES] 76-330002-101, 84-330002-001, FX-270, FX-278, FX-2WIRE, FX-IDC1A, FX-IDC1B, FX-IDC2B, FX-IDCWS, FX-ISO, FX-NAC, FX-RLY, GSA-CC1, GSA-CC1S, GSA-CC2, GSA-CR, GSA-CRH, GSA-CRR, GSA-CT1, GSA-CT [Edwards, Kidde] [SLC EST MODULES/SENSORS] 05 [*] [iO64] FX-ISO, FX-RLY, GSA-CR, GSA-CRH, GSA-CRR, GSA-MCR, GSA-MCRR, SIGA-CR, SIGA-CR2, SIGA-CRH, SIGA-CRR, SIGA-MCR, SIGA-MCRR [Kidde] [SLC EST MODULES] [*] [#3 TYPE ADDR ¦ MODULES] 76-330002-101, 84-330002-001, FX-270, FX-278, FX-2WIRE, FX-IDC1A, FX-IDC1B, FX-IDC2B, FX-IDCWS, FX-ISO, FX-NAC, FX-RLY, GSA-CC1, GSA-CC1S, GSA-CC2, GSA-CR, GSA-CRH, GSA-CRR, GSA-CT1, GSA-CT2, GSA-IO, | [Edwards, Kidde] GSA-CR, GSA-CRH, GSA-CRR, SIGA-CR, SIGA-CR2, SIGA-CRH, SIGA-CRR
17f9d908-d3ab-49a4-a429-d3a07bebf1c8 |  |  |  | North | Siemens |  | Hardware |  |  |  | Hardware | TRUE | CAB2-BB | 500-633009 | MEDIUM SIZE (2 ROW) ENCLOSURE BACKBOX - BLACK FIELD MOUNTED | 1 | [12 empty] | #FFFFFFFF |  |  | FALSE | FALSE | FALSE | [20 empty] | DESKTOP-7SAL8M7\acont | 2019-08-13 09:04 | THOR\acont | 2024-10-09 10:48
d4ae5f10-4352-417e-b1c4-d3a32681f8f0 | NFPA 170 FIRE ALARM CONTROL UNIT | RISER FACP |  | North | Firelite |  | Fire Alarm Control Unit |  |  |  | Assembly | TRUE | MS-2 | + | FIRE ALARM CONTROL PANEL, CONVENTIONAL | 1 | [6 empty] | FALSE | FALSE |  |  |  |  | #FFFF0000 | FA-NFPA 170 FIRE ALARM CONTROL UNIT | 1 | FALSE | FALSE | FALSE | 202 | [8 empty] | 7,12,18 |  |  | 3 |  | TRUE | [7 empty] | THOR\acont | 2024-09-08 17:27
4a8f931f-8c79-4841-a639-d3a39f9be17e |  |  |  | North | Autocall |  | Hardware |  |  |  | Hardware | TRUE | A100-6305 |  | 25V regulator harness for 8 point zone/relay module. One required for each 8 point zone/relay module to be powered by the A100-9916 25V regulator module. A maximum of (5) 8 point zone/relay modules may be powered from the A100-9916 per bay. | 1 | [6 empty] | TRUE | [5 empty] | #FFFFFFFF |  |  | FALSE | FALSE | FALSE | [20 empty] | DESKTOP-0D6CQVA\lousc | 2019-07-06 15:03 | THOR\acont | 2024-10-09 10:48
7196e4e9-c1ce-4829-b0f0-d3a5f9c68185 |  |  |  | North | Siemens |  | Cards & Components |  |  |  | Card | TRUE | FCA2016-A1 |  | RS-485 Interface | 1 | [6 empty] | TRUE | [5 empty] | #FFFFFFFF |  |  | FALSE | FALSE | FALSE | [14 empty] | FALSE | [5 empty] | AULAPTOP-PC\Aulaptop | 2018-12-06 05:28 | THOR\acont | 2024-10-09 10:48 | Cloned from Siemens New Part
8ebcb259-ea80-4554-9a98-d3ad31de184b | NFPA 170 MANUAL PULL |  |  | North | NAPCO |  | Manual Station |  |  |  | Module | TRUE | FWC-FSLC-PULLK | ++ | Addressable SLC Fire Pull Station, Single Action, Key Reset | 1 | 0.001 | 0.001 |  |  | 24 | [7 empty] | #FFFF0000 | FA-NFPA 170 MANUAL PULL | 1 | FALSE | FALSE | FALSE | 957 | [19 empty] | THOR\acont | 2024-01-30 21:52 | THOR\acont | 2024-09-08 17:27 | Cloned from NAPCO FWC-FSLC-PULL2 | [NAPCO] [SLC NAPCO FIRE] 01 [*] FWC-FSLC-CZM, FWC-FSLC-DUCT (C), FWC-FSLC-EZM1, FWC-FSLC-EZM2, FWC-FSLC-HEAT w/FWC-FSLC-SMK6B, FWC-FSLC-ISO, FWC-FSLC-PULL, FWC-FSLC-PULL2, FWC-FSLC-PULLK, FWC-FSLC-PULLK2, FWC-FSLC-RM2, FWC-FSLC-SMK w/FWC-FSLC-SMK6B (C),
f1d75ef8-6953-4129-a1e7-d3b5fdb6d717 |  |  |  | North | Notifier |  | Cards & Components |  |  |  | Card | TRUE | ONYXWorks |  | UL-listed graphics PC workstation, software, and computer hardware. | 1 | [6 empty] | TRUE | FALSE |  |  |  |  | #FFFFFFFF |  |  | FALSE | FALSE | FALSE | [14 empty] | FALSE | [7 empty] | THOR\acont | 2024-10-09 10:48
191b95b3-6609-436e-ac1a-d3bf116d8cc0 | NFPA 170 HORN STROBE CEILING |  |  | North | Edwards |  | Horn/Strobe |  |  |  | Module | TRUE | WG4RN-HVMC (C) |  | Outdoor rated horn-strobe, red without marking, clear lens | 1 | 0 | 0.393 |  |  |  |  | FALSE | TRUE |  |  |  |  | #FF0070C0 | FA-NFPA 170 HORN STROBE CEILING | 1 | FALSE | FALSE | FALSE | 2013 | [13 empty] | FALSE |  |  | C, WP |  |  | DESKTOP-7SAL8M7\acont | 2018-08-27 11:54 | THOR\acont | 2024-09-08 17:27 | Cloned from Edwards WG4RN-HVMC | [Edwards, Kidde] [NAC] [16 VFWR, CONTINUOUS] WG4RF-HVMC, WG4RF-HVMC (C) (C), WG4RN-HVMC, WG4RN-HVMC (C) (C), WG4WF-HVMC, WG4WF-HVMC (C) (C), WG4WN-HVMC, WG4WN-HVMC (C) (C) [Edwards, Kidde] [NAC] [16 VDC, CONTINUOUS] WG4RF-HVMC, WG4RF-HVMC (C) (C), WG4RN-HVMC, WG4RN-HVMC (C) (C), WG4WF-HVMC, WG4WF-HVMC (C) (C), WG4WN-HVMC, WG4WN-HVMC (C) (C) [Edwards, Kidde] [NAC] [24 VDC, CONTINUOUS] WG4RF-HVMC, WG4RF-HVMC (C) (C), WG4RN-HVMC, WG4RN-HVMC (C) (C), WG4WF-HVMC, WG4WF-HVMC (C) (C), WG4WN-HVMC, WG4WN-HVMC (C) (C)
eb75954c-63d0-4d82-9e24-d3c37e333ce3 |  |  |  | North | Autocall |  | Hardware |  |  |  | Hardware | TRUE | A4905-9931 | + | Red Adapter Plate for mounting to Autocall 2975-9145 box | 1 | 0 | 0 |  |  |  |  | TRUE | [5 empty] | #FFFFFFFF |  |  | FALSE | FALSE | FALSE | [20 empty] | DESKTOP-0D6CQVA\lousc | 2019-07-05 09:40 | THOR\acont | 2024-10-09 10:48 | Cloned from AutoCall A4905-9940
bb0ea9fa-2d80-42cf-be24-d3c5a1f7550b |  |  |  | North | MIRCOM | [5 empty] | Module | TRUE | FOM-CONN-MM | new | Fibre Optic Module Connector Multi-mode (pack of 2). Must use a FOM-2000-UM | 1 | [12 empty] | #FFFFFFFF |  |  | FALSE | FALSE | FALSE | [20 empty] | THOR\acont | 2024-02-24 16:13 | THOR\acont | 2024-10-09 10:48
c65a000a-8138-4b6f-9c2c-d3d2c07e311b |  |  |  | North | Edwards |  | Cards & Components |  |  |  | Card | TRUE | DLD |  | Two Line Dialer, Supports Contact ID, 4/2 and 3/1 Formats | 1 | 0.013 | 0.02 |  |  |  |  | TRUE | [5 empty] | #FFFFFFFF |  |  | FALSE | FALSE | FALSE | [14 empty] | FALSE | [7 empty] | THOR\acont | 2024-10-09 10:48 |  |  | [Edwards, Kidde] 3-MODCOM, 3-MODCOMP, DLD, SA-DACT, VM-DACT
5a906652-3ef4-442d-abfc-d3dc7d37da1d | NFPA 170 HORN STROBE |  |  | North | Autocall |  | Horn/Strobe |  |  |  | Module | TRUE | A59AV-APPLWR |  | Visible Notification Appliances, Wall Mount Multi-Candela Horn Strobe, Red | 1 | 0 | 0 |  |  |  |  | TRUE | [5 empty] | #FF0070C0 | FA-NFPA 170 HORN STROBE | 1 | FALSE | FALSE | FALSE | 2012 | [19 empty] | DESKTOP-7SAL8M7\acont | 2020-05-26 10:26 | THOR\acont | 2024-09-08 17:27 | Cloned from AutoCall A59VO-APPLWR | [Autocall] [IDNac] [23 VDC RMS, CONTINUOUS HIGH] A59AV-APPLWR, A59AV-APPLWW
7d2e5db8-df0e-4fe7-8d46-d3e5b851bd1d | NFPA 170 SPEAKER STROBE |  |  | North | Edwards |  | Speaker/Strobe |  |  |  | Module | TRUE | G4WN-S7VMA |  | 70V Speaker/Strobe, White, no markings, Multi-cd amber | 1 | 0 | 0.078 |  |  |  |  | FALSE | [5 empty] | #FF0070C0 | FA-NFPA 170 SPEAKER STROBE | 1 | FALSE | FALSE | FALSE | 2019 | [13 empty] | FALSE | [7 empty] | THOR\acont | 2024-09-08 17:27 |  | [Edwards, Kidde] [AUDIO 70.7v] [70V AUDIO] G4F-S7, G4F-S7V1575, G4F-S7VM, G4HFRF-S7, G4HFRF-S7VMC, G4HFRN-S7, G4HFRN-S7VMC, G4HFWA-S7, G4HFWA-S7VMA, G4HFWA-S7VMC, G4HFWF-S7, G4HFWF-S7VMC, G4HFWN-S7, G4HFWN-S7VMA, G4HFWN-S7VMB, G4HFWN-S7VMC, G4RF-S7, G4RF [Edwards, Kidde] [NAC] [24 VDC] G4ERA-A, G4ERA-B, G4ERA-G, G4ERA-R, G4ERF-C, G4ERN-A, G4ERN-B, G4ERN-C, G4ERN-G, G4ERN-R, G4EWA-A, G4EWA-B, G4EWA-G, G4EWA-R, G4EWF-C, G4EWN-A, G4EWN-B, G4EWN-C, G4EWN-G, G4EWN-R, G4F-S2V1575, G4F-S2VM, G4F-S7V1575, G4F-S7 [Edwards, Kidde] [NAC] [16 VDC] G4ERA-A, G4ERA-B, G4ERA-G, G4ERA-R, G4ERF-C, G4ERN-A, G4ERN-B, G4ERN-C, G4ERN-G, G4ERN-R, G4EWA-A, G4EWA-B, G4EWA-G, G4EWA-R, G4EWF-C, G4EWN-A, G4EWN-B, G4EWN-C, G4EWN-G, G4EWN-R, G4F-S2V1575, G4F-S2VM, G4F-S7V1575, G4F-S7
b7dccd0d-a4de-4e11-a31d-d3e72bba6bf2 |  |  |  | North | Autocall | [5 empty] | Module | TRUE | A100-1267 |  | Expansion Signal Module Class A Adapter | 1 | 0.001 | 0.03 |  |  |  |  | TRUE | [5 empty] | #FFFFFFFF |  |  | FALSE | FALSE | FALSE | [20 empty] | DESKTOP-0D6CQVA\lousc | 2019-07-07 14:15 | THOR\acont | 2024-10-09 10:48 | Cloned from AutoCall A100-1266
25b2c409-06f6-4fc1-bfce-d3eb302565b6 |  |  |  | North | Gamewell FCI |  | Hardware |  |  |  | Hardware | TRUE | 1100-0460 | ++ | INX-Transponder 19” (cm) Backbox with Door, Black. | 1 | [6 empty] | TRUE |  |  |  | 19 3/8” W x 19 3/8” H x 4 1/2” D (49 W x 49 H x 11.43 D cm) |  | #FFFFFFFF |  |  | FALSE | FALSE | FALSE | [20 empty] | DESKTOP-7SAL8M7\acont | 2019-04-25 16:15 | THOR\acont | 2024-10-09 10:48 | Cloned from Gamewell E3BB-FLUSH-LCD
68562da9-e9ee-4037-94e2-d3ef6be1148a | NFPA 170 VOICE EVACUATION CONTROL UNIT |  |  | North | Potter |  | Voice Evac Control Unit |  |  |  | Assembly | TRUE | PVX-150/8Z |  | 150W Voice Evacuation System with 8 Speaker Zones | 1 | [6 empty] | FALSE | [5 empty] | #FFFF0000 | FA-NFPA 170 VOICE EVACUATION CONTROL UNIT | 1 | FALSE | FALSE | FALSE | 211 | [8 empty] | 7,12,18 |  |  |  |  | TRUE | [7 empty] | THOR\acont | 2024-09-08 17:27
e3c7c605-bf82-4b66-8a27-d3f4e78f1af9 | NFPA 170 SPEAKER WALL |  |  | North | Edwards |  | Speaker |  |  |  | Module | TRUE | 90215A-801-06-L | HyperSpike | UL 1480 listed C1D2 certifed TCPA-10 Distributed Audio Speaker with 5 selectable power taps that run off of 25V, 70V and 100 VRMS audio systems. White | 1 | [8 empty] | 72377B-801 |  |  |  | #FF0070C0 | FA-NFPA 170 SPEAKER WALL | 1 | FALSE | FALSE | FALSE | 2021 | [19 empty] | HOMEAUGUSTXPS-1\aucon | 2021-01-25 12:24 | THOR\acont | 2024-09-08 17:27 | August Added Hyperspike | [Edwards] [AUDIO 25v] [25V AUDIO] 90215A-801-01-L, 90215A-801-04-L, 90215A-801-05-L, 90215A-801-06-L [Edwards] [AUDIO 70.7v] [70V AUDIO] 90215A-801-01-L, 90215A-801-04-L, 90215A-801-05-L, 90215A-801-06-L
846f48be-8166-40fc-8c45-d3fe2a211561 | NFPA 170 ADDRESSABLE INPUT OUTPUT |  |  | North | Bosch |  | Addressable Module |  |  |  | Module | TRUE | DS7465I | ++ | Single input/output module, Multiplex | 1 | 0.001 | 0.001 |  |  | 12 | [7 empty] | #FFFF0000 | FA-NFPA 170 ADDRESSABLE INPUT OUTPUT | 1 | FALSE | FALSE | FALSE | [20 empty] | DESKTOP-7EIEB7A\acont | 2021-08-13 06:25 | THOR\acont | 2024-09-08 17:27 |  | [Bosch] [SLC MUX BOSCH] [*] [#1 ++] D341/D7044M, D5601/D7044M, D7044, D7044M, D7050, D7050 w/D7050-B6 BASE (C), D7050TH w/D7050-B6 BASE (C), D7052, D7053, DS7432, DS7457i, DS7457iF, DS7460I, DS7461I, DS7465I, FMM-7045, FMM-7045-D | [Bosch] DS7457i, DS7457iF, DS7461I, DS7465I [Bosch] D130, D133, D134, D7053, D8130, DS7465I
1b9442e1-83a1-4046-bc83-d3feaad6587e | NFPA 170 FIRE ALARM CONTROL UNIT | RISER FACP |  | North | Hochiki |  | Fire Alarm Control Unit |  |  |  | Assembly | TRUE | LA103K2-10 |  | FireNET L@TITUDE Analog Addressable Fire Alarm Control Panel, 4 Slot Standard Enclosure, 10.25 A Auto Voltage, 4-Loop Panel Module, Hochiki Protocol, Network Module, and Media Gateway™, Red, 48 Zone LEDs | 1 | [6 empty] | FALSE |  |  | *Refer to Install Sheet | 16.5in (W) x 23.2in (H) x 6in (D) | KM5FCRD (Optional Semi-Flush Mounting Kit) | #FFFF0000 | FA-NFPA 170 FIRE ALARM CONTROL UNIT | 1 | FALSE | FALSE | FALSE | 202 | [8 empty] | 7,12,18,28 |  |  | 10.25 |  | TRUE | [5 empty] | DESKTOP-7SAL8M7\acont | 2019-12-04 15:59 | THOR\acont | 2024-09-08 17:27 | Cloned from Hochiki LA103K1-10
6d908119-da57-4670-b123-d401721ba021 | NFPA 170 HEAT DETECTOR |  |  | North | Thermotech |  | Heat Detector |  |  |  | Module | TRUE | 302-AW-135 | ++ | Heat Detector, 135°F (57°C) | 1 | [6 empty] | FALSE | TRUE |  |  |  |  | #FFFF0000 | FA-NFPA 170 HEAT DETECTOR | 1 | FALSE | FALSE | FALSE | 1403 |  |  | 7270-0021:0001 | [10 empty] | FALSE | [5 empty] | ALIENWIN10\AugWin7 | 2018-12-19 16:08 | THOR\acont | 2024-09-08 17:27 | 20191121 AC Detector without base | [EAS, Firelite, Kidde, KNOX, Monaco Enterprises, Potter, System Sensor, Thermotech] [IDC] 01 2HS, 2HSR, 302-AW-135 (C), 3200, 3261, 3270, 3502, 4401, 4403, 4430, 4432, 4505, 4534, 5000H, 5000HR, 721-127-00 (C), 722-123-00 (C), 723-369-00 (C), BG-12LO, I3
4fe77e2d-2d58-4dbe-bdc7-d40d7ae228e8 |  |  |  | North | Hochiki |  | Cards & Components |  |  |  | Card | TRUE | S406 |  | 5.25 A Power Supply | 1 | 0.078 | 0.078 |  |  |  |  | TRUE | [5 empty] | #FFFFFFFF |  |  | FALSE | FALSE | FALSE | [20 empty] | DESKTOP-GHR3H5U\Anthony | 2019-11-27 07:44 | THOR\acont | 2024-10-09 10:48 | Cloned from Hochiki S723
e20361bf-0403-49af-b196-d40f03c26995 |  |  |  | North | Notifier |  | Hardware |  |  |  | Hardware | TRUE | DR-D4 |  | Door assembly, window, four tiers, BLACK, 23.95 lbs. | 1 | [6 empty] | FALSE |  | SURFACE |  | PROVIDED ("WX"HX"D) | N/A | #FFFFFFFF |  |  | FALSE | FALSE | FALSE |  |  |  | 7165-0028:0224 | [10 empty] | FALSE | [7 empty] | THOR\acont | 2024-10-09 10:48
46bcbe1b-9dc2-4df8-9c05-d410bc96ab89 |  |  |  | North | Edwards |  | Cards & Components |  |  |  | Card | TRUE | 3-PPS/M-230 | n | Primary Power Supply 230V | 1 | [6 empty] | TRUE | [5 empty] | #FFFFFFFF |  |  | FALSE | FALSE | FALSE | [22 empty] | THOR\acont | 2024-10-09 10:48 |  |  | [Edwards] 3-BBC/M, 3-BBC/M-230, 3-BBC/M-230-E, 3-PPS/M, 3-PPS/M-230, 3-PPS/M-230-E, 4-PPS/M, 4-PPS/M-230, 4-PPS/M-230-E
3a77b1eb-da92-42ca-b127-d419350aec10 |  |  |  | North | MIRCOM | [5 empty] | Module | TRUE | FNC-2000 | ++ | Fire Network Controller Module | 1 | 0.19 | 0.19 | [10 empty] | #FFFFFFFF |  |  | FALSE | FALSE | FALSE | [22 empty] | THOR\acont | 2025-01-14 14:45 |  | [MIRCOM] [RS-485] [NETWORK ++] FNC-2000 | [MIRCOM] FNC-2000
7f66cacc-5c35-4c30-9e9e-d419b0dbeaa3 |  |  |  | North | Edwards |  | Hardware |  |  |  | Hardware | TRUE | C-5395BL |  | Optional Black Cover for CR-5395 | 1 | [6 empty] | FALSE | [5 empty] | #FFFFFFFF |  |  | FALSE | FALSE | FALSE | [14 empty] | FALSE | [7 empty] | THOR\acont | 2024-10-09 10:48
e6fd5eb0-01c5-41b6-bee0-d41b900c2a8b |  |  |  | North | Potter | [5 empty] | Module | TRUE | EVD-1 |  | Electronic Vibration Detector | 1 | [6 empty] | FALSE | [5 empty] | #FFFFFFFF |  |  | FALSE | FALSE | FALSE | [14 empty] | FALSE | [7 empty] | THOR\acont | 2024-10-09 10:48
64b43252-cc9f-42ca-a4e3-d4239dd4b2e0 | NFPA 170 HORN CEILING |  |  | North | Edwards |  | Horn |  |  |  | Module | TRUE | GCAWN |  | Horn, running man, white, none | 1 | [6 empty] | FALSE | TRUE |  |  |  |  | #FF0070C0 | FA-NFPA 170 HORN CEILING | 1 | FALSE | FALSE | FALSE | 2011 | [13 empty] | FALSE | [5 empty] | DESKTOP-7SAL8M7\acont | 2020-02-25 06:44 | THOR\acont | 2024-09-08 17:27 | Cloned from Edwards GCAWF | [Edwards, Kidde] [NAC] [24 VFWR, HIGH DB] EGCARF (C), EGCAWF (C), GCARF (C), GCARN (C), GCAWF (C), GCAWN (C) [Edwards, Kidde] [NAC] [24 VDC, HIGH DB] EGCARF (C), EGCAWF (C), GCARF (C), GCARN (C), GCAWF (C), GCAWN (C)
b7e808af-d6a9-49e4-9394-d42697106518 | NFPA 170 SPEAKER WALL |  |  | North | Eaton Wheelock |  | Speaker |  |  |  | Module | TRUE | ET70-R |  | Speaker, 1/8 to 8 watts | 1 | [6 empty] | FALSE | FALSE |  |  |  |  | #FF0070C0 | FA-NFPA 170 SPEAKER WALL | 1 | FALSE | FALSE | FALSE | 2021 | [13 empty] | FALSE | [7 empty] | THOR\acont | 2024-09-08 17:27 |  | [Bosch, Eaton Wheelock, Hochiki] [AUDIO 25v] [25V AUDIO] ET-1080-R, ET-1080-W, ET70-24MCW-FR, ET70-24MCW-FR, ET70-24MCW-FW, ET70-24MCWH-FR, ET70-24MCWH-FW, ET70-24MCWH-FW, ET70-24W-FR, ET70-R, ET70-R, ET70-W, ET70-W, ET90-24MCC-FR, ET90-24MCC-FW, ET90-24 [Bosch, Eaton Wheelock, Hochiki] [AUDIO 70.7v] [70V AUDIO] ET-1080-R, ET-1080-W, ET70-24MCW-FR, ET70-24MCW-FR, ET70-24MCW-FW, ET70-24MCWH-FR, ET70-24MCWH-FW, ET70-24MCWH-FW, ET70-24W-FR, ET70-R, ET70-R, ET70-W, ET70-W, ET90-24MCC-FR, ET90-24MCC-FW, ET90-
43e0a701-37bb-463f-abd8-d4281070c137 | NFPA 170 FIRE ALARM CONTROL UNIT | RISER FACP |  | North | Edwards |  | Fire Alarm Control Unit |  |  |  | Assembly | TRUE | iO64G-2-SP |  | FACP, 1 Loop, 64pt, 2 Cl B NACs, gray, 230v, Spanish | 1 | [6 empty] | FALSE | [5 empty] | #FFFF0000 | FA-NFPA 170 FIRE ALARM CONTROL UNIT | 1 | FALSE | FALSE | FALSE | 202 | [8 empty] | 7,12,18,26 |  | 10 |  |  | TRUE | [7 empty] | THOR\acont | 2024-09-08 17:27
1fee49f7-8ac1-465a-a0ab-d42843c1436c | NFPA 170 ABORT SWITCH |  |  | North | Simplex |  | Switch |  |  |  | Module | TRUE | 2080-9057 | ++ | Surface mount abort switch | 1 | [6 empty] | TRUE | [5 empty] | #FFFF0000 | FA-NFPA 170 ABORT SWITCH | 1 | FALSE | FALSE | FALSE | [20 empty] | THOR\acont | 2024-02-15 07:29 | THOR\acont | 2024-09-08 17:27 | Cloned from Autocall A2080-9057 | [Autocall, Simplex] [IDC] 03 [ACTIVATION] 2080-9056, 2080-9057, 2080-9067, 2080-9068, 2080-9069, 2080-9070, A2080-9056, A2080-9057, A2080-9067, A2080-9068, A2080-9069, A2080-9070 [Autocall, Simplex] [IDNet] [MODULES ++] 2080-9056, 2080-9057, 2080-9067, 2080-9068, 2080-9069, 2080-9070, 4009-9201 Main Board, 4009-9401 Main Board, 4010-9901, 4090-5261, 4090-9001, 4090-9002, 4090-9005, 4090-9006, 4090-9008, 4090-9116, 4098-9019 (Cont
77495368-3fdb-4c6f-af87-d428ca728873 | NFPA 170 SPEAKER WALL |  |  | North | Kidde |  | Speaker |  |  |  | Module | TRUE | WGSWF-SP | ++ | Outdoor rated speaker, wall, white, feugo | 1 | [6 empty] | FALSE | FALSE |  |  |  |  | #FF0070C0 | FA-NFPA 170 SPEAKER WALL | 1 | FALSE | FALSE | FALSE | 2021 | [13 empty] | FALSE |  |  | WP |  |  | THOR\acont | 2024-12-19 13:51 | THOR\acont | 2024-12-19 13:57 | Cloned from Edwards WGSWF-SP | [Edwards, Hochiki, Kidde] [AUDIO 25v] [25V AUDIO] EG4SRF, EG4SRN, EG4SVRF, EG4SVRN, EG4SVWA, EG4SVWF, EG4SVWN, EG4SWA, EG4SWF, EG4SWN, G4SRF, G4SRN, G4SVRF, G4SVRN, G4SVWA, G4SVWF, G4SVWN, G4SWA, G4SWF, G4SWN, WGSRA, WGSRF, WGSRF-FR, WGSRF-SP, WGSRN, WGS [Edwards, Hochiki, Kidde] [AUDIO 70.7v] [70V AUDIO] EG4SRF, EG4SRN, EG4SVRF, EG4SVRN, EG4SVWA, EG4SVWF, EG4SVWN, EG4SWA, EG4SWF, EG4SWN, G4SRF, G4SRN, G4SVRF, G4SVRN, G4SVWA, G4SVWF, G4SVWN, G4SWA, G4SWF, G4SWN, WGSRA, WGSRF, WGSRF-FR, WGSRF-SP, WGSRN, W
a91202b4-ba09-4459-9be3-d430b1e32ff5 | CADGEN GLASS BREAK |  |  | North | Bosch |  | Glass Break Detector |  |  |  | Module | TRUE | RFGB-CHI | ++ | Glass Break Detector | 1 |  |  |  |  | 3 | [7 empty] | #FFFF0000 | FA-CADGEN GLASS BREAK | 1 | FALSE | FALSE | FALSE | [17 empty] | RPT |  |  | DESKTOP-7EIEB7A\acont | 2022-07-26 16:38 | THOR\acont | 2024-09-08 17:27 | Cloned from Bosch RFGB-A CLONED | [BluePoint, Bosch] [BOSCH WIRELESS] [ALL DEVICES ++] BP01-302, BP02-202M, BP02-202P, BP02-A202M, BP02-A202P, BP02-A202PH, BP03-302, BP03-A102M, BP03-A102P, RFBT-A, RFDL-11, RFDL-11-A, RFDL-11-CHI, RFDW-RM, RFDW-RM-A, RFDW-RM-CHI, RFDW-SM, RFDW-SM-A, RFDW
812fcdca-238b-4aac-917e-d43439f6a865 | NFPA 170 SPEAKER WALL |  |  | North | Autocall |  | Speaker |  |  |  | Module | TRUE | A49SO-APPLW | + | Wall mount Addressable S/O Appliances. | 1 | 0.0008 | 0.009 |  |  |  |  | TRUE | FALSE |  |  |  |  | #FF0070C0 | FA-NFPA 170 SPEAKER WALL | 1 | FALSE | FALSE | FALSE | 2019 | [19 empty] | DESKTOP-7EIEB7A\acont | 2022-02-21 14:21 | THOR\acont | 2024-09-08 17:27 | Cloned from Autocall A49SO-APPLW-BA | [Autocall, Simplex] [AUDIO 70.7v] [70V AUDIO] 49HF-APPLW, 49HF-APPLW-BA, 49HFV-APPLW, 49HFV-APPLW-BA, 49SO-APPLW, 49SO-APPLW-BA, 49SO-APPLW-O, 49SO-APPLW-O-BA, 49SV-APPLW, 49SV-APPLW-BA, 49SV-APPLW-O, 49SV-APPLW-O-BA, A49HF-APPLW, A49HF-APPLW-BA, A49HFV- [Autocall, Simplex] [IDNac] [IDNAC] 49HF-APPLC (C), 49HF-APPLC-BA (C), 49HF-APPLW, 49HF-APPLW-BA, 49SO-APPLC (C), 49SO-APPLC-BA (C), 49SO-APPLC-O (C), 49SO-APPLC-O-BA (C), 49SO-APPLW, 49SO-APPLW-BA, 49SO-APPLW-O, 49SO-APPLW-O-BA, A49HF-APPLC (C), A49HF-A [Autocall, Simplex] [AUDIO 25v] [25V AUDIO] 49HF-APPLW, 49HF-APPLW-BA, 49HFV-APPLW, 49HFV-APPLW-BA, 49SO-APPLW, 49SO-APPLW-BA, 49SO-APPLW-O, 49SO-APPLW-O-BA, 49SV-APPLW, 49SV-APPLW-BA, 49SV-APPLW-O, 49SV-APPLW-O-BA, A49HF-APPLW, A49HF-APPLW-BA, A49HFV-AP
5e91fe97-aaa5-4031-8a42-d440adff6cab | NFPA 170 SPEAKER STROBE |  |  | North | Edwards |  | Speaker/Strobe |  |  |  | Module | TRUE | WGSVWN | ++ | Outdoor rated speaker strobe, wall, white, none | 1 | [6 empty] | FALSE | FALSE |  |  |  |  | #FF0070C0 | FA-NFPA 170 SPEAKER STROBE | 1 | FALSE | FALSE | FALSE | 2019 | [13 empty] | FALSE |  |  | WP |  |  | THOR\acont | 2024-04-09 09:09 | THOR\acont | 2024-09-08 17:27 | Cloned from Edwards WGSVRA CLONED CLONED CLONED CLONED CLONED CLONED CLONED CLONED | [Edwards, Hochiki, Kidde] [AUDIO 25v] [25V AUDIO] EG4SRF, EG4SRN, EG4SVRF, EG4SVRN, EG4SVWA, EG4SVWF, EG4SVWN, EG4SWA, EG4SWF, EG4SWN, G4SRF, G4SRN, G4SVRF, G4SVRN, G4SVWA, G4SVWF, G4SVWN, G4SWA, G4SWF, G4SWN, WGSRA, WGSRF, WGSRF-FR, WGSRF-SP, WGSRN, WGS [Edwards, Hochiki, Kidde] [AUDIO 70.7v] [70V AUDIO] EG4SRF, EG4SRN, EG4SVRF, EG4SVRN, EG4SVWA, EG4SVWF, EG4SVWN, EG4SWA, EG4SWF, EG4SWN, G4SRF, G4SRN, G4SVRF, G4SVRN, G4SVWA, G4SVWF, G4SVWN, G4SWA, G4SWF, G4SWN, WGSRA, WGSRF, WGSRF-FR, WGSRF-SP, WGSRN, W [Edwards, Kidde] [NAC] [VDC] WGSVRA, WGSVRF, WGSVRF-FR, WGSVRF-SP, WGSVRN, WGSVWA, WGSVWF, WGSVWF-FR, WGSVWF-SP, WGSVWN, WGVRA, WGVRF, WGVRF-FR, WGVRF-SP, WGVRN, WGVWA, WGVWF, WGVWF-FR, WGVWF-SP, WGVWN
71eb5e93-71a7-484c-9395-d44a798d2919 |  |  |  | North | Edwards |  | Hardware |  |  |  | Hardware | TRUE | QSC-5-G-1-PG |  | OBSOLETE - FAP w/ 5 Option Card Spaces, Gray, Portuguese | 1 | [6 empty] | FALSE | [5 empty] | #FFFFFFFF |  |  | FALSE | FALSE | FALSE | [14 empty] | FALSE | [7 empty] | THOR\acont | 2024-10-09 10:48
43a614ba-7ef4-438b-ac8c-d45652e09b95 |  |  |  | North | Bosch | [5 empty] | Module | TRUE | ALP-450 | * | DIRECTLOG-PERIODIC-ANTENNACVR | 1 | [12 empty] | #FFFFFFFF |  |  | FALSE | FALSE | FALSE | [20 empty] | DESKTOP-7EIEB7A\acont | 2021-08-13 06:25 | THOR\acont | 2024-10-09 10:48
ef178064-83f6-46ec-99d0-d4636fd5cc74 | NFPA 170 HORN |  |  | North | Eaton Wheelock |  | Horn |  |  |  | Module | TRUE | ELMTW | ++ | WALL MULTI-TONE HORN, WHITE, NONE | 1 | [6 empty] | TRUE | [5 empty] | #FF0070C0 | FA-NFPA 170 HORN | 1 | FALSE | FALSE | FALSE | 2020 | [19 empty] | THOR\acont | 2024-07-23 16:40 | THOR\acont | 2024-09-08 17:27 | Cloned from Eaton Wheelock ELMTR | [Eaton Wheelock] [NAC] [24VDC, STD CODE 3] ELMTR, ELMTW [Eaton Wheelock] [HORN] [24VDC, STD CODE 3 - HORN ONLY] ELMTR, ELMTSR, ELMTSR-A, ELMTSRC (C), ELMTSR-N, ELMTSW, ELMTSW-A, ELMTSWC (C), ELMTSW-N, ELMTW
e19feb79-7a04-429f-a339-d4699ae4d421 | NFPA 170 SPEAKER WALL |  |  | North | Kidde |  | Speaker |  |  |  | Module | TRUE | INT-7A-RS25WA |  | 25V Re-ent Speaker, white, no markings, 12/75 cd, amber | 1 | [6 empty] | FALSE | [5 empty] | #FF0070C0 | FA-NFPA 170 SPEAKER WALL | 1 | FALSE | FALSE | FALSE | 2021 | [13 empty] | FALSE | [5 empty] | AUGUSTALIEN\aucon | 2024-05-21 15:49 | THOR\acont | 2024-10-09 10:48 | Cloned from Edwards 757-7A-RS25WA
db86f72b-1eb2-4db2-97ff-d46c5d6cca16 | NFPA 170 GAS DETECTOR |  |  | North | Edwards |  | Gas Detection |  |  |  | Module | TRUE | SIGA-COD w/SIGA-AB4G BASE | ++ | Intelligent Carbon Monoxide Detector | 1 | 3.2e-05 | 3.2e-05 |  |  |  |  | FALSE | TRUE |  |  |  |  | #FFFF0000 | FA-NFPA 170 GAS DETECTOR | 1 | FALSE | FALSE | FALSE | 1408 | [13 empty] | FALSE | [7 empty] | THOR\acont | 2024-10-08 16:26 | 20191121 AC Detector with base | [Edwards, Kidde] [AUX POWER] FX-HD w/SB4U BASE, FX-PD w/SB4U BASE (C), FX-PHD w/SB4U BASE (C), KI-COD w/KI-ABST BASE (C), KI-HCD w/KI-ABST BASE, KI-HRD w/KI-ABST BASE, KI-PCD w/KI-ABST BASE (C), KI-PD w/KI-ABST BASE (C), KI-PHCD w/KI-ABST BASE (C), KI-PH [Edwards, Kidde] [SLC EST MODULES SENSORS] [*] [#2 SHARED ADDR ¦ SENSORS] KI-DDOS (C), SIGA2-COS w/SIGA-AB4G BASE, SIGA2-COS w/SIGA-AB4G-LF BASE, SIGA2-COS w/SIGA-AB4GT BASE, SIGA2-COS w/SIGA-IB BASE, SIGA2-COS w/SIGA-RB BASE, SIGA2-COS w/SIGA-SB BASE, S [Edwards, Kidde] [SLC EST SENSORS] 01 [*] [EST3, iO1000] DS-HFS (C), DS-PS (C), FX-HD w/IB4U BASE, FX-HD w/RB4U BASE, FX-HD w/SB4U BASE, FX-HD w/SB4U-LF BASE, FX-HD wB4U BASE, FX-PD w/B4U BASE (C), FX-PD w/IB4U BASE (C), FX-PD w/SB4U BASE (C), FX-PD w/SB [Edwards, Kidde] [SLC EST MODULES/SENSORS] 01 [*] [iO64] DS-HFS (C), DS-PS (C), FX-HD w/IB4U BASE, FX-HD w/RB4U BASE, FX-HD w/SB4U BASE, FX-HD w/SB4U-LF BASE, FX-HD wB4U BASE, FX-PD w/B4U BASE (C), FX-PD w/IB4U BASE (C), FX-PD w/SB4U BASE (C), FX-PD w/SB [Edwards, Kidde] [SLC EST SENSORS] [*] [#4 TYPE ADDR ¦ SENSORS] KI-DDOS (C), SIGA2-COS w/SIGA-AB4G BASE, SIGA2-COS w/SIGA-AB4G-LF BASE, SIGA2-COS w/SIGA-AB4GT BASE, SIGA2-COS w/SIGA-IB BASE, SIGA2-COS w/SIGA-RB BASE, SIGA2-COS w/SIGA-SB BASE, SIGA2-HCOS
48c7f3ab-9f65-45c0-958e-d4717a62b4b1 | NFPA 170 SMOKE DETECTOR |  |  | North | Notifier |  | Smoke Detector |  |  |  | Module | TRUE | FTX-P1 | ++ | Photoelectric Smoke Detector, Filtrex™ Series | 1 | 0.00036 | 0.00036 |  |  |  |  | FALSE | TRUE |  |  |  |  | #FFFF0000 | FA-NFPA 170 SMOKE DETECTOR | 1 | FALSE | FALSE | FALSE | 1408 | [13 empty] | FALSE | [7 empty] | THOR\acont | 2024-09-08 17:27 | 20191121 AC Detector without base | [Honeywell, Notifier, System Sensor] [SLC MODULES SENSORS] [*] [#2 SHARED ADDR ¦ SENSORS] 2251B (C), 2251-COPTIR (C), 2251-COPTIR w/B200S-WH (C), 2251TB (C), 2251TMB (C), 5251B (C), 5251B-WP (C), 5251H (C), 5251RB (C), 5251RB-WP (C), 7251 (C), 7251DH (C) [Honeywell, Notifier, System Sensor] [SLC SENSORS] [*] [#4 TYPE ADDR ¦ SENSORS] 2251B (C), 2251-COPTIR (C), 2251-COPTIR w/B200S-WH (C), 2251TB (C), 2251TMB (C), 5251B (C), 5251B-WP (C), 5251H (C), 5251RB (C), 5251RB-WP (C), 7251 (C), 7251DH (C), DH200LP
56d47cd4-aed2-4ec2-b2a7-d4736b2a25f1 |  |  |  | North | Potter | [5 empty] | Module | TRUE | PFC-200RC |  | Fire Alarm Control and Extinguishing Agent Releasing Panel | 1 | [6 empty] | FALSE | [5 empty] | #FFFFFFFF |  |  | FALSE | FALSE | FALSE | [14 empty] | FALSE | [7 empty] | THOR\acont | 2024-10-09 10:48
af6b80c5-8547-4e9f-bc05-d481c1002f5d | NFPA 170 ABORT SWITCH |  |  | North | Simplex |  | Switch |  |  |  | Module | TRUE | 2080-9060 | ++ | Surface mount maintenance switch with Disconnect Indicator Lamp | 1 | [6 empty] | TRUE | [5 empty] | #FFFF0000 | FA-NFPA 170 ABORT SWITCH | 1 | FALSE | FALSE | FALSE | [20 empty] | THOR\acont | 2024-02-20 16:40 | THOR\acont | 2024-09-08 17:27 | Cloned from Simplex 2080-9070 | [Autocall, Simplex] [NAC] [NAC] 2080-9059, 2080-9060, A2080-9059, A2080-9060 [Autocall, Simplex] [AUX POWER] [LAMP] 2080-9059, 2080-9060, A2080-9059, A2080-9060
e7b2fc1b-a322-4b7a-8f05-d48620533118 | NFPA 170 SPEAKER WALL |  |  | North | Simplex |  | Speaker |  |  |  | Module | TRUE | 49SO-APPLW-BA | + | Wall mount Addressable S/O Appliances. Assembled in USA | 1 | 0.0008 | 0.009 |  |  |  |  | TRUE | FALSE |  |  |  |  | #FF0070C0 | FA-NFPA 170 SPEAKER WALL | 1 | FALSE | FALSE | FALSE | 2019 | [19 empty] | DESKTOP-7EIEB7A\acont | 2022-02-21 14:28 | THOR\acont | 2024-09-08 17:27 | Cloned from Autocall A49SO-APPLW-BA | [Autocall, Simplex] [AUDIO 70.7v] [70V AUDIO] 49HF-APPLW, 49HF-APPLW-BA, 49HFV-APPLW, 49HFV-APPLW-BA, 49SO-APPLW, 49SO-APPLW-BA, 49SO-APPLW-O, 49SO-APPLW-O-BA, 49SV-APPLW, 49SV-APPLW-BA, 49SV-APPLW-O, 49SV-APPLW-O-BA, A49HF-APPLW, A49HF-APPLW-BA, A49HFV- [Autocall, Simplex] [AUDIO 25v] [25V AUDIO] 49HF-APPLW, 49HF-APPLW-BA, 49HFV-APPLW, 49HFV-APPLW-BA, 49SO-APPLW, 49SO-APPLW-BA, 49SO-APPLW-O, 49SO-APPLW-O-BA, 49SV-APPLW, 49SV-APPLW-BA, 49SV-APPLW-O, 49SV-APPLW-O-BA, A49HF-APPLW, A49HF-APPLW-BA, A49HFV-AP [Autocall, Simplex] [IDNac] [IDNAC] 49HF-APPLC (C), 49HF-APPLC-BA (C), 49HF-APPLW, 49HF-APPLW-BA, 49SO-APPLC (C), 49SO-APPLC-BA (C), 49SO-APPLC-O (C), 49SO-APPLC-O-BA (C), 49SO-APPLW, 49SO-APPLW-BA, 49SO-APPLW-O, 49SO-APPLW-O-BA, A49HF-APPLC (C), A49HF-A
4be4c979-51a0-4e76-837e-d487e3446f20 | NFPA 170 SMOKE CO DETECTOR |  |  | North | Kidde |  | Smoke/CO Detector |  |  |  | Module | TRUE | KIR-PCD w/KI-ABDT BASE | ++ | Multisensor Smoke and CO Detector | 1 | 3.2e-05 | 3.2e-05 |  |  |  |  | FALSE | TRUE |  |  |  |  | #FFFF0000 | FA-NFPA 170 SMOKE CO DETECTOR | 1 | FALSE | FALSE | FALSE | 1408 | [13 empty] | FALSE | [5 empty] | DESKTOP-7EIEB7A\acont | 2023-05-24 19:32 | THOR\acont | 2024-09-08 17:27 | Cloned from Kidde KI-PCD w/KI-ABDT BASE | [Edwards, Kidde] [SLC EST MODULES/SENSORS] 01 [*] [iO64] DS-HFS (C), DS-PS (C), FX-HD w/IB4U BASE, FX-HD w/RB4U BASE, FX-HD w/SB4U BASE, FX-HD w/SB4U-LF BASE, FX-HD wB4U BASE, FX-PD w/B4U BASE (C), FX-PD w/IB4U BASE (C), FX-PD w/SB4U BASE (C), FX-PD w/SB [Edwards, Kidde] [SLC EST SENSORS] 01 [*] [EST3, iO1000] DS-HFS (C), DS-PS (C), FX-HD w/IB4U BASE, FX-HD w/RB4U BASE, FX-HD w/SB4U BASE, FX-HD w/SB4U-LF BASE, FX-HD wB4U BASE, FX-PD w/B4U BASE (C), FX-PD w/IB4U BASE (C), FX-PD w/SB4U BASE (C), FX-PD w/SB [Kidde] [SLC EST MODULES SENSORS] [*] [#2 SHARED ADDR ¦ SENSORS] DS-HFS (C), DS-PS (C), FX-HD w/IB4U BASE, FX-HD w/RB4U BASE, FX-HD w/SB4U BASE, FX-HD w/SB4U-LF BASE, FX-HD wB4U BASE, FX-PD w/B4U BASE (C), FX-PD w/IB4U BASE (C), FX-PD w/SB4U BASE (C), FX [Kidde] [SLC EST SENSORS] [*] [#4 TYPE ADDR ¦ SENSORS] DS-HFS (C), DS-PS (C), FX-HD w/IB4U BASE, FX-HD w/RB4U BASE, FX-HD w/SB4U BASE, FX-HD w/SB4U-LF BASE, FX-HD wB4U BASE, FX-PD w/B4U BASE (C), FX-PD w/IB4U BASE (C), FX-PD w/SB4U BASE (C), FX-PD w/SB4U [Edwards, Kidde] [AUX POWER] KI-COD w/KI-ABDT BASE (C), KI-HCD w/KI-ABDT BASE, KI-HRD w/KI-ABDT BASE, KI-PCD w/KI-ABDT BASE (C), KI-PD w/KI-ABDT BASE (C), KI-PHCD w/KI-ABDT BASE (C), KI-PHD w/KI-ABDT BASE (C), KIR-COD w/KI-ABDT BASE (C), KIR-HCD w/KI-ABD
0eb30d69-7e6b-4fc3-a4f5-d48836cdab5e | NFPA 170 FIRE ALARM CONTROL UNIT | RISER FACP |  | North | MIRCOM |  | Fire Alarm Control Unit |  |  |  | Assembly | TRUE | FX-MNS |  | FleX-Net Mass Notification System | 1 | [6 empty] | FALSE | [5 empty] | #FFFF0000 | FA-NFPA 170 FIRE ALARM CONTROL UNIT | 1 | FALSE | FALSE | FALSE | 202 | [8 empty] | 7,12,18 |  |  |  |  | TRUE | [7 empty] | THOR\acont | 2024-09-08 17:27
0f5cb16e-27dc-4ff9-82ea-d48bab995fdc | NFPA 170 HORN STROBE |  |  | North | Eaton Wheelock |  | Horn/Strobe |  |  |  | Module | TRUE | EL3RSPST-FR | ++ | Outdoor speaker/strobe, clear, red, fire | 1 | [6 empty] | TRUE | [5 empty] | #FF0070C0 | FA-NFPA 170 HORN STROBE | 1 | FALSE | FALSE | FALSE | 2020 | [16 empty] | WP |  |  | THOR\acont | 2025-01-28 12:28 |  |  | Cloned from Eaton Wheelock EL4XMTSTA-ALW | [Eaton Wheelock] [AUDIO 25v] [25V AUDIO] EL3RSPK-NR, EL3RSPK-NW, EL3RSPSTA-ALW, EL3RSPSTA-NW, EL3RSPST-FR, EL3RSPST-FW, EL4XSPK-NR, EL4XSPK-NW, EL4XSPSTA-ALW, EL4XSPSTA-NW, EL4XSPST-FR, EL4XSPST-FW [Eaton Wheelock] [NAC] [16-33 VFWR] EL3RSPST-FR, EL3RSPST-FW, EL4XSPST-FR, EL4XSPST-FW [Eaton Wheelock] [AUDIO 70.7v] [70V AUDIO] EL3RSPK-NR, EL3RSPK-NW, EL3RSPSTA-ALW, EL3RSPSTA-NW, EL3RSPST-FR, EL3RSPST-FW, EL4XSPK-NR, EL4XSPK-NW, EL4XSPSTA-ALW, EL4XSPSTA-NW, EL4XSPST-FR, EL4XSPST-FW
d22f16d5-0c27-42f6-aec1-d48bd9f0e945 |  |  |  | North | Edwards |  | Hardware |  |  |  | Hardware | TRUE | CV10935 |  | Reducer Bushing-CPVC, Bag of 25. | 1 | [6 empty] | FALSE | [5 empty] | #FFFFFFFF |  |  | FALSE | FALSE | FALSE | [14 empty] | FALSE | [7 empty] | THOR\acont | 2024-10-09 10:48
a37c0fb4-e751-41cc-bca8-d48d1770cfa3 | NFPA 170 TEMPERATURE SEPERVISORY SWITCH |  |  | North | Winland Electronics |  | Temperature Switch |  |  |  | Module | TRUE | MTA-2 | ++ | TEMP°ALERT® MTA-2 MECHANICAL TEMPERATURE MONITOR | 1 |  |  |  |  | 24 |  | FALSE |  |  |  | 4.5” x 3.25” x 1.0” (11.4cm x 8.3cm x 2.5cm) |  | #FFFF0000 | FA-NFPA 170 TEMPERATURE SEPERVISORY SWITCH | 1 | FALSE | FALSE | FALSE | 1402 | [13 empty] | FALSE |  |  | CO, NO2 |  |  | DESKTOP-7EIEB7A\acont | 2023-07-10 16:57 | THOR\acont | 2024-09-08 17:27 | Cloned from Winland Electronics EA400-24 | [Winland Electronics] [IDC] [#1 LOW TEMP] MTA-2, TA-40 [Winland Electronics] [IDC] [#1 HIGH TEMP] MTA-2, TA-40
b9a620c4-6e8c-43ff-a140-d48dd707f0cd | NFPA 170 SPEAKER STROBE |  |  | North | Kidde |  | Speaker/Strobe |  |  |  | Module | TRUE | WGSVRA | ++ | Outdoor rated speaker strobe, wall, red, alert | 1 | [6 empty] | FALSE | FALSE |  |  |  |  | #FF0070C0 | FA-NFPA 170 SPEAKER STROBE | 1 | FALSE | FALSE | FALSE | 2019 | [13 empty] | FALSE |  |  | WP |  |  | THOR\acont | 2024-12-19 13:51 | THOR\acont | 2024-12-19 13:57 | Cloned from Edwards WGSVRA | [Edwards, Hochiki, Kidde] [AUDIO 70.7v] [70V AUDIO] EG4SRF, EG4SRN, EG4SVRF, EG4SVRN, EG4SVWA, EG4SVWF, EG4SVWN, EG4SWA, EG4SWF, EG4SWN, G4SRF, G4SRN, G4SVRF, G4SVRN, G4SVWA, G4SVWF, G4SVWN, G4SWA, G4SWF, G4SWN, WGSRA, WGSRF, WGSRF-FR, WGSRF-SP, WGSRN, W [Edwards, Kidde] [NAC] [VDC] WGSVRA, WGSVRF, WGSVRF-FR, WGSVRF-SP, WGSVRN, WGSVWA, WGSVWF, WGSVWF-FR, WGSVWF-SP, WGSVWN, WGVRA, WGVRF, WGVRF-FR, WGVRF-SP, WGVRN, WGVWA, WGVWF, WGVWF-FR, WGVWF-SP, WGVWN [Edwards, Hochiki, Kidde] [AUDIO 25v] [25V AUDIO] EG4SRF, EG4SRN, EG4SVRF, EG4SVRN, EG4SVWA, EG4SVWF, EG4SVWN, EG4SWA, EG4SWF, EG4SWN, G4SRF, G4SRN, G4SVRF, G4SVRN, G4SVWA, G4SVWF, G4SVWN, G4SWA, G4SWF, G4SWN, WGSRA, WGSRF, WGSRF-FR, WGSRF-SP, WGSRN, WGS
2cae7965-e81f-4d26-abaf-d491d75eeeeb | NFPA 170 SPEAKER CEILING |  |  | North | System Sensor |  | Speaker |  |  |  | Module | TRUE | SPCWK | + | Outdoor Speaker | 1 | [6 empty] | FALSE | TRUE |  |  |  |  | #FF0070C0 | FA-NFPA 170 SPEAKER CEILING | 1 | FALSE | FALSE | FALSE | 2019 | [13 empty] | FALSE |  |  | C, WP |  |  | DESKTOP-7EIEB7A\acont | 2021-05-05 15:38 | THOR\acont | 2024-09-08 17:27 | Cloned from System Sensor SPCWL | [BluePoint, System Sensor] [AUDIO 70.7v] [70V AUDIO] BP04-311P, SPCR (C), SPCW (C), SPCWK (C), SPRK, SPSCWH (C), SPSCWHK (C), SPSCWHK-P (C), SPSCWK (C), SPSCWK-CLR-ALERT (C), SPSRHK, SPSRK, SPSRK-P, SPSWK, SPSWK-CLR-ALERT, SPSWK-P, SPWK [BluePoint, System Sensor] [AUDIO 25v] [25V AUDIO] BP04-311P, SPCR (C), SPCW (C), SPCWK (C), SPRK, SPSCWH (C), SPSCWHK (C), SPSCWHK-P (C), SPSCWK (C), SPSCWK-CLR-ALERT (C), SPSRHK, SPSRK, SPSRK-P, SPSWK, SPSWK-CLR-ALERT, SPSWK-P, SPWK
8a34c072-b009-4a78-8f4a-d494d4868c32 |  |  |  | North | Farenhyt |  | Cards & Components |  |  |  | Card | TRUE | ECS-125DA (25V) Main Board | + | Main Board for ECS | 1 | 0.375 | 0.7 |  |  |  |  | TRUE | FALSE |  |  |  |  | #FFFFFFFF |  |  | FALSE | FALSE | FALSE | [14 empty] | FALSE | [5 empty] | DESKTOP-7EIEB7A\acont | 2021-12-08 14:03 | THOR\acont | 2024-10-09 10:48 | Cloned from Firelite ECC-125DA (25V) Main Board | [Farenhyt, Firelite] [AUX POWER] ECC-125DA (25V) Main Board, ECC-50BDA Main Board (100W, 25V), ECC-50BDA Main Board (100W, 70V), ECC-50DA Main Board (50W, 25V), ECC-50DA Main Board (50W, 70V), ECS-125DA (25V) Main Board, ECS-125DA (70V) Main Board, E [Farenhyt, Firelite] [RS-485] ECC-125DA (25V) Main Board, ECC-50BDA Main Board (100W, 25V), ECC-50BDA Main Board (100W, 70V), ECC-50DA Main Board (50W, 25V), ECC-50DA Main Board (50W, 70V), ECC-LOC, ECC-RM, ECC-RPU, ECS-125DA (25V) Main Board, ECS-12 [Farenhyt, Firelite] [RS-485] ECC-125DA (25V) Main Board, ECC-50BDA Main Board (100W, 25V), ECC-50BDA Main Board (100W, 70V), ECC-50DA Main Board (50W, 25V), ECC-50DA Main Board (50W, 70V), ECC-LOC, ECC-RM, ECC-RPU, ECS-125DA (25V) Main Board, ECS-12 [Farenhyt] [VBUS] ECS-125DA (25V) Main Board, ECS-125DA (70V) Main Board, ECS-125W (25V), ECS-125W (70V), ECS-50BDA Main Board (100W, 25V), ECS-50BDA Main Board (100W, 70V), ECS-50W Main Board (50W, 25V), ECS-50W Main Board (50W, 70V), ECS-50W-25V, E [Farenhyt] [SBUS] ECS-125DA (25V) Main Board, ECS-125DA (70V) Main Board, ECS-125W (25V), ECS-125W (70V), ECS-50BDA Main Board (100W, 25V), ECS-50BDA Main Board (100W, 70V), ECS-50W Main Board (50W, 25V), ECS-50W Main Board (50W, 70V), ECS-50W-25V, E [Farenhyt, Silent Knight, Stanley Security Solutions] [VAC ] 5104B Main Board, 5204 Main Board, 5207 Main Board, 5208 Main Board, 5495 Main Board, 5496 Main Board, 5499 Main Board, 5600 Main Board, 5700 Main Board, 5808 Main Board, 5820XL Main Board, 588 [Eaton Wheelock, Farenhyt, Firelite] [DIGITAL AUDIO LOOP] ECC-125DA (25V) Main Board, ECC-50BDA Main Board (100W, 25V), ECC-50BDA Main Board (100W, 70V), ECC-50DA Main Board (50W, 25V), ECC-50DA Main Board (50W, 70V), ECC-LOC, ECC-RM, ECC-RPU, ECS-12 | [Farenhyt, Firelite] ECC-125DA (25V) Main Board, ECS-125DA (25V) Main Board
32d8ee34-5760-4926-82f3-d496d8920111 | NFPA 170 END OF LINE DEVICE |  |  | North | System Sensor |  | End-of-Line Device |  |  |  | Module | TRUE | EOL-R24VDC |  | EOL RELAY | 1 | 0.015 | 0.015 |  |  |  |  | FALSE | FALSE |  |  |  |  | #FFFF0000 | FA-NFPA 170 END OF LINE DEVICE | 1 | FALSE | FALSE | FALSE | 5050 | [13 empty] | FALSE |  |  | R |  |  |  |  | THOR\acont | 2024-09-08 17:27 |  | [Edwards, Siemens, Silent Knight, System Sensor] [IDC] 01 204-12/24VG, A77-716B, EOL-1224RLY, EOL-R24VDC, RELA-EOL, SXL-EX Main Board, SZE-4X [Edwards, Siemens, Silent Knight, System Sensor] [RELEASING] [*] 204-12/24VG, A77-716B, EOL-1224RLY, EOL-R24VDC, RELA-EOL, SXL-EX Main Board, SZE-4X [Altronix, Edwards, Silent Knight, System Sensor] [AUX POWER] A77-716B, EOL-1224RLY, EOL-R24VDC, MR101/C, MR101/T, MR601/S, MR601/T, MR801/S, MR801/T, PAM1, RB1224, RELA-EOL
3a4013eb-a540-455a-a81e-d49decd56b6f | NFPA 170 FIRE ALARM CONTROL UNIT | RISER FACP |  | North | Potter |  | Fire Alarm Control Unit |  |  |  | Assembly | TRUE | PFC-4410G3 | + | 7 Zone Releasing Control Panel (Red Cabinet) | 1 | [6 empty] | FALSE |  |  |  | 18 ¼” x 14 ½” x 4 ¾” |  | #FFFF0000 | FA-NFPA 170 FIRE ALARM CONTROL UNIT | 1 | FALSE | FALSE | FALSE | 202 | [8 empty] | 8,12,18,24,33,55 |  | 12 | 5 |  | TRUE | [5 empty] | THOR\acont | 2025-01-14 13:55 | THOR\acont | 2025-01-14 14:13 | Cloned from Potter PFC-4410RC
3b3f74e5-8e49-4ee0-b545-d4a743e20bcc | NFPA 170 SMOKE HEAT DETECTOR |  |  | North | Kidde |  | Smoke/Heat Detector |  |  |  | Module | TRUE | FX-PHD w/SB4U BASE | ++ | Intelligent Addressable Optical/Fixed Temperature Heat Detector | 1 | 4.5e-05 | 4.5e-05 |  |  |  |  | FALSE | TRUE |  |  |  |  | #FFFF0000 | FA-NFPA 170 SMOKE HEAT DETECTOR | 1 | FALSE | FALSE | FALSE | 1408 | [13 empty] | FALSE | [5 empty] | DESKTOP-7EIEB7A\acont | 2022-03-08 14:34 | THOR\acont | 2024-09-08 17:27 | Cloned from Edwards SIGA-PHD w/SIGA-AB4G BASE | [Edwards, Kidde] [SLC EST SENSORS] 01 [*] [EST3, iO1000] DS-HFS (C), DS-PS (C), FX-HD w/IB4U BASE, FX-HD w/RB4U BASE, FX-HD w/SB4U BASE, FX-HD w/SB4U-LF BASE, FX-HD wB4U BASE, FX-PD w/B4U BASE (C), FX-PD w/IB4U BASE (C), FX-PD w/SB4U BASE (C), FX-PD w/SB [Edwards, Kidde] [SLC EST MODULES/SENSORS] 01 [*] [iO64] DS-HFS (C), DS-PS (C), FX-HD w/IB4U BASE, FX-HD w/RB4U BASE, FX-HD w/SB4U BASE, FX-HD w/SB4U-LF BASE, FX-HD wB4U BASE, FX-PD w/B4U BASE (C), FX-PD w/IB4U BASE (C), FX-PD w/SB4U BASE (C), FX-PD w/SB [Kidde] [SLC EST SENSORS] [*] [#4 TYPE ADDR ¦ SENSORS] DS-HFS (C), DS-PS (C), FX-HD w/IB4U BASE, FX-HD w/RB4U BASE, FX-HD w/SB4U BASE, FX-HD w/SB4U-LF BASE, FX-HD wB4U BASE, FX-PD w/B4U BASE (C), FX-PD w/IB4U BASE (C), FX-PD w/SB4U BASE (C), FX-PD w/SB4U [Kidde] [SLC EST MODULES SENSORS] [*] [#2 SHARED ADDR ¦ SENSORS] DS-HFS (C), DS-PS (C), FX-HD w/IB4U BASE, FX-HD w/RB4U BASE, FX-HD w/SB4U BASE, FX-HD w/SB4U-LF BASE, FX-HD wB4U BASE, FX-PD w/B4U BASE (C), FX-PD w/IB4U BASE (C), FX-PD w/SB4U BASE (C), FX [Edwards, Kidde] [AUX POWER] FX-HD w/SB4U BASE, FX-PD w/SB4U BASE (C), FX-PHD w/SB4U BASE (C), KI-COD w/KI-ABST BASE (C), KI-HCD w/KI-ABST BASE, KI-HRD w/KI-ABST BASE, KI-PCD w/KI-ABST BASE (C), KI-PD w/KI-ABST BASE (C), KI-PHCD w/KI-ABST BASE (C), KI-PH
0a9ba5a0-278a-47f9-b159-d4a7c158ef85 | AEC TRANSMITTER |  |  | North | CWSI |  | Wireless Component |  |  |  | Module | TRUE | 345(TS) |  | TRANSMITTER | 1 | [6 empty] | TRUE | [5 empty] | #FFFF0000 | FA-AEC TRANSMITTER | 1 | FALSE | FALSE | FALSE |  |  |  | 7300-2013:0110 | [16 empty] | AULAPTOP-PC\Aulaptop | 2019-10-15 04:30 | THOR\acont | 2024-09-08 17:27 | Cloned from New Part CLONED CLONED CLONED CLONED
6b37886c-77ef-40ef-9283-d4a94e87f27b | NFPA 170 SPEAKER WALL |  |  | North | Eaton Wheelock |  | Speaker |  |  |  | Module | TRUE | EL3RSPK-NW | ++ | Outdoor speaker, white | 1 | [6 empty] | TRUE | [5 empty] | #FF0070C0 | FA-NFPA 170 SPEAKER WALL | 1 | FALSE | FALSE | FALSE | 2020 | [16 empty] | WP |  |  | THOR\acont | 2025-01-28 12:25 |  |  | Cloned from Eaton Wheelock EL3RSPK-NR | [Eaton Wheelock] [AUDIO 25v] [25V AUDIO] EL3RSPK-NR, EL3RSPK-NW, EL3RSPSTA-ALW, EL3RSPSTA-NW, EL3RSPST-FR, EL3RSPST-FW, EL4XSPK-NR, EL4XSPK-NW, EL4XSPSTA-ALW, EL4XSPSTA-NW, EL4XSPST-FR, EL4XSPST-FW [Eaton Wheelock] [AUDIO 70.7v] [70V AUDIO] EL3RSPK-NR, EL3RSPK-NW, EL3RSPSTA-ALW, EL3RSPSTA-NW, EL3RSPST-FR, EL3RSPST-FW, EL4XSPK-NR, EL4XSPK-NW, EL4XSPSTA-ALW, EL4XSPSTA-NW, EL4XSPST-FR, EL4XSPST-FW
4c629cbb-b0ac-4139-993f-d4af19defa91 |  |  |  | North | Siemens |  | Hardware |  |  |  | Hardware | TRUE | CAB3R-TK | 500-633754 | LARGE ENCLOSURE TRIM KIT - RED MOUNTS TO CAB3-RB | 1 | [12 empty] | #FFFFFFFF |  |  | FALSE | FALSE | FALSE | [20 empty] | DESKTOP-7SAL8M7\acont | 2019-08-13 09:04 | THOR\acont | 2024-10-09 10:48
88188c82-6f66-4ae8-880a-d4b3ba5e9154 |  |  |  | North | Rauland Nurse Call |  | Cards & Components |  |  |  | Card | TRUE | NC2828 ELECTRONICS |  | 2828 ELECTRONICS | 1 | [6 empty] | TRUE | [5 empty] | #FFFFFFFF |  |  | FALSE | FALSE | FALSE | [20 empty] | AUGUSTXPS17-EUP\aucon | 2022-07-26 17:18 | THOR\acont | 2024-10-09 10:48 | Cloned from Rauland Nurse Call New Part CLONED |  | [Rauland Nurse Call] NC2828 ELECTRONICS
1b4e2850-2f37-4b5c-bafe-d4b4d9132d8a |  |  |  | North | Edwards |  | Hardware |  |  |  | Hardware | TRUE | 451602WDB |  | 16/2 Stranded Twisted Direct Buried (DB) | 1 | [6 empty] | FALSE | [5 empty] | #FFFFFFFF |  |  | FALSE | FALSE | FALSE | [14 empty] | FALSE | [7 empty] | THOR\acont | 2024-10-09 10:48
2f483288-b456-481e-9a8c-d4b6e06759df |  |  |  | North | Edwards |  | Cards & Components |  |  |  | Card | TRUE | QS4-CPU-1-SP |  | CPU/Display with 1 Annunciator Option Space, Spanish | 1 | 0.199 | 0.235 |  |  |  |  | TRUE | [5 empty] | #FFFFFFFF |  |  | FALSE | FALSE | FALSE | [14 empty] | FALSE | [7 empty] | THOR\acont | 2024-10-09 10:48
9590a880-8a29-4a19-a7a1-d4b92ac2059a |  |  |  | North | Potter | [5 empty] | Module | TRUE | PIR-TECT 1 |  | Dual PIR External Motion Detector | 1 | [6 empty] | FALSE | [5 empty] | #FFFFFFFF |  |  | FALSE | FALSE | FALSE | [14 empty] | FALSE | [7 empty] | THOR\acont | 2024-10-09 10:48
be563854-886b-468e-8ee1-d4c038d1a265 | NFPA 170 STROBE WALL |  |  | North | Siemens |  | Strobe |  |  |  | Module | TRUE | SC-ST-WR-F |  | WALL ACEND STROBE, RED, "FIRE" | 1 | [6 empty] | TRUE | [5 empty] | #FF0070C0 | FA-NFPA 170 STROBE WALL | 1 | FALSE | FALSE | FALSE | [20 empty] | XPS-17-9710\August | 2024-10-08 06:07 | XPS-17-9710\August | 2024-10-10 05:49 | 20241008 NEW SIEMENS PARTS | [Siemens] [NAC] [16.0 – 33.0 VDC] SC-ST-CR-F (C), SC-ST-CW-F (C), SC-ST-WR-F, SC-ST-WW-F
632d2dcc-ad5f-45e3-a5f0-d4c5a84e3249 | NFPA 170 SMOKE HEAT CO DETECTOR |  |  | North | Potter |  | Smoke/Heat/CO Detector |  |  |  | Module | TRUE | PAD200-PHCD w/PAD100-4DB (Split) | + | Photoelectric Smoke/Heat/CO Detector with 4" Standard Base | 1 | 0.0003 | 0.0003 |  |  |  |  | FALSE | TRUE |  |  |  |  | #FFFF0000 | FA-NFPA 170 SMOKE HEAT CO DETECTOR | 1 | FALSE | FALSE | FALSE | 1411 | [13 empty] | FALSE |  |  | 4DB |  |  | THOR\acont | 2025-02-13 11:50 |  |  | Cloned from Potter PAD200-PHCD w/PAD100-4DB | [Potter] [SLC PAD] [*] [#2 SHARED ADDR ¦ SENSORS] PAD100-CD w/PAD100-4DB, PAD100-CD w/PAD100-6DB, PAD100-CD w/PAD100-IB, PAD100-CD w/PAD100-LFSB, PAD100-CD w/PAD100-RB, PAD100-CD w/PAD100-SB, PAD100-CD w/PAD100-SPKB, PAD100-DUCT (C), PAD100-DUCTR (C), PA
0292187c-eea6-4e77-8819-d4ca1918df22 | NFPA 170 SMOKE CO DETECTOR |  |  | North | Potter |  | Smoke/CO Detector |  |  |  | Module | TRUE | PAD200-PCD w/PAD100-IB | + | Photoelectric Smoke/CO Detector with Isolator Module Included | 1 | 0.00045 | 0.00045 |  |  |  |  | FALSE | TRUE |  |  |  |  | #FFFF0000 | FA-NFPA 170 SMOKE CO DETECTOR | 1 | FALSE | FALSE | FALSE | 1411 | [13 empty] | FALSE |  |  | IB |  |  | DESKTOP-7EIEB7A\acont | 2022-01-27 14:46 | THOR\acont | 2024-09-08 17:27 | Cloned from Potter PAD200-PHD w/PAD100-IB | [Potter] [SLC PAD] [*] [#2 SHARED ADDR ¦ SENSORS] PAD100-CD w/PAD100-4DB, PAD100-CD w/PAD100-6DB, PAD100-CD w/PAD100-IB, PAD100-CD w/PAD100-LFSB, PAD100-CD w/PAD100-RB, PAD100-CD w/PAD100-SB, PAD100-CD w/PAD100-SPKB, PAD100-DUCT (C), PAD100-DUCTR (C), PA
4d1b27cb-7028-4545-a072-d4cf2247f072 |  |  |  | North | Eaton Wheelock |  | Cards & Components |  |  |  | Card | TRUE | SPMB4Z | NEW |  | 1 | [6 empty] | TRUE | [5 empty] | #FFFFFFFF |  |  | FALSE | FALSE | FALSE | [14 empty] | FALSE | [5 empty] | AULAPTOP-PC\Aulaptop | 2019-01-05 09:19 | THOR\acont | 2024-10-09 10:48 | Cloned from Cooper Notification SP40S-MAIN CARD CLONED
0346ecd9-9e31-48f2-9735-d4d0350ab3bd |  |  |  | North | Edwards |  | Hardware |  |  |  | Hardware | TRUE | QS-1-VR |  | OBSOLETE - Gray Key-Locked Door for 1 Option Card Space Cabinet | 1 | [6 empty] | FALSE | [5 empty] | #FFFFFFFF |  |  | FALSE | FALSE | FALSE | [14 empty] | FALSE | [7 empty] | THOR\acont | 2024-10-09 10:48
79cb1fc8-56c2-45fe-973f-d4d35c26fd6d | NFPA 170 HORN STROBE CEILING |  |  | North | Siemens |  | Horn/Strobe |  |  |  | Module | TRUE | CH-HMC-CW | 500-636023 | CHIME HI MULTI CANDELA WHITE CEILING | 1 | [7 empty] | TRUE |  |  |  |  | #FF0070C0 | FA-NFPA 170 HORN STROBE CEILING | 1 | FALSE | FALSE | FALSE | [17 empty] | CH |  |  | DESKTOP-7SAL8M7\acont | 2019-08-13 09:04 | THOR\acont | 2024-09-08 17:27 |  | [Siemens] [NAC] [16-33VFWR] CH-HMC-CW (C), CH-MC-CR (C), CH-MC-CW (C), CH-MC-R, CH-MC-W [Siemens] [NAC] [16-33VDC] CH-HMC-CW (C), CH-MC-CR (C), CH-MC-CW (C), CH-MC-R, CH-MC-W
853dd704-5ee4-4fc3-906d-d4d37a791566 |  |  |  | North | GRI PRODUCTS | Security/Access Control |  |  |  |  | Module | TRUE | 190-12 |  |  | 1 | [12 empty] | #FFFFFFFF |  |  | FALSE | FALSE | FALSE | [20 empty] | THOR\acont | 2024-03-12 21:43 | THOR\acont | 2024-10-09 10:48
1fd81372-ca96-420d-8e43-d4dc2781981c |  |  |  | North | HID | Security/Access Control |  |  |  |  | Module | TRUE | 6005B |  |  | 1 | [12 empty] | #FFFFFFFF |  |  | FALSE | FALSE | FALSE | [20 empty] | THOR\acont | 2024-03-12 21:20 | THOR\acont | 2024-10-09 10:48
50e36827-f0e2-44ea-adb5-d4dc711b7712 | NFPA 170 MANUAL PULL |  |  | North | Edwards |  | Manual Station |  |  |  | Module | TRUE | 270-DOC |  | Pull Station, double pole, OC, cast metal, terminals | 1 | [6 empty] | FALSE | [5 empty] | #FFFF0000 | FA-NFPA 170 MANUAL PULL | 1 | FALSE | FALSE | FALSE | 957 | [13 empty] | FALSE | [7 empty] | THOR\acont | 2024-09-08 17:27 |  | [Edwards, Kidde, Monaco Enterprises] [IDC] 01 1534-1, 200-GAOF, 270A-DPO, 270A-SPO, 270-DOC, 270-DOC-B, 270-DOC-F, 270-DPO, 270-GAO, 270-GAOB, 270-GAO-DOC, 270-GAO-DOCF, 270P-DPO, 270P-SPO, 270-SPO, 270-SPOW, 270-SPOWB, 270-SPOWF, 271-KR1/SR/GS, 276A-REL
860d8559-a90c-4183-a9ed-d4e125f8e685 | NFPA 170 SPEAKER STROBE CEILING |  |  | North | Potter |  | Speaker/Strobe |  |  |  | Module | TRUE | CSPKSTR-24BW |  | Plain Blue Speaker/Strobe, Ceiling, White | 1 | 0 | 0.28 |  |  |  |  | FALSE | TRUE |  |  |  |  | #FF0070C0 | FA-NFPA 170 SPEAKER STROBE CEILING | 1 | FALSE | FALSE | FALSE | 2020 |  |  | 7320-0328:0206 | [10 empty] | FALSE |  |  | C |  |  |  |  | THOR\acont | 2024-09-08 17:27 |  | [Gentex, Hochiki, Potter] [AUDIO 70.7v] [70V AUDIO] CSPKSTR-24AR (C), CSPKSTR-24AW (C), CSPKSTR-24BR (C), CSPKSTR-24BW (C), CSPKSTR-24GR (C), CSPKSTR-24GW (C), CSPKSTR-24RR (C), CSPKSTR-24RW (C), FASPKR-R (C), FASPKR-W (C), FASPKR-WR, FASPKR-WW, FASPK-WP [Gentex, Hochiki, Potter] [AUDIO 25v] [25V AUDIO] CSPKSTR-24AR (C), CSPKSTR-24AW (C), CSPKSTR-24BR (C), CSPKSTR-24BW (C), CSPKSTR-24GR (C), CSPKSTR-24GW (C), CSPKSTR-24RR (C), CSPKSTR-24RW (C), FASPKR-R (C), FASPKR-W (C), FASPKR-WR, FASPKR-WW, FASPK-WPR, [Potter] [NAC] [UL MAX] CSPKSTR-24BR (C), CSPKSTR-24BW (C), WCSPKSTR-24BR, WCSPKSTR-24BW
fa9d2f05-1de1-4359-b57a-d4e2fdc2443f | NFPA 170 STROBE CEILING |  |  | North | Kidde |  | Strobe |  |  |  | Module | TRUE | EGCVHWN |  | Strobe, running man, white, None, high cd | 1 | [6 empty] | FALSE | TRUE |  |  |  |  | #FF0070C0 | FA-NFPA 170 STROBE CEILING | 1 | FALSE | FALSE | FALSE | 2022 | [13 empty] | FALSE |  |  | C |  |  | XPS-17-9710\August | 2024-10-18 14:34 |  |  | Cloned from Edwards GCVHWN | [Edwards, Kidde] [NAC] [24 VDC] EGCSVHRF (C), EGCSVHRF-FR (C), EGCSVHRF-SP (C), EGCSVHRN (C), EGCSVHWA (C), EGCSVHWF (C), EGCSVHWF-FR (C), EGCSVHWF-SP (C), EGCSVHWN (C), EGCVHRF (C), EGCVHRF-FR (C), EGCVHRF-SP (C), EGCVHRN (C), EGCVHWA (C), [Edwards, Kidde] [NAC] [24 FWR] EGCSVHRF (C), EGCSVHRF-FR (C), EGCSVHRF-SP (C), EGCSVHRN (C), EGCSVHWA (C), EGCSVHWF (C), EGCSVHWF-FR (C), EGCSVHWF-SP (C), EGCSVHWN (C), EGCVHRF (C), EGCVHRF-FR (C), EGCVHRF-SP (C), EGCVHRN (C), EGCVHWA (C),
0542b8a4-3515-4521-8d29-d4e67f4ed4af | NFPA 170 WATER MIST ABORT SWITCH |  |  | North | Block Definition Only |  | Switch |  |  |  | Module | TRUE | NFPA 170 WATER MIST ABORT SWITCH |  | NFPA 170 WATER MIST ABORT SWITCH | 1 | [12 empty] | #FFFF0000 | FA-NFPA 170 WATER MIST ABORT SWITCH | 1 | FALSE | FALSE | FALSE | 916 | [19 empty] | AULAPTOP-PC\Aulaptop | 2020-03-26 07:41 | THOR\acont | 2024-09-08 17:27
c8423b6b-175b-454b-bb9a-d4eb9e623cef | NFPA 170 SOLENOID VALVE |  |  | North | ASCO |  | Solenoid |  |  |  | Module | TRUE | 8210G009 | ++ | Normally Closed 3/4" Brass Body Solenoid | 1 | 0 | 0.3 |  |  |  |  | FALSE | [5 empty] | #FFFF0000 | FA-NFPA 170 SOLENOID VALVE | 1 | FALSE | FALSE | FALSE | 1701 | [13 empty] | FALSE | [5 empty] | THOR\acont | 2024-02-06 16:43 | THOR\acont | 2024-09-08 17:27 | Cloned from Skinner 73218BN4UN00 | [ASCO, BERMAD, Fenwal, Generic, Pyro-Chem, Skinner, Viking] [AUX POWER, RELEASING] [*] [INPUT TYPE] 11601, 11602, 13215, 13843, 13844, 486500-01, 73218BN4UN00, 8210G009, BE370D-B2-87, BE370D-B2-88, BE370D-B5-87, BE370D-B5-87N, BE370D-B5-88, BE370D-B5-88N
6fde3758-9f5e-47d3-9603-d4ec61dc1bbc | NFPA 170 GAS DETECTOR |  |  | North | Macurco |  | Gas Detection |  |  |  | Module | TRUE | CM-E1-FTG | ++ | Carbon Monoxide 500 PPM Field Test Gas | 1 | 0.015 | 0.035 |  |  |  |  | FALSE | [5 empty] | #FFFF0000 | FA-NFPA 170 GAS DETECTOR | 1 | FALSE | FALSE | FALSE | 1402 | [13 empty] | FALSE |  |  | CO, NO2 |  |  | DESKTOP-7EIEB7A\acont | 2023-02-10 09:44 | THOR\acont | 2024-09-08 17:27 | Cloned from Macurco CM-E1 CLONED CLONED | [Macurco] [IDC] [#2 TROUBLE] CM-E1, CM-E1-FTG, CM-E1-RF, CM-E1-RS [Honeywell, Macurco] [RS-485] [DATA INPUT] 8100 EC, C7233A, C7263A, CD-6G, CD-6H, CD-6MC, CM-15, CM-15A, CM-6, CM-E1, CM-E1-FTG, CM-E1-RF, CM-E1-RS, CM-S1, CX-6, EX-CO-1000P-O, GD-2B, XNX-UTAV-RNCB1 [Honeywell, Macurco] [AUX POWER] [*] [24VDC] 8100 EC, C7233A, C7263A, CD-6G, CD-6H, CD-6MC, CM-15, CM-15A, CM-6, CM-E1, CM-E1-FTG, CM-E1-RF, CM-E1-RS, CM-S1, CX-6, EX-CO-1000P-O, GD-2B, TXP-T40, XNX-UTAV-RNCB1 [Honeywell, Macurco] [IDC] [#1 ALARM] 8100 EC, C7233A, C7263A, CD-6G, CD-6H, CD-6MC, CM-15, CM-15A, CM-6, CM-E1, CM-E1-FTG, CM-E1-RF, CM-E1-RS, CM-S1, CX-6, EX-CO-1000P-O, GD-2B, TXP-T40, XNX-UTAV-RNCB1
99c511a0-8735-44b2-a5de-d4f1de0a48f7 | NFPA 170 ADDRESSABLE INPUT OUTPUT |  |  | North | Siemens |  | Addressable Module |  |  |  | Module | TRUE | FDCIO221/FDCH221 | ++ | Input/Output Module with Short Circuit Isolator, provides compliance with BS 7273-4 Category A (Critical) | 1 | 0.00075 | 0.00075 | [10 empty] | #FFFF0000 | FA-NFPA 170 ADDRESSABLE INPUT OUTPUT | 1 | FALSE | FALSE | FALSE | [20 empty] | DESKTOP-7EIEB7A\acont | 2021-11-19 10:16 | THOR\acont | 2024-09-08 17:27 |  | [Siemens] [C-NET] [*] [#1 MODULE] FDCIO221/FDCH221, FDCIO222/FDCH221, FDM225-RP/FDMC295, FDM226-RP/FDMC295 | [Siemens] FDCIO221/FDCH221, FDCIO222/FDCH221
e97ec49b-6ed5-4a6a-8d73-d4f3564ca67f | NFPA 170 VOICE EVACUATION CONTROL UNIT |  |  | North | Evax |  | Voice Evac Control Unit |  |  |  | Assembly | TRUE | HMX-MP64/P | + | Master Panel, 64 Switch Control, Master Fire Phone | 1 | [6 empty] | FALSE | [5 empty] | #FFFF0000 | FA-NFPA 170 VOICE EVACUATION CONTROL UNIT | 1 | FALSE | FALSE | FALSE | 211 | [8 empty] | 7,12,18 |  |  |  |  | TRUE | [5 empty] | DESKTOP-7SAL8M7\acont | 2020-07-16 11:07 | THOR\acont | 2024-09-08 17:27 | Cloned from Hochiki FNVMP64/P
3e7930eb-f9f8-458d-a776-d4f3ffa0cc12 |  |  |  | North | LifeSafety Power | Security/Access Control |  |  |  |  | Module | TRUE | FPO150/250-2D8M8NL4E8S |  | 400W 12VDC/24VDC 16 OUTPUTS | 1 | [12 empty] | #FFFFFFFF |  |  | FALSE | FALSE | FALSE | [20 empty] | THOR\acont | 2024-03-12 21:20 | THOR\acont | 2024-10-09 10:48
7a5d1467-04dd-4e24-97fb-d4f42c622562 |  |  |  | North | HESS | Security/Access Control |  |  |  |  | Module | TRUE | 9600-630 (LBM)(LBSM) |  | SATIN STAINLESS STEEL | 1 | [12 empty] | #FFFFFFFF |  |  | FALSE | FALSE | FALSE | [20 empty] | THOR\acont | 2024-03-12 21:20 | THOR\acont | 2024-10-09 10:48
15e9a0aa-1b44-46bf-8851-d50a5a1f273c |  |  |  | North | MIRCOM |  | Cards & Components |  |  |  | Card | TRUE | FA-300-6DR Main Board |  | Six Zone LCD Display Fire Alarm Control Panel | 1 | 0.142 | 0.312 |  |  |  |  | TRUE | [5 empty] | #FFFFFFFF |  |  | FALSE | FALSE | FALSE | [14 empty] | FALSE | [5 empty] | AULAPTOP-PC\Aulaptop | 2018-10-13 07:25 | THOR\acont | 2024-10-09 10:48 | Cloned from MIRCOM FA-300-6DR |  | [MIRCOM] FA-300-6DDR Main Board, FA-300-6DR Main Board [MIRCOM] FA-300-6DDR Main Board, FA-300-6DR Main Board, FA-301-12DDR Main Board [MIRCOM] FA-300-6DDR Main Board, FA-300-6DR Main Board [MIRCOM] FA-300-6DDR Main Board, FA-300-6DR Main Board, FA-301-12DDR Main Board
cf042692-afb6-480c-94e7-d50bf06e47ac | NFPA 170 ADDRESSABLE INPUT MONITOR MODULE |  |  | North | Kidde |  | Addressable Module |  |  |  | Module | TRUE | GSA-MAB |  | Signature universal Class A/B module, UIO plug-in | 1 | 0.000223 | 0.0001 |  |  |  |  | FALSE | [5 empty] | #FFFF0000 | FA-NFPA 170 ADDRESSABLE INPUT MONITOR MODULE | 1 | FALSE | FALSE | FALSE | 1000 | [13 empty] | FALSE | [5 empty] | AULAPTOP-PC\Aulaptop | 2018-09-03 13:55 | THOR\acont | 2024-09-08 17:27 |  | [Kidde] [SLC EST MODULES SENSORS] [*] [#1 SHARED ADDR ¦ MODULES] 76-330002-101, 84-330002-001, FX-270, FX-278, FX-2WIRE, FX-IDC1A, FX-IDC1B, FX-IDC2B, FX-IDCWS, FX-ISO, FX-NAC, FX-RLY, GSA-CC1, GSA-CC1S, GSA-CC2, GSA-CR, GSA-CRH, GSA-CRR, GSA-CT1, GSA-CT [Edwards, Kidde] [SLC EST MODULES] 01 [*] [EST3, iO1000 ] FX-2WIRE, FX-IDC1A, FX-IDC1B, FX-IDC2B, FX-IDCWS, FX-ISO, FX-NAC, GSA-CC1, GSA-CC1S, GSA-CC2, GSA-CT1, GSA-CT2, GSA-IO, GSA-MAB, GSA-MCC1, GSA-MCC1S, GSA-MCC2, GSA-MCT2, GSA-MIO, GSA-MM1, GSA-MRM1 [Kidde] [SLC EST MODULES] [*] [#3 TYPE ADDR ¦ MODULES] 76-330002-101, 84-330002-001, FX-270, FX-278, FX-2WIRE, FX-IDC1A, FX-IDC1B, FX-IDC2B, FX-IDCWS, FX-ISO, FX-NAC, FX-RLY, GSA-CC1, GSA-CC1S, GSA-CC2, GSA-CR, GSA-CRH, GSA-CRR, GSA-CT1, GSA-CT2, GSA-IO, [Edwards, Kidde] [AUDIO 25v, AUDIO 70.7v, AUX POWER, FFT, HORN, NAC] [RISER INPUT] ANSZM4B2A, FX-NAC, GSA-CC1, GSA-CC1S, GSA-CC2, GSA-MAB, GSA-MCC1, GSA-MCC1S, GSA-MCC2, GSA-MRM1, GSA-RM1, GSA-UM, SIGA-CC1, SIGA-CC1S, SIGA-CC2, SIGA-CC2A, SIGA-MAB, SIGA- [Edwards, Kidde] [SLC EST MODULES/SENSORS] 02 [*] [iO64] 70-417008-001, FX-2WIRE, FX-IDC1A, FX-IDC1B, FX-IDC2B, FX-IDCWS, FX-NAC, GSA-CC1, GSA-CC1S, GSA-CC2, GSA-CT1, GSA-CT2, GSA-IO, GSA-MAB, GSA-MCC1, GSA-MCC1S, GSA-MCC2, GSA-MCT2, GSA-MIO, GSA-MM1, GS | [Apollo, Edwards, Kidde] 55000-825ADV , FX-NAC, GSA-CC1, GSA-CC1S, GSA-CC2, GSA-MAB, GSA-MCC1, GSA-MCC1S, GSA-MCC2, GSA-UM, SIGA-CC1, SIGA-CC1S, SIGA-CC2, SIGA-CC2A, SIGA-MAB, SIGA-MCC1, SIGA-MCC1S, SIGA-MCC2, SIGA-MCC2A, SIGA-UM
efb61f7b-7fd3-451c-922a-d50f8ba6f314 |  |  |  | North | Siemens | [5 empty] | Module | TRUE | SPEXT-R | 500-636116 | SE SPEAKER CEILING EXTENSION RING RED | 1 | [7 empty] | TRUE |  |  |  |  | #FFFFFFFF |  |  | FALSE | FALSE | FALSE | [20 empty] | DESKTOP-7SAL8M7\acont | 2019-08-13 09:04 | THOR\acont | 2024-10-09 10:48
bb915e85-67ef-47ec-b0f0-d5171699537d |  |  |  | North | Autocall |  | Cards & Components |  |  |  | Card | TRUE | A007-6303 |  | Left port, multi-mode 4120 duplex fiber media card | 1 | 0.055 | 0.055 |  |  |  |  | TRUE | [5 empty] | #FFFFFFFF |  |  | FALSE | FALSE | FALSE | [20 empty] | DESKTOP-7SAL8M7\acont | 2020-05-11 19:58 | THOR\acont | 2024-10-09 10:48 | Cloned from AutoCall A007-6302
fa524f50-6e94-4ad9-9049-d51f5855b053 | NFPA 170 AMPLIFIER RACK | RISER AMP |  | North | Potter |  | Cards & Components |  |  |  | Card | TRUE | SCA-10070 (70V) Main Board | + | Main Board | 1 | 0.06 | 0.766 |  |  |  |  | TRUE | [5 empty] | #FFFF0000 | FA-NFPA 170 AMPLIFIER RACK | 1 | FALSE | FALSE | FALSE | 300 | [13 empty] | FALSE | [5 empty] | DESKTOP-7EIEB7A\acont | 2021-12-21 08:40 | THOR\acont | 2024-09-08 17:27 | Cloned from Potter SCA-10070 (70V) | [Potter] [V-LINK] [#2 V-LINK] DCA-10025 (25V) Main Board, DCA-10025 (70V) Main Board, DCA-5025 (25V) Main Board, LOC-1000 Main Board, SCA-10070 (25V) Main Board, SCA-10070 (70V) Main Board, SCA-2525 (25V) Main Board, SCA-2570 (25V) Main Board, SCA-2570 ( [Advanced, Potter] [VAC ] [120VAC] AFC-100 Main Board, AFC-1000 Main Board, AFC-50 Main Board, ARC-100 Main Board, AX-PSN104 Main Board, AX-PSN106 Main Board, AX-PSN108 Main Board, AX-PSN-64 Main Board, DCA-10025 (25V) Main Board, DCA-10025 (70V) Main Bo [Potter] [P-LINK] [*] [P-LINK] DCA-10025 (25V) Main Board, DCA-10025 (70V) Main Board, DCA-5025 (25V) Main Board, FFT-1000 Main Board, LOC-1000 Main Board, SCA-10070 (25V) Main Board, SCA-10070 (70V) Main Board, SCA-2525 (25V) Main Board, SCA-2570 (25V) | [Potter] DCA-10025 (70V) Main Board, SCA-10070 (70V) Main Board, SCA-2570 (70V) Main Board, SCA-5070 (70V) Main Board
d76f14da-31b2-4a9d-a906-d51f6b6a4fec |  |  |  | North | Edwards |  | Hardware |  |  |  | Hardware | TRUE | 74LV00262 |  | 2 Fiber Multi-Mode OFNR | 1 | [6 empty] | FALSE | [5 empty] | #FFFFFFFF |  |  | FALSE | FALSE | FALSE | [14 empty] | FALSE | [7 empty] | THOR\acont | 2024-10-09 10:48
3fb4bb87-65b7-4e5b-bf23-d52148b16b1e | NFPA 170 STROBE WALL |  |  | North | Edwards |  | Strobe |  |  |  | Module | TRUE | 116DEXSTC-FJ |  | Explosionproof Strobe | 1 | [6 empty] | FALSE | [5 empty] | #FF0070C0 | FA-NFPA 170 STROBE WALL | 1 | FALSE | FALSE | FALSE | 2023 | [13 empty] | FALSE |  |  | EXP |  |  |  |  | THOR\acont | 2024-09-08 17:27
a6aa5713-0c9d-4e38-b25a-d5257568f2d3 | NFPA 170 SPEAKER STROBE CEILING |  |  | North | Siemens |  | Speaker/Strobe |  |  |  | Module | TRUE | SET-HMC-W | 500-636054 | ET HI MULTI-CANDELA WHITE | 1 | [7 empty] | TRUE |  |  |  |  | #FF0070C0 | FA-NFPA 170 SPEAKER STROBE CEILING | 1 | FALSE | FALSE | FALSE | [20 empty] | DESKTOP-7SAL8M7\acont | 2019-08-13 09:04 | THOR\acont | 2024-09-08 17:27 |  | [Siemens] [AUDIO 70.7v] [70V AUDIO] SET-AMC-CR-MNS-ALERT (C), SET-AMC-CW-MNS-ALERT (C), SET-AMC-R-MNS-ALERT, SET-AMC-W-MNS-ALERT, SET-CMC-CR-MNS-ALERT (C), SET-CMC-CW-MNS-ALERT (C), SET-CMC-R-MNS-ALERT, SET-CMC-W-MNS-ALERT, SET-CR (C), SET-CW (C), SET-HM [Siemens] [AUDIO 25v] [25V AUDIO] SET-AMC-CR-MNS-ALERT (C), SET-AMC-CW-MNS-ALERT (C), SET-AMC-R-MNS-ALERT, SET-AMC-W-MNS-ALERT, SET-CMC-CR-MNS-ALERT (C), SET-CMC-CW-MNS-ALERT (C), SET-CMC-R-MNS-ALERT, SET-CMC-W-MNS-ALERT, SET-CR (C), SET-CW (C), SET-HMC- [Siemens] [NAC] [VDC] SET-HMC-R (C), SET-HMC-W (C)
fc58c0f2-a7c3-4977-a758-d526042cfed9 | NFPA 170 DIGITAL ALARM COMMNUCATOR TRANSMITTER | RISER DACT |  | North | CWSI |  | Communicator |  |  |  | Module | TRUE | CWSI-KD-1S |  | DACT DIALER | 1 | [6 empty] | TRUE | [5 empty] | #FFFF0000 | FA-NFPA 170 DIGITAL ALARM COMMNUCATOR TRANSMITTER | 1 | FALSE | FALSE | FALSE | 250 |  |  | 7300-0706:0107 | [16 empty] | AULAPTOP-PC\Aulaptop | 2019-10-15 04:30 | THOR\acont | 2024-09-08 17:27 | Cloned from New Part CLONED CLONED CLONED
3777bcee-875d-4814-b93e-d52a72cce31e | NFPA 170 ABORT SWITCH |  |  | North | Simplex |  | Switch |  |  |  | Module | TRUE | 2080-9070 | ++ | Surface mount maintenance switch without Disconnect Indicator Lamp | 1 | [6 empty] | TRUE | [5 empty] | #FFFF0000 | FA-NFPA 170 ABORT SWITCH | 1 | FALSE | FALSE | FALSE | [20 empty] | THOR\acont | 2024-02-20 16:33 | THOR\acont | 2024-09-08 17:27 | Cloned from Simplex 2080-9068 | [Autocall, Simplex] [IDC] 03 [ACTIVATION] 2080-9056, 2080-9057, 2080-9067, 2080-9068, 2080-9069, 2080-9070, A2080-9056, A2080-9057, A2080-9067, A2080-9068, A2080-9069, A2080-9070 [Autocall, Simplex] [IDNet] [MODULES ++] 2080-9056, 2080-9057, 2080-9067, 2080-9068, 2080-9069, 2080-9070, 4009-9201 Main Board, 4009-9401 Main Board, 4010-9901, 4090-5261, 4090-9001, 4090-9002, 4090-9005, 4090-9006, 4090-9008, 4090-9116, 4098-9019 (Cont
dfc10119-c0a9-4fb6-b613-d52b26d4d0e6 |  |  |  | North | Kidde |  | Cards & Components |  |  |  | Card | TRUE | GSA-UIO2R | ++ | Universal Input-Output Module Board w/Riser Inputs- Two Module Positions | 1 | 3.2e-05 | 3.2e-05 |  |  |  |  | TRUE | [5 empty] | #FFFFFFFF |  |  | FALSE | FALSE | FALSE | [14 empty] | FALSE | [5 empty] | THOR\acont | 2023-12-13 10:13 | THOR\acont | 2024-10-09 10:48 | Cloned from Edwards SIGA-UIO6R | [Edwards, Kidde] [SLC EST MODULES SENSORS] [*] [#1 SHARED ADDR ¦ MODULES] GSA-UIO2R, GSA-UIO6, GSA-UIO6R, RZI16-2, SIGA-270, SIGA-270P, SIGA-278, SIGA-AA30, SIGA-AA50, SIGA-CC1, SIGA-CC1S, SIGA-CC2, SIGA-CC2A, SIGA-CR, SIGA-CR2, SIGA-CRH, SIGA-CRR, SIGA- [Edwards, Kidde] [SLC EST MODULES] [*] [#3 TYPE ADDR ¦ MODULES] GSA-UIO2R, GSA-UIO6, GSA-UIO6R, RZI16-2, SIGA-270, SIGA-270P, SIGA-278, SIGA-AA30, SIGA-AA50, SIGA-CC1, SIGA-CC1S, SIGA-CC2, SIGA-CC2A, SIGA-CR, SIGA-CR2, SIGA-CRH, SIGA-CRR, SIGA-CT1, SIGA-
efdc04e7-b9bc-46cd-b6fc-d53209c70b80 | NFPA 170 SMOKE HEAT CO DETECTOR |  |  | North | Simplex |  | Smoke/Heat/CO Detector |  |  |  | Module | TRUE | 4098-9754 w/4098-9771 | + | Multi-Sensor Photoelectric and Heat Sensing w/CO Base with Sounder | 1 | 0.0008 | 0.001 |  |  |  |  | TRUE | TRUE |  |  |  |  | #FFFF0000 | FA-NFPA 170 SMOKE HEAT CO DETECTOR | 1 | FALSE | FALSE | FALSE | 1408 | [16 empty] | CO, SB |  |  | DESKTOP-7EIEB7A\acont | 2022-04-16 07:51 | THOR\acont | 2024-09-08 17:27 | Cloned from Simplex 4098-9754 w/4098-9770 | [Autocall, Simplex] [AUX POWER] [24VDC AUX] 4098-9714 w/4098-9771 (C), 4098-9733 w/4098-9771 (C), 4098-9754 w/4098-9771 (C), A4098-9714 w/A4098-9771 (C), A4098-9733 w/A4098-9771 (C), A4098-9754 w/A4098-9771 (C) [Autocall, Simplex] [IDNet] [SENSORS ++] 4098-9714 (C), 4098-9714 w/4098-9770 (C), 4098-9714 w/4098-9771 (C), 4098-9714 w/4098-9772 (C), 4098-9714 w/4098-9773 (C), 4098-9714 w/4098-9780 (C), 4098-9714 w/4098-9789 (C), 4098-9714 w/4098-9791 (C), 4098-9714 [Autocall, Simplex] [NAC] [24VDC NAC] 4098-9714 w/4098-9771 (C), 4098-9733 w/4098-9771 (C), 4098-9754 w/4098-9771 (C), A4098-9714 w/A4098-9771 (C), A4098-9733 w/A4098-9771 (C), A4098-9754 w/A4098-9771 (C)
a209c026-0b0c-4b9e-81b1-d5392d2c7e8c | NFPA 170 MANUAL PULL |  |  | North | Gamewell FCI |  | Manual Station |  |  |  | Module | TRUE | MS-7S | + | Single action station, wire leads | 1 | 0 | 0 |  |  |  |  | TRUE | [5 empty] | #FFFF0000 | FA-NFPA 170 MANUAL PULL | 1 | FALSE | FALSE | FALSE | 957 | [19 empty] | DESKTOP-7SAL8M7\acont | 2019-03-12 12:44 | THOR\acont | 2024-09-08 17:27 | Cloned from Gamewell MS-7 | [Gamewell FCI] [IDC] 01 [*] M34-110, M34-56, MS-7, MS-7LOB, MS-7LOB, MS-7LR, MS-7LRA, MS-7S, MS-7S w/AMM-2F, MS-7SP, MS-WS w/AMM-2F
a7fa453f-8b84-4050-8f85-d53eaf1193c7 | NFPA 170 JUNCTION BOX |  |  | North | Bosch |  | Hardware |  |  |  | Hardware | TRUE | D8004 | ++ | Transformer enclosure kit, grey | 1 | [12 empty] | #FF00B050 | FA-NFPA 170 JUNCTION BOX | 1 | FALSE | FALSE | FALSE | [20 empty] | DESKTOP-7EIEB7A\acont | 2022-08-25 15:22 | THOR\acont | 2024-09-08 17:27 | Cloned from Bosch D56R
b021168c-e982-4d2d-83c9-d5413e495896 | NFPA 170 SMOKE DETECTOR |  |  | North | Notifier |  | Smoke Detector |  |  |  | Module | TRUE | 1400 | ++ | Ionization Detector, 2-wire direct | 1 | 0.00012 | 0.1 |  |  |  |  | FALSE | TRUE |  |  |  |  | #FFFF0000 | FA-NFPA 170 SMOKE DETECTOR | 1 | FALSE | FALSE | FALSE | 1408 | [13 empty] | FALSE | [7 empty] | THOR\acont | 2024-09-08 17:27 | 20191121 AC Detector without base | [Chemtronics, Firelite, MIRCOM, Notifier, System Sensor] [IDC] 01 [*] [IDC 2-WIRE ++] 1151 (C), 1151EIS (C), 1400 (C), 1451 (C), 1451DH (C), 1451DHHT (C), 2100AT (C), 2100S (C), 2100TR (C), 2100TS (C), 2151 w/B110LP (C), 2151 w/B116LP (C), 2151 w/B401 (C
58b29e2e-dbf7-49a0-823a-d546567574c8 |  |  |  | North | Edwards |  | Hardware |  |  |  | Hardware | TRUE | G4AWA-CVR | ++ | Replacement Appliance Cover, Horn, White, ALERT | 1 | [12 empty] | #FFFFFFFF |  |  | FALSE | FALSE | FALSE | [20 empty] | THOR\acont | 2024-06-05 08:40 | THOR\acont | 2024-10-09 10:48 | Cloned from Edwards G4ARA-CVR CLONED CLONED CLONED CLONED
a7e93d44-483c-45bc-975b-d551479a69e1 | NFPA 170 HORN STROBE |  |  | North | System Sensor |  | Horn/Strobe |  |  |  | Module | TRUE | P2GRKLED-B | ++ | 2-Wire, Compact Horn Strobe, Wall, Red, Bilingual, Outdoor | 1 | [6 empty] | FALSE | FALSE |  |  |  |  | #FF0070C0 | FA-NFPA 170 HORN STROBE | 1 | FALSE | FALSE | FALSE | 2012 |  |  | 7125-1653:0188 | [10 empty] | FALSE |  |  | WP |  |  | DESKTOP-QGO6JOK\acont | 2024-07-15 13:29 | THOR\acont | 2024-09-08 17:27 | Cloned from System Sensor P2GRKLED CLONED | [System Sensor] [NAC] [16-33VDC, TEMPORAL LOW] P2GRKLED, P2GRKLED-B, P2GRKLED-P, P2GWKLED, P2GWKLED-B, P2GWKLED-P [System Sensor] [NAC] [16-33VDC, TEMPORAL HIGH] P2GRKLED, P2GRKLED-B, P2GRKLED-P, P2GWKLED, P2GWKLED-B, P2GWKLED-P
358b6703-9614-48dd-899d-d55ac50b8c2e | NFPA 170 SPEAKER STROBE CEILING |  |  | North | Siemens |  | Speaker/Strobe |  |  |  | Module | TRUE | SLSPSCW-F | S54329-F42-A1 | SLSPSCW-F SPK/ST,CLG,WHT,FIRE | 1 | [7 empty] | TRUE |  |  |  |  | #FF0070C0 | FA-NFPA 170 SPEAKER STROBE CEILING | 1 | FALSE | FALSE | FALSE | 2020 | [16 empty] | C |  |  | DESKTOP-7SAL8M7\acont | 2019-08-13 09:04 | THOR\acont | 2024-09-08 17:27 |  | [Siemens] [NAC] [24 VDC] SL2SPSCW-F (C), SLSCR-AL (C), SLSCR-ALA (C), SLSCR-F (C), SLSCR-FB (C), SLSCR-N (C), SLSCR-NA (C), SLSCW-A (C), SLSCW-AL (C), SLSCW-ALA (C), SLSCW-F (C), SLSCW-FB (C), SLSCW-N (C), SLSCW-NA (C), SLSPSCR-A (C), SLSPSCR-AL (C), SLS [Siemens] [AUDIO 70.7v] [70V AUDIO] SL2SPSCW-F (C), SLSPCR-A (C), SLSPCR-AL (C), SLSPCR-F (C), SLSPCR-N (C), SLSPCW-A (C), SLSPCW-AL (C), SLSPCW-F (C), SLSPCW-N (C), SLSPSCR-A (C), SLSPSCR-AL (C), SLSPSCR-ALA (C), SLSPSCR-F (C), SLSPSCR-N (C), SLSPSCR-NA [Siemens] [AUDIO 25v] [25V AUDIO] SL2SPSCW-F (C), SLSPCR-A (C), SLSPCR-AL (C), SLSPCR-F (C), SLSPCR-N (C), SLSPCW-A (C), SLSPCW-AL (C), SLSPCW-F (C), SLSPCW-N (C), SLSPSCR-A (C), SLSPSCR-AL (C), SLSPSCR-ALA (C), SLSPSCR-F (C), SLSPSCR-N (C), SLSPSCR-NA (
77cd3aa1-163f-404d-98a8-d562c4424a4b |  |  |  | North | LifeSafety Power |  | Cards & Components |  |  |  | Card | TRUE | FPO250/250-3C8P3D8PE12M Main Board | ++ | Fire Alarm Power Supply Main Board | 1 | [6 empty] | TRUE | FALSE |  |  |  |  | #FFFFFFFF |  |  | FALSE | FALSE | FALSE | [14 empty] | FALSE | [5 empty] | DESKTOP-7EIEB7A\acont | 2023-01-26 08:27 | THOR\acont | 2024-10-09 10:48 | Cloned from LifeSafety Power FPO250/250-3C83D8PE12M Main Board | [Altronix, LifeSafety Power] [IDC] 01 [BATTERY] AL1024ULM MAIN CARD, AL1024ULX Main Board, AL300ULX Main Board, AL400ULX Main Board, AL400ULXJ Main Board (24VDC), AL600ULXR Main Board, eFlow104N Main Board, eFlow104N16 Main Board, eFlow104N8 Main Board, [Altronix, Hochiki, LifeSafety Power] [NAC Trigger] AL1024ULM MAIN CARD, AL1024ULX Main Board, AL125UL Main Board, AL300ULX Main Board, AL400ULX Main Board, AL400ULXJ Main Board (24VDC), AL600ULACM Main Board, AL600ULXR Main Board, eFlow104N Main Board, [Altronix, LifeSafety Power] [IDC] 02 [AC FAIL] AL1024ULX Main Board, AL300ULX Main Board, AL400ULX Main Board, AL400ULXJ Main Board (24VDC), AL600ULXR Main Board, eFlow104N Main Board, eFlow104N16 Main Board, eFlow104N8 Main Board, FPO150/250-2C82D8PE4M | [Altronix, LifeSafety Power] AL1024ULX Main Board, FPO150/250-2C82D8PE4M1 Main Board, FPO150-B100C8D8PE4M Main Board, FPO250/250-3C83D8E12M Main Board, FPO250/250-3C83D8PE12M Main Board, FPO250/250-3C8P3D8PE12M Main Board, FPO75-B100C4PE1M Main Board, FPO
de75ea06-1005-4a85-9a87-d563764f6a22 | CADGEN KEYPAD |  |  | North | MIRCOM | Security/Access Control | Keypad Interface |  |  |  | Module | TRUE | TX3-P640-H-A |  | Illuminated Proximity Keypad Reader /suitesonverter Module | 1 | [6 empty] | TRUE | [5 empty] | #FFFF0000 | FA-CADGEN KEYPAD | 1 | FALSE | FALSE | FALSE | [14 empty] | FALSE | [5 empty] | AULAPTOP-PC\Aulaptop | 2019-08-15 15:38 | THOR\acont | 2024-09-08 17:27 | Cloned from MIRCOM TX3-NSL-12K-C | [MIRCOM] [CARD READER INPUT] TX3-P300-HA, TX3-P500-HA, TX3-P640-H-A
e7c8b307-ed15-4c79-a4c4-d56449015222 |  |  |  | North | Altronix |  | Cards & Components |  |  |  | Card | TRUE | PD4UL | + | UL Listed Power Distribution Module | 1 | [6 empty] | TRUE | [5 empty] | #FFFFFFFF |  |  | FALSE | FALSE | FALSE | [20 empty] | DESKTOP-7EIEB7A\acont | 2022-05-10 16:27 | THOR\acont | 2024-10-09 10:48 |  |  | [Altronix] PD4UL
9172629b-31c3-4a03-97c9-d56914fddb05 | NFPA 170 FIRE SUPPRESSION CONTROL UNIT | RISER FACP |  | North | Notifier |  | Fire Suppression Control Panel |  |  |  | Assembly | TRUE | RP-2002 | + | Agent Release Panel | 1 | [6 empty] | FALSE | FALSE |  |  |  |  | #FFFF0000 | FA-NFPA 170 FIRE SUPPRESSION CONTROL UNIT | 1 | FALSE | FALSE | FALSE | 203 | [8 empty] | 7,12,18 |  |  | 7 |  | TRUE | [7 empty] | THOR\acont | 2024-09-08 17:27
69a91260-7b63-47b2-b41c-d56bd972bfdb | NFPA 170 SMOKE DETECTOR |  |  | North | Gamewell FCI |  | Smoke Detector |  |  |  | Module | TRUE | ASD-PTL3 w/B200SR-WH | + | Photoelectric smoke detector with thermal sensing, bright white, Velociti w/ Standard sounder base, bright white | 1 | 0.0002 | 0.0045 |  |  |  |  | FALSE | TRUE | FLUSH |  | 4" SQ. DEEP | 3 "O" PLASTER RING | #FFFF0000 | FA-NFPA 170 SMOKE DETECTOR | 1 | FALSE | FALSE | FALSE | 1408 | [13 empty] | FALSE |  |  | T, SB |  |  | DESKTOP-7SAL8M7\acont | 2019-04-25 06:44 | THOR\acont | 2024-09-08 17:27 | 20191121 AC Detector with base | [Gamewell FCI] [SLC SENSORS] [*] [#4 TYPE ADDR ¦ SENSORS] ADPF (C), ASD-PL2F w/B200S-LF-WH (C), ASD-PL2F w/B210LP (C), ASD-PL2FR (C), ASD-PL3 w/B200S-LF-WH (C), ASD-PL3 w/B200SR-LF-WH (C), ASD-PL3 w/B200SR-WH (C), ASD-PL3 w/B224BI-WH (C), ASD-PL3 w/B224R [Gamewell FCI] [SLC MODULES SENSORS] [*] [#2 SHARED ADDR ¦ SENSORS] ADPF (C), ASD-PL2F w/B200S-LF-WH (C), ASD-PL2F w/B210LP (C), ASD-PL2FR (C), ASD-PL3 w/B200S-LF-WH (C), ASD-PL3 w/B200SR-LF-WH (C), ASD-PL3 w/B200SR-WH (C), ASD-PL3 w/B224BI-WH (C), ASD-P
e9d6612c-678d-4350-be87-d56f6f8aaf28 |  |  |  | North | Edwards |  | Cards & Components |  |  |  | Card | TRUE | 3-EVPWRA |  | Power Supply, /w cable for 3rd party ann. | 1 | 0.012 | 0.012 |  |  |  |  | TRUE | [5 empty] | #FFFFFFFF |  |  | FALSE | FALSE | FALSE | [14 empty] | FALSE | [7 empty] | THOR\acont | 2024-10-09 10:48
58c215c8-e5d4-43b0-8865-d56f71fffaf0 | NFPA 170 SPEAKER WALL |  |  | North | Gentex |  | Speaker |  |  |  | Module | TRUE | WSSPKR |  | Outdoor Speaker, Wall, Red | 1 | [6 empty] | FALSE | [5 empty] | #FF0070C0 | FA-NFPA 170 SPEAKER WALL | 1 | FALSE | FALSE | FALSE | 2021 |  |  | 7320-0569:0141 | [10 empty] | FALSE |  |  | WP |  |  |  |  | THOR\acont | 2024-09-08 17:27 |  | [Gentex, Hochiki, Potter] [AUDIO 25v] [25V AUDIO] CSPKSTR-24AR (C), CSPKSTR-24AW (C), CSPKSTR-24BR (C), CSPKSTR-24BW (C), CSPKSTR-24GR (C), CSPKSTR-24GW (C), CSPKSTR-24RR (C), CSPKSTR-24RW (C), FASPKR-R (C), FASPKR-W (C), FASPKR-WR, FASPKR-WW, FASPK-WPR, [Gentex, Hochiki, Potter] [AUDIO 70.7v] [70V AUDIO] CSPKSTR-24AR (C), CSPKSTR-24AW (C), CSPKSTR-24BR (C), CSPKSTR-24BW (C), CSPKSTR-24GR (C), CSPKSTR-24GW (C), CSPKSTR-24RR (C), CSPKSTR-24RW (C), FASPKR-R (C), FASPKR-W (C), FASPKR-WR, FASPKR-WW, FASPK-WP
6737c56c-5873-4133-9a5f-d57a341de22e | NFPA 170 AMPLIFIER RACK | RISER AMP |  | North | Potter |  | Amplifier |  |  |  | Assembly | TRUE | PVC-DPS50/P (25V) | + | Distributed Panel, Single Channel, 50W, Fire Phone | 1 | [6 empty] | FALSE | [5 empty] | #FFFF0000 | FA-NFPA 170 AMPLIFIER RACK | 1 | FALSE | FALSE | FALSE | 300 | [8 empty] | 7,12,18 |  |  |  | 50 | TRUE | [5 empty] | DESKTOP-7SAL8M7\acont | 2020-11-03 16:06 | THOR\acont | 2024-09-08 17:27 | Cloned from Hochiki FNVDPS50/P (25V)
f4530d39-cda9-493b-9624-d57c41e51036 | NFPA 170 ADDRESSABLE INPUT OUTPUT |  |  | North | Apollo |  | Addressable Module |  |  |  | Module | FALSE | D900-CTRL I/O-4A |  | CONTROL MODULE (SUPERVISED INPUT AND 4A FORM C OUTPUT) | 1 | 0.00095 | 0.005 |  |  |  |  | FALSE | [5 empty] | #FFFF0000 | FA-NFPA 170 ADDRESSABLE INPUT OUTPUT | 1 | FALSE | FALSE | FALSE | 1200 | [13 empty] | FALSE |  |  | 4A |  |  |  |  | THOR\acont | 2024-09-08 17:27 |  | [Advanced, Apollo] [SLC APOLLO MODULES SENSORS] [*] [#1 SHARED ADDR ¦ MODULES] 45681-800 (C), 45681-805 (C), 55000-001 (C), 55000-002 (C), 55000-005 (C), 55000-006 (C), 55000-009 (C), 55000-010 (C), 55000-765 (C), 55000-790ADV, 55000-805ADV, 55000-806ADV [Apollo] [SLC APOLLO MODULES/SENSORS] [#15] D900-CTRL I/O-4A [Apollo] [AUX POWER] A901-CTRL I/O, D900-CTRL I/O, D900-CTRL I/O-4A | [Apollo] 55000-790ADV, 55000-805ADV, 55000-806ADV, A901-CTRL I/O, D900-CTRL I/O, D900-CTRL I/O-4A [Apollo] A901-CTRL I/O, D900-CTRL I/O, D900-CTRL I/O-4A, SX-OSID-90
e824fa6b-a4b6-43b9-b731-d57fa7415496 | CADGEN KEYPAD |  |  | North | Bosch |  | Keypad Interface |  |  |  | Module | TRUE | B915 | ++ | Basic Keypad, SDI2 | 1 | 0.035 | 0.07 |  |  | 12 | [7 empty] | #FFFF0000 | FA-CADGEN KEYPAD | 1 | FALSE | FALSE | FALSE | [20 empty] | DESKTOP-7EIEB7A\acont | 2021-08-13 06:25 | THOR\acont | 2024-09-08 17:27 |  | [BluePoint, Bosch] [SDI2 BOSCH] [*] [ALL DEVICES ++] B208, B299, B308, B426, B450, B450-CHI, B450-M, B810, B820, B901, B915, B915I, B920, B921C, B925F, B926F, B930, B940W, B942, B942W, BP-BHE-B208A, BP-BHE-B299
bb3b0e4f-5162-4aba-b2e2-d58162651f9b |  |  |  | North | Bosch | [5 empty] | Module | TRUE | NDA-8000-PIP-RO | * | ***(Ross) Pendant Interface Plate, Indoor | 1 | [12 empty] | #FFFFFFFF |  |  | FALSE | FALSE | FALSE | [20 empty] | DESKTOP-7EIEB7A\acont | 2021-08-13 06:25 | THOR\acont | 2024-10-09 10:48
6a49160d-d2fe-4e35-8bc9-d5824b48bd95 | NFPA 170 FIRE PHONE |  |  | North | Edwards |  | Hardware |  |  |  | Hardware | TRUE | 6702-0210 |  | Fire Phone Handset Assembly - Black | 1 | [6 empty] | FALSE | [5 empty] | #FFFF0000 | FA-NFPA 170 FIRE PHONE | 1 | FALSE | FALSE | FALSE | 208 | [13 empty] | FALSE | [7 empty] | THOR\acont | 2024-09-08 17:27
03640e8b-b055-439c-8971-d582dc2eef9f | NFPA 170 HEAT DETECTOR |  |  | North | MIRCOM |  | Heat Detector |  |  |  | Module | TRUE | MIX-5351HAP w/B300-6 | ++ | Intelligent High Temperature Heat Detector, Fixed Temperature, White - UL, 6" Flanged mounting base | 1 | 0.0002 | 0.0045 |  |  |  |  | FALSE | TRUE |  |  |  |  | #FFFF0000 | FA-NFPA 170 HEAT DETECTOR | 1 | FALSE | FALSE | FALSE | 1403 | [13 empty] | FALSE |  |  | 190° FT |  |  | DESKTOP-7EIEB7A\acont | 2023-05-25 09:37 | THOR\acont | 2024-09-08 17:27 | Cloned from MIRCOM MIX-5351RAP w/B300-6 | [MIRCOM] [SLC SENSORS] [*] [#4 TYPE ADDR ¦ SENSORS] DNR w/MIX-2251BR (C), DNR w/MIX-2351RAP (C), MIX-1251AP w/B200SR-LF-WH (C), MIX-1251AP w/B200SR-WH (C), MIX-1251AP w/B210LP (C), MIX-1251AP w/B224RB-WH (C), MIX-1251AP w/B501 (C), MIX-1251B w/B200SR-LF- [MIRCOM] [SLC MODULES SENSORS] [*] [#2 SHARED ADDR ¦ SENSORS] DNR w/MIX-2251BR (C), DNR w/MIX-2351RAP (C), MIX-1251AP w/B200SR-LF-WH (C), MIX-1251AP w/B200SR-WH (C), MIX-1251AP w/B210LP (C), MIX-1251AP w/B224RB-WH (C), MIX-1251AP w/B501 (C), MIX-1251B w/
2cf1215f-a23f-48cd-b9f0-d5867a3b4148 | NFPA 170 HORN |  |  | North | Edwards |  | Horn |  |  |  | Module | TRUE | G4LFWN-H | + | Low Frequency(520hz) horn, White | 1 | 0 | 0.109 |  |  |  |  | FALSE | [5 empty] | #FF0070C0 | FA-NFPA 170 HORN | 1 | FALSE | FALSE | FALSE | 2021 | [13 empty] | FALSE |  |  | LF |  |  |  |  | THOR\acont | 2024-09-08 17:27 |  | [Edwards, Kidde] [NAC] [16 VFWR, TEMPORAL LOW DB] G4LFRF-H, G4LFRN-H, G4LFWF-H, G4LFWN-H [Edwards, Kidde] [NAC] [24 VFWR, CONTINUOUS LOW DB] G4LFRF-H, G4LFRN-H, G4LFWF-H, G4LFWN-H [Edwards, Kidde] [NAC] [16 VDC, TEMPORAL HIGH DB] G4LFRF-H, G4LFRN-H, G4LFWF-H, G4LFWN-H [Edwards, Kidde] [NAC] [24 VDC, CONTINUOUS LOW DB] G4LFRF-H, G4LFRN-H, G4LFWF-H, G4LFWN-H [Edwards, Kidde] [NAC] [24 VFWR, TEMPORAL HIGH DB] G4LFRF-H, G4LFRN-H, G4LFWF-H, G4LFWN-H [Edwards, Kidde] [NAC] [24 VDC, TEMPORAL HIGH DB] G4LFRF-H, G4LFRN-H, G4LFWF-H, G4LFWN-H [Edwards, Kidde] [NAC] [16 VDC, TEMPORAL HIGH DB] G4LFRF-H, G4LFRN-H, G4LFWF-H, G4LFWN-H [Edwards, Kidde] [NAC] [16 VFWR, CONTINUOUS HIGH DB] G4LFRF-H, G4LFRN-H, G4LFWF-H, G4LFWN-H [Edwards, Kidde] [NAC] [24 VFWR, TEMPORAL LOW DB] G4LFRF-H, G4LFRN-H, G4LFWF-H, G4LFWN-H [Edwards, Kidde] [NAC] [16 VDC, CONTINUOUS HIGH DB] G4LFRF-H, G4LFRN-H, G4LFWF-H, G4LFWN-H [Edwards, Kidde] [NAC] [16 VDC, CONTINUOUS LOW DB] G4LFRF-H, G4LFRN-H, G4LFWF-H, G4LFWN-H [Edwards, Kidde] [NAC] [24 VDC, CONTINUOUS HIGH DB] G4LFRF-H, G4LFRN-H, G4LFWF-H, G4LFWN-H [Edwards, Kidde] [NAC] [24 VDC, TEMPORAL LOW DB] G4LFRF-H, G4LFRN-H, G4LFWF-H, G4LFWN-H [Edwards, Kidde] [NAC] [16 VFWR, TEMPORAL HIGH DB] G4LFRF-H, G4LFRN-H, G4LFWF-H, G4LFWN-H [Edwards, Kidde] [NAC] [16 VDC, CONTINUOUS LOW DB] G4LFRF-H, G4LFRN-H, G4LFWF-H, G4LFWN-H [Edwards, Kidde] [NAC] [16 VDC, TEMPORAL LOW DB] G4LFRF-H, G4LFRN-H, G4LFWF-H, G4LFWN-H [Edwards, Kidde] [NAC] [16 VFWR, CONTINUOUS LOW DB] G4LFRF-H, G4LFRN-H, G4LFWF-H, G4LFWN-H [Edwards, Kidde] [NAC] [24 VFWR, CONTINUOUS HIGH DB] G4LFRF-H, G4LFRN-H, G4LFWF-H, G4LFWN-H
75c9418a-af87-4b0b-8403-d5871d4b2c57 | NFPA 170 HORN STROBE CEILING |  |  | North | Siemens |  | Horn/Strobe |  |  |  | Module | TRUE | SLHSCR-F | S54329-F13-A2 | SLHSCR-F HRN/ST,CLG,RED,FIRE | 1 | [7 empty] | TRUE |  |  |  |  | #FF0070C0 | FA-NFPA 170 HORN STROBE CEILING | 1 | FALSE | FALSE | FALSE | 2013 | [16 empty] | C |  |  | DESKTOP-7SAL8M7\acont | 2019-08-13 09:04 | THOR\acont | 2024-09-08 17:27 | B,T | [Siemens] [NAC] [24 VDC, HIGH DB, CODE 3] SLHSCR-A (C), SLHSCR-AL (C), SLHSCR-F (C), SLHSCR-FB (C), SLHSCR-N (C), SLHSCW-A (C), SLHSCW-AL (C), SLHSCW-F (C), SLHSCW-FB (C), SLHSCW-N (C)
4c53e41b-b245-4740-b422-d58754db7839 | NFPA 170 SMOKE HEAT DETECTOR |  |  | North | Kidde |  | Smoke/Heat Detector |  |  |  | Module | TRUE | KIR-OSHD w/KI-ABLT BASE | ++ | Intelligent Multisensor Smoke and Heat Detector | 1 | 4.3e-05 | 7e-05 |  |  |  |  | FALSE | TRUE |  |  |  |  | #FFFF0000 | FA-NFPA 170 SMOKE HEAT DETECTOR | 1 | FALSE | FALSE | FALSE | 1408 | [13 empty] | FALSE | [5 empty] | DESKTOP-7EIEB7A\acont | 2023-05-24 19:27 | THOR\acont | 2024-09-08 17:27 | Cloned from Kidde KIR-COD w/KI-ABLT BASE | [Kidde] [SLC EST SENSORS] [*] [#4 TYPE ADDR ¦ SENSORS] DS-HFS (C), DS-PS (C), FX-HD w/IB4U BASE, FX-HD w/RB4U BASE, FX-HD w/SB4U BASE, FX-HD w/SB4U-LF BASE, FX-HD wB4U BASE, FX-PD w/B4U BASE (C), FX-PD w/IB4U BASE (C), FX-PD w/SB4U BASE (C), FX-PD w/SB4U [Kidde] [AUX POWER] [24VDC TC4 HIGH] KI-COD w/KI-ABLT BASE (C), KI-HCD w/KI-ABLT BASE, KI-HRD w/KI-ABLT BASE, KI-OSCD w/KI-ABLT BASE, KI-OSD w/KI-ABLT BASE, KI-PCD w/KI-ABLT BASE (C), KI-PD w/KI-ABLT BASE (C), KI-PHCD w/KI-ABLT BASE (C), KI-PHD w/KI-ABLT [Edwards, Kidde] [SLC EST SENSORS] 01 [*] [EST3, iO1000] DS-HFS (C), DS-PS (C), FX-HD w/IB4U BASE, FX-HD w/RB4U BASE, FX-HD w/SB4U BASE, FX-HD w/SB4U-LF BASE, FX-HD wB4U BASE, FX-PD w/B4U BASE (C), FX-PD w/IB4U BASE (C), FX-PD w/SB4U BASE (C), FX-PD w/SB [Kidde] [AUX POWER] [24VDC STEADY HIGH] KI-COD w/KI-ABLT BASE (C), KI-HCD w/KI-ABLT BASE, KI-HRD w/KI-ABLT BASE, KI-OSCD w/KI-ABLT BASE, KI-OSD w/KI-ABLT BASE, KI-PCD w/KI-ABLT BASE (C), KI-PD w/KI-ABLT BASE (C), KI-PHCD w/KI-ABLT BASE (C), KI-PHD w/KI-A [Kidde] [AUX POWER] [24VDC TC3/TC4 LOW] KI-COD w/KI-ABLT BASE (C), KI-HCD w/KI-ABLT BASE, KI-HRD w/KI-ABLT BASE, KI-OSCD w/KI-ABLT BASE, KI-OSD w/KI-ABLT BASE, KI-PCD w/KI-ABLT BASE (C), KI-PD w/KI-ABLT BASE (C), KI-PHCD w/KI-ABLT BASE (C), KI-PHD w/KI-A [Kidde] [AUX POWER] [24VDC TC3/TC4 HIGH] KI-COD w/KI-ABLT BASE (C), KI-HCD w/KI-ABLT BASE, KI-HRD w/KI-ABLT BASE, KI-OSCD w/KI-ABLT BASE, KI-OSD w/KI-ABLT BASE, KI-PCD w/KI-ABLT BASE (C), KI-PD w/KI-ABLT BASE (C), KI-PHCD w/KI-ABLT BASE (C), KI-PHD w/KI- [Edwards, Kidde] [SLC EST MODULES/SENSORS] 01 [*] [iO64] DS-HFS (C), DS-PS (C), FX-HD w/IB4U BASE, FX-HD w/RB4U BASE, FX-HD w/SB4U BASE, FX-HD w/SB4U-LF BASE, FX-HD wB4U BASE, FX-PD w/B4U BASE (C), FX-PD w/IB4U BASE (C), FX-PD w/SB4U BASE (C), FX-PD w/SB [Kidde] [AUX POWER] [24VDC TC4 LOW] KI-COD w/KI-ABLT BASE (C), KI-HCD w/KI-ABLT BASE, KI-HRD w/KI-ABLT BASE, KI-OSCD w/KI-ABLT BASE, KI-OSD w/KI-ABLT BASE, KI-PCD w/KI-ABLT BASE (C), KI-PD w/KI-ABLT BASE (C), KI-PHCD w/KI-ABLT BASE (C), KI-PHD w/KI-ABLT [Kidde] [SLC EST MODULES SENSORS] [*] [#2 SHARED ADDR ¦ SENSORS] DS-HFS (C), DS-PS (C), FX-HD w/IB4U BASE, FX-HD w/RB4U BASE, FX-HD w/SB4U BASE, FX-HD w/SB4U-LF BASE, FX-HD wB4U BASE, FX-PD w/B4U BASE (C), FX-PD w/IB4U BASE (C), FX-PD w/SB4U BASE (C), FX [Kidde] [AUX POWER] [24VDC STEADY LOW] KI-COD w/KI-ABLT BASE (C), KI-HCD w/KI-ABLT BASE, KI-HRD w/KI-ABLT BASE, KI-OSCD w/KI-ABLT BASE, KI-OSD w/KI-ABLT BASE, KI-PCD w/KI-ABLT BASE (C), KI-PD w/KI-ABLT BASE (C), KI-PHCD w/KI-ABLT BASE (C), KI-PHD w/KI-AB
335bfa65-a0e6-43ad-964c-d58e46cce62c |  |  |  | North | Bosch | [5 empty] | Module | TRUE | NDA-5031-PIP | * | Pendant Interface Plate, Ndi-4/5000 | 1 | [12 empty] | #FFFFFFFF |  |  | FALSE | FALSE | FALSE | [20 empty] | DESKTOP-7EIEB7A\acont | 2021-08-13 06:25 | THOR\acont | 2024-10-09 10:48
ac51a42a-815f-4c5b-94ad-d5a9f54aeda8 | CADGEN KEYPAD |  |  | North | Honeywell |  | Keypad Interface |  |  |  | Module | TRUE | 6460S | ++ | Silver and Black Custom Alpha Keypad (Honeywell Home branded) | 1 | 0.04 | 0.15 |  |  |  |  | FALSE | [5 empty] | #FFFF0000 | FA-CADGEN KEYPAD | 1 | FALSE | FALSE | FALSE | [14 empty] | FALSE | [5 empty] | DESKTOP-7EIEB7A\acont | 2023-01-30 11:08 | THOR\acont | 2024-09-08 17:27 | Cloned from Honeywell 6160RF | [Honeywell] [KEYPAD] [*] 4208SN, 4208SNF, 4208U, 5881ENHC, 5883H, 6160, 6160CR-2, 6290W, 6460S, 6460SC, 6460W, 6460WC
6bc69b12-6228-4290-9b72-d5ac614f0c4f | CADGEN AUX POWER SUPPLY |  |  | North | Rath Area of Refuge |  | Auxilliary Power Supply |  |  |  | Module | TRUE | RP7700104 |  | UPS Power Supply (12-36 Zone) | 1 | [6 empty] | FALSE | [5 empty] | #FFFF0000 | FA-CADGEN AUX POWER SUPPLY | 1 | FALSE | FALSE | FALSE | [14 empty] | FALSE | [5 empty] | DESKTOP-7SAL8M7\acont | 2020-09-14 14:52 | THOR\acont | 2024-09-08 17:27 | Cloned from Rath Area of Refuge 2500-PWR24U
7d637c15-3d47-4a0b-836b-d5ae377fc6e0 | NFPA 170 HORN STROBE |  |  | North | Eaton Wheelock |  | Horn/Strobe |  |  |  | Module | TRUE | EL4XHS-FR | ++ | WALL HORN STROBE, RED | 1 | [6 empty] | TRUE | [5 empty] | #FF0070C0 | FA-NFPA 170 HORN STROBE | 1 | FALSE | FALSE | FALSE | 2020 | [19 empty] | THOR\acont | 2024-08-12 13:08 | THOR\acont | 2024-09-11 19:28 | Cloned from Eaton Wheelock ELHSR | [Eaton Wheelock] [NAC] [24VDC, LOW CONT.] EL3RHS-FR, EL3RHS-FW, EL4XHS-FR, EL4XHS-FW [Eaton Wheelock] [NAC] [24VDC, HIGH CONT.] EL3RHS-FR, EL3RHS-FW, EL4XHS-FR, EL4XHS-FW
16ca0cee-47c4-4087-8bdf-d5aeeee34142 |  |  |  | North | Autocall |  | Cards & Components |  |  |  | Card | TRUE | A100-1244 |  | Remote Microphone Module; for Remote Annunciator Panels | 1 | 0.00024 | 0.006 |  |  |  |  | TRUE | [5 empty] | #FFFFFFFF |  |  | FALSE | FALSE | FALSE | [20 empty] | DESKTOP-0D6CQVA\lousc | 2019-07-07 14:35 | THOR\acont | 2024-10-09 10:48 | Cloned from AutoCall A100-1243
25b3bcb6-c39c-4d18-b0a3-d5b4f10da441 | NFPA 170 STROBE CEILING |  |  | North | Apollo |  | Strobe |  |  |  | Module | FALSE | 55000-010 | ++ | Visual indicator - White - Apollo flash | 1 | 0.000333 | 0.0031 |  |  |  |  | FALSE | TRUE |  |  |  |  | #FF0070C0 | FA-NFPA 170 STROBE CEILING | 1 | FALSE | FALSE | FALSE | 1408 | [13 empty] | FALSE | [5 empty] | DESKTOP-7EIEB7A\acont | 2023-02-13 08:53 | THOR\acont | 2024-09-08 17:27 | Cloned from Apollo 55000-006 | [Advanced, Apollo] [SLC APOLLO MODULES SENSORS] [*] [#1 SHARED ADDR ¦ MODULES] 45681-800 (C), 45681-805 (C), 55000-001 (C), 55000-002 (C), 55000-005 (C), 55000-006 (C), 55000-009 (C), 55000-010 (C), 55000-765 (C), 55000-790ADV, 55000-805ADV, 55000-806ADV [Apollo] [SLC APOLLO MODULES/SENSORS] [*] [#1] 45681-800 (C), 45681-805 (C), 55000-001 (C), 55000-002 (C), 55000-005 (C), 55000-006 (C), 55000-009 (C), 55000-010 (C), 55000-450 w/45681-210UL (C), 55000-450 w/45681-225APO (C), 55000-450 w/45681-250USA (C)
0eba5a1d-516a-4bfb-9822-d5b55896b0da | NFPA 170 STROBE WALL |  |  | North | Autocall |  | Strobe |  |  |  | Module | TRUE | A59VO-APPLWRH |  | Visible Notification Appliances, Wall Mount Multi-Candela Strobe, Red, High CD | 1 | 0 | 0 |  |  |  |  | TRUE | [5 empty] | #FF0070C0 | FA-NFPA 170 STROBE WALL | 1 | FALSE | FALSE | FALSE | 2023 | [19 empty] | DESKTOP-7SAL8M7\acont | 2020-05-26 10:15 | THOR\acont | 2024-09-08 17:27 | Cloned from AutoCall A59VO-APPLWR | [Autocall] [IDNac] [23 VDC RMS] A59VO-APPLWRH, A59VO-APPLWWH
8ed5b80f-03f8-4a1a-86c6-d5b769106317 | NFPA 170 SMOKE DETECTOR |  |  | North | Monaco Enterprises |  | Smoke Detector |  |  |  | Module | TRUE | 723-601-00 | ++ | Intelligent Photoelectric Smoke Detector, Plug-in, Low Profile, Remote Test in Duct, AP/CLIP, White, Type II | 1 | 0.0002 | 0.002 |  |  |  |  | FALSE | TRUE |  |  |  |  | #FFFF0000 | FA-NFPA 170 SMOKE DETECTOR | 1 | FALSE | FALSE | FALSE | 1408 | [13 empty] | FALSE | [5 empty] | THOR\acont | 2023-10-02 08:44 | THOR\acont | 2024-09-08 17:27 | Cloned from Monaco Enterprises 723-602-00 | [Monaco Enterprises] [SLC MODULES SENSORS] 01 [*] 708-026-01, 708-031-00, 721-121-00 w/B200SR-LF-WH (C), 721-121-00 w/B200SR-WH (C), 721-121-00 w/B210LP (C), 721-121-00 w/B224RB-WH (C), 721-121-00 w/B501 (C), 721-124-00 w/B200SR-LF-WH (C), 721-124-00 w/B [Monaco Enterprises] [SLC SENSORS] 01 [*] 721-121-00 w/B200SR-LF-WH (C), 721-121-00 w/B200SR-WH (C), 721-121-00 w/B210LP (C), 721-121-00 w/B224RB-WH (C), 721-121-00 w/B501 (C), 721-124-00 w/B200SR-LF-WH (C), 721-124-00 w/B200SR-WH (C), 721-124-00 w/B210L
debd934d-ee86-4c55-8e96-d5c6ed6a5769 |  |  |  | North | HID | Security/Access Control |  |  |  |  | Module | TRUE | 213X |  |  | 1 | [12 empty] | #FFFFFFFF |  |  | FALSE | FALSE | FALSE | [20 empty] | THOR\acont | 2024-03-12 21:20 | THOR\acont | 2024-10-09 10:48
22f051e2-e5dc-40b0-ad4a-d5c9c829c96b |  |  |  | North | Kidde |  | Cards & Components |  |  |  | Card | TRUE | VS1-GL Mainboard |  | Mainboard for VS1-GL assembly | 1 | 0.214 | 0.377 |  |  |  |  | TRUE | [5 empty] | #FFFFFFFF |  |  | FALSE | FALSE | FALSE | [14 empty] | FALSE | [7 empty] | THOR\acont | 2024-10-09 10:48 |  | [Edwards, Kidde, Macurco] [IDC] [#2 TROUBLE] 2IDC, 76-600000-001 Main Board, 76-800xxx-xxx Main Board, 77-600000-901 Main Board, 84-732001-901 Main Board, DVP-120 Mainboard, EST1-2Z Mainboard, FSP1004G Mainboard, FSP1004G-2 Mainboard, FSP1004GD Mainboard [Edwards, Kidde] [VAC ] 2IDC, 76-600000-001 Main Board, 76-800xxx-xxx Main Board, 77-600000-901 Main Board, 84-732001-901 Main Board, APS10A Mainboard, APS6A Mainboard, BPS10A Mainboard, BPS10A/230 Mainboard, BPS6A Mainboard, BPS6A/230 Mainboard, EST1-2Z [Edwards, Kidde, Macurco] [IDC] [#3 SUPERVISORY] 2IDC, 76-600000-001 Main Board, 76-800xxx-xxx Main Board, 77-600000-901 Main Board, 84-732001-901 Main Board, DVP-120 Mainboard, EST1-2Z Mainboard, FSP1004G Mainboard, FSP1004G-2 Mainboard, FSP1004GD Mainb [Edwards, Kidde, Macurco] [IDC] [#1 ALARM] 2IDC, 76-600000-001 Main Board, 76-800xxx-xxx Main Board, 77-600000-901 Main Board, 84-732001-901 Main Board, DVP-120 Mainboard, EST1-2Z Mainboard, FSP1004G Mainboard, FSP1004G-2 Mainboard, FSP1004GD Mainboard, | [Kidde] VS1-GL Mainboard [Edwards, Kidde] FX-1000 Mainboard, FX-1000D Mainboard, FX-64RD Mainboard, iO1000G Mainboard, iO1000G-2 Mainboard, iO1000G-2-PG Mainboard, iO1000G-2-SP Mainboard, iO1000GC Mainboard, iO1000GD Mainboard, iO1000G-F Mainboard, iO1000G-PG Mainboard, iO1000G-S [Edwards, Kidde] FX-64R Mainboard, FX-64RD Mainboard, iO64G Mainboard, iO64G-2 Mainboard, iO64G-2-PG Mainboard, iO64G-2-SP Mainboard, iO64GD Mainboard, iO64GL Mainboard, iO64GL-F Mainboard, iO64G-PG Mainboard, iO64G-SP Mainboard, iO64R Mainboard, iO64R-2 [Edwards, Kidde] FX-1000 Mainboard, FX-1000D Mainboard, FX-64RD Mainboard, iO1000G Mainboard, iO1000G-2 Mainboard, iO1000G-2-PG Mainboard, iO1000G-2-SP Mainboard, iO1000GC Mainboard, iO1000GD Mainboard, iO1000G-F Mainboard, iO1000G-PG Mainboard, iO1000G-S [Edwards, Kidde] FX-64R Mainboard, FX-64RD Mainboard, iO64G Mainboard, iO64G-2 Mainboard, iO64G-2-PG Mainboard, iO64G-2-SP Mainboard, iO64GD Mainboard, iO64GL Mainboard, iO64GL-F Mainboard, iO64G-PG Mainboard, iO64G-SP Mainboard, iO64R Mainboard, iO64R-2 [Edwards, Kidde] FX-64R Mainboard, FX-64RD Mainboard, iO64G Mainboard, iO64G-2 Mainboard, iO64G-2-PG Mainboard, iO64G-2-SP Mainboard, iO64GD Mainboard, iO64GL Mainboard, iO64GL-F Mainboard, iO64G-PG Mainboard, iO64G-SP Mainboard, iO64R Mainboard, iO64R-2
319d3614-dde4-451d-bedd-d5cb8ac3be0e | NFPA 170 SMOKE HEAT DETECTOR |  |  | North | Potter |  | Smoke/Heat Detector |  |  |  | Module | TRUE | PAD300-PHD w/PAD300-6DB | ++ | Photoelectric Smoke/Heat Detector with 6" Standard Base | 1 | 0.0003 | 0.0003 |  |  |  |  | FALSE | TRUE |  |  |  |  | #FFFF0000 | FA-NFPA 170 SMOKE HEAT DETECTOR | 1 | FALSE | FALSE | FALSE | 1411 | [13 empty] | FALSE |  |  | 6DB |  |  | DESKTOP-7EIEB7A\acont | 2023-01-20 07:02 | THOR\acont | 2024-09-08 17:27 | Cloned from Potter PAD200-PHD w/PAD100-6DB | [Potter] [SLC PAD] [*] [#2 SHARED ADDR ¦ SENSORS] PAD100-CD w/PAD100-4DB, PAD100-CD w/PAD100-6DB, PAD100-CD w/PAD100-IB, PAD100-CD w/PAD100-LFSB, PAD100-CD w/PAD100-RB, PAD100-CD w/PAD100-SB, PAD100-CD w/PAD100-SPKB, PAD100-DUCT (C), PAD100-DUCTR (C), PA
9bcbb49b-62af-4520-a608-d5d73bca3235 | NFPA 170 HEAT DETECTOR |  |  | North | DMP |  | Heat Detector |  |  |  | Module | TRUE | 1183-135R | ++ | Wireless Residential/Commercial Heat Detector | 1 | [6 empty] | TRUE | [5 empty] | #FFFF0000 | FA-NFPA 170 HEAT DETECTOR | 1 | FALSE | FALSE | FALSE | 1403 | [16 empty] | R |  |  | AULAPTOP-PC\Aulaptop | 2019-05-12 12:10 | THOR\acont | 2024-09-08 17:27 | 20191121 AC Detector without base | [BluePoint, DMP] [DMP WIRELESS] [WIRELESS] 1103, 1126R, 1135, 1164 (C), 1164NS (C), 1165H (C), 1168 (C), 1181-R, 1182, 1183-135F, 1183-135R, 1184-W (C), BP01-303, BP02-203M, BP02-203P, BP02-A203M, BP02-A203P, BP02-A203PH, BP03-303, BP03-A103M, BP03-A103P
427b2c14-6722-4234-bdb1-d5d7461a5184 | NFPA 170 HORN STROBE CEILING |  |  | North | Potter |  | Horn/Strobe |  |  |  | Module | TRUE | PE-HSWC | ++ | 2-Wire, Horn Strobe, Ceiling, White | 1 | 0 | 0.071 |  |  |  |  | FALSE | TRUE |  |  |  |  | #FF0070C0 | FA-NFPA 170 HORN STROBE CEILING | 1 | FALSE | FALSE | FALSE | 2013 | [13 empty] | FALSE |  |  | C |  |  | THOR\acont | 2024-04-18 13:28 | THOR\acont | 2024-09-08 17:27 | Cloned from Potter PE-HSRC | [Potter] [NAC] [VDC] PE-HSRC (C), PE-HSWC (C)
a7ff5692-ca12-40ac-803c-d5d80ffb2253 | NFPA 170 FIRE ALARM CONTROL UNIT | RISER FACP |  | North | Edwards |  | Fire Alarm Control Unit |  |  |  | Assembly | TRUE | FSP1004GD |  | FACP - 10 Cl 'B' IDCs, 4 Cl 'B' NACs, 120V, Dialer, Gray | 1 | [6 empty] | FALSE | [5 empty] | #FFFF0000 | FA-NFPA 170 FIRE ALARM CONTROL UNIT | 1 | FALSE | FALSE | FALSE | 202 | [8 empty] | 7,12,18 |  |  |  |  | TRUE | [7 empty] | THOR\acont | 2024-09-08 17:27
beb50c79-e961-4e4a-bbdd-d5da6798e301 | NFPA 170 HEAT DETECTOR |  |  | North | Hochiki |  | Heat Detector |  |  |  | Module | TRUE | DCD-135 w/NS4-224 STANDARD BASE | DCD-135 w/NS4-224 STANDARD BASE | HEAT DETECTOR w/ STANDARD BASE | 1 |  | 0.193 |  |  |  |  | TRUE | TRUE |  | *Refer to Install Sheet |  |  | #FFFF0000 | FA-NFPA 170 HEAT DETECTOR | 1 | FALSE | FALSE | FALSE | 1403 | [19 empty] | DESKTOP-0D6CQVA\lousc | 2019-10-12 07:39 | THOR\acont | 2024-09-08 17:27 | from Hochiki DCD-135 w/NS4-224 STANDARD BASE | [Hochiki] [IDC] 01 [IDC] DCD-135 w/HSC-220L LATCHING LED BASE (C), DCD-135 w/HSC-220R - 2 WIRE RELAY BASE (C), DCD-135 w/HSC-221L LATCHING LED BASE (C), DCD-135 w/HSC-221R - 2 WIRE RELAY BASE (C), DCD-135 w/HSC-224L LATCHING LED BASE (C), DCD-135 w
3e8b0381-6476-4af5-9928-d5de24a5cce5 | NFPA 170 STROBE WALL |  |  | North | Federal Signal |  | Strobe |  |  |  | Module | TRUE | 141ST-024R |  | Electraflash Strobe Light, Red | 1 | 0 | 0.38 |  |  |  |  | FALSE | [5 empty] | #FF0070C0 | FA-NFPA 170 STROBE WALL | 1 | FALSE | FALSE | FALSE | 2023 | [13 empty] | FALSE |  |  | WP |  |  | THOR\acont | 2024-07-11 13:24 | THOR\acont | 2024-09-08 17:27 | Cloned from Federal Signal 141ST-024A CLONED CLONED | [Federal Signal] [NAC] [24 VDC] 141ST-024A, 141ST-024B, 141ST-024G, 141ST-024R
6596d0ec-7449-4f1d-812e-d5e6d7be14a5 |  |  |  | North | Bosch | [5 empty] | Module | TRUE | VDA-PMT-DOME | * | Pendant Mount bracket for FlexiDomes 0000075556 | 1 | [12 empty] | #FFFFFFFF |  |  | FALSE | FALSE | FALSE | [20 empty] | DESKTOP-7EIEB7A\acont | 2021-08-13 06:25 | THOR\acont | 2024-10-09 10:48
65296bf2-31fa-4da9-8459-d5ec5a943be5 | NFPA 170 HORN |  |  | North | Kidde |  | Horn |  |  |  | Module | TRUE | WGAWF-SP | ++ | Outdoor rated horn, white, fuego | 1 | [6 empty] | FALSE | [5 empty] | #FF0070C0 | FA-NFPA 170 HORN | 1 | FALSE | FALSE | FALSE | 2010 | [13 empty] | FALSE |  |  | WP |  |  | THOR\acont | 2024-12-19 13:51 | THOR\acont | 2024-12-19 13:57 | Cloned from Edwards WGAWF-SP | [Edwards, Kidde] [NAC] [VDC, TEMPORAL] WGARA, WGARF, WGARF-FR, WGARF-SP, WGARN, WGAWA, WGAWF, WGAWF-FR, WGAWF-SP, WGAWN
20259d1a-d91f-4057-b51d-d5ec64f60110 | NFPA 170 HORN STROBE |  |  | North | Siemens |  | Horn/Strobe |  |  |  | Module | TRUE | U-MHU-MCS-W | 500-699588 | ELC Sync/Non-Sync Horn 24 VDC w/Strobe (White) | 1 | [12 empty] | #FF0070C0 | FA-NFPA 170 HORN STROBE | 1 | FALSE | FALSE | FALSE | 2010 | [19 empty] | THOR\acont | 2024-05-06 16:03 | THOR\acont | 2024-09-08 17:27 | Cloned from Siemens U-MHU-MCS | [Siemens] [NAC] [LOW VOLUME] U-MCS, U-MCS-W, U-MHU-MCS, U-MHU-MCS-W [Siemens] [NAC] [HIGH VOLUME] U-MCS, U-MCS-W, U-MHU-MCS, U-MHU-MCS-W
1a129028-4234-4b2a-a7b5-d5f2e43fbf3b |  |  |  | North | Eaton Wheelock |  | Cards & Components |  |  |  | Card | TRUE | PS-8-LP Main Board | + | 8 amp power supply, black enclosure, 120V Main Board | 1 | 0.129 | 0.129 |  |  |  |  | TRUE | FALSE |  |  |  |  | #FFFFFFFF |  |  | FALSE | FALSE | FALSE | [14 empty] | FALSE | [5 empty] | DESKTOP-7SAL8M7\acont | 2020-10-29 14:16 | THOR\acont | 2024-10-09 10:48 | Cloned from Firelite FCPS-24FS8 Main Board | [Eaton Wheelock] [NAC Trigger] [#2 INPUT] PS-24-8MC Main Board, PS-8-LP Main Board [Eaton Wheelock] [NAC Trigger] [#1 INPUT] PS-24-8MC Main Board, PS-8-LP Main Board [Eaton Wheelock] [IDC] 03 [TROUBLE] PS-24-8MC Main Board, PS-8-LP Main Board | [Eaton Wheelock] PS-8-LP Main Board
8b2874f2-b83e-464c-95f2-d60115d57a18 |  |  |  | North | Edwards |  | Cards & Components |  |  |  | Card | TRUE | QSC-CPU-1-SPE |  | OBSOLETE - CPU/Display with 1 Annunciator Option Space, Spanish | 1 | [6 empty] | TRUE | [5 empty] | #FFFFFFFF |  |  | FALSE | FALSE | FALSE | [14 empty] | FALSE | [7 empty] | THOR\acont | 2024-10-09 10:48
0b55a475-7681-47fe-80c9-d60564bcdd02 |  |  |  | North | Bosch | [5 empty] | Module | TRUE | NDA-U-WMTG | * | Pendant wall mount, gang box | 1 | [12 empty] | #FFFFFFFF |  |  | FALSE | FALSE | FALSE | [20 empty] | DESKTOP-7EIEB7A\acont | 2021-08-13 06:25 | THOR\acont | 2024-10-09 10:48
816eaf14-7cc0-4484-b280-d6059568be09 | NFPA 170 HEAT DETECTOR |  |  | North | Edwards |  | Heat Detector |  |  |  | Module | TRUE | SIGA-HFD w/SIGA-SB BASE | ++ | Intelligent fixed temperature heat detector, Standard Detector Base | 1 | 5.1e-05 | 6.8e-05 |  |  |  |  | FALSE | [5 empty] | #FFFF0000 | FA-NFPA 170 HEAT DETECTOR | 1 | FALSE | FALSE | FALSE | 1403 | [13 empty] | FALSE | [5 empty] | DESKTOP-7SAL8M7\acont | 2020-11-23 11:44 | THOR\acont | 2024-10-08 16:26 | Cloned from Edwards SIGA-HFS w/SIGA-SB BASE | [Edwards, Kidde] [SLC EST SENSORS] 01 [*] [EST3, iO1000] DS-HFS (C), DS-PS (C), FX-HD w/IB4U BASE, FX-HD w/RB4U BASE, FX-HD w/SB4U BASE, FX-HD w/SB4U-LF BASE, FX-HD wB4U BASE, FX-PD w/B4U BASE (C), FX-PD w/IB4U BASE (C), FX-PD w/SB4U BASE (C), FX-PD w/SB [Edwards, Kidde] [SLC EST MODULES SENSORS] [*] [#2 SHARED ADDR ¦ SENSORS] KI-DDOS (C), SIGA2-COS w/SIGA-AB4G BASE, SIGA2-COS w/SIGA-AB4G-LF BASE, SIGA2-COS w/SIGA-AB4GT BASE, SIGA2-COS w/SIGA-IB BASE, SIGA2-COS w/SIGA-RB BASE, SIGA2-COS w/SIGA-SB BASE, S [Edwards, Kidde] [SLC EST SENSORS] [*] [#4 TYPE ADDR ¦ SENSORS] KI-DDOS (C), SIGA2-COS w/SIGA-AB4G BASE, SIGA2-COS w/SIGA-AB4G-LF BASE, SIGA2-COS w/SIGA-AB4GT BASE, SIGA2-COS w/SIGA-IB BASE, SIGA2-COS w/SIGA-RB BASE, SIGA2-COS w/SIGA-SB BASE, SIGA2-HCOS [Edwards, Kidde] [SLC EST MODULES/SENSORS] 01 [*] [iO64] DS-HFS (C), DS-PS (C), FX-HD w/IB4U BASE, FX-HD w/RB4U BASE, FX-HD w/SB4U BASE, FX-HD w/SB4U-LF BASE, FX-HD wB4U BASE, FX-PD w/B4U BASE (C), FX-PD w/IB4U BASE (C), FX-PD w/SB4U BASE (C), FX-PD w/SB
2450d955-b43f-4556-a178-d605e6989037 | NFPA 170 HEAT DETECTOR |  |  | North | Secutron |  | Heat Detector |  |  |  | Module | TRUE | MRI-5251B w/B210LP | ++ | Intelligent Heat Detector, 135°F fixed temperature, Standard Base | 1 | 0.0002 | 0.0065 |  |  |  |  | FALSE | TRUE |  |  | 2 inches H x 6.2 inches D |  | #FFFF0000 | FA-NFPA 170 HEAT DETECTOR | 1 | FALSE | FALSE | FALSE | 1408 | [13 empty] | FALSE | [5 empty] | DESKTOP-7EIEB7A\acont | 2023-06-24 19:47 | THOR\acont | 2024-09-08 17:27 | Cloned from Secutron MRI-2351AP w/300-6 CLONED CLONED | [Secutron] [SLC MODULES SENSORS] [*] [#2 SHARED ADDR ¦ SENSORS] 7251 (C), MRI-2251B w/B210LP (C), MRI-2251BR (C), MRI-2251TB w/B210LP (C), MRI-2251TMB w/B210LP (C), MRI-2351AP w/300-6 (C), MRI-2351RAP (C), MRI-2351TAP w/300-6 (C), MRI-5251B w/B210LP (C), [Secutron] [SLC SENSORS] [*] [#4 TYPE ADDR ¦ SENSORS] 7251 (C), MRI-2251B w/B210LP (C), MRI-2251BR (C), MRI-2251TB w/B210LP (C), MRI-2251TMB w/B210LP (C), MRI-2351AP w/300-6 (C), MRI-2351RAP (C), MRI-2351TAP w/300-6 (C), MRI-5251B w/B210LP (C), MRI-5251H
d9fd7745-4949-4ab9-baae-d608f89e2b74 | NFPA 170 SMOKE DETECTOR |  |  | North | Firelite |  | Smoke Detector |  |  |  | Module | TRUE | SD365T w/B300-6 | + | White, Addressable photoelectric detector, Thermal, Standard Base | 1 | 0.0002 | 0.0045 |  |  |  |  | FALSE | TRUE |  |  |  |  | #FFFF0000 | FA-NFPA 170 SMOKE DETECTOR | 1 | FALSE | FALSE | FALSE | 1408 | [13 empty] | FALSE | [5 empty] | DESKTOP-7SAL8M7\acont | 2019-03-28 05:20 | THOR\acont | 2024-09-08 17:27 | 20191121 AC Detector with base | [Firelite, System Sensor] [SLC SENSORS] [*] [#4 TYPE ADDR ¦ SENSORS] AD355 w/B200SR-LF-WH (C), AD355 w/B200SR-WH (C), AD355 w/B210LP (C), AD355 w/B224BI-WH (C), AD355 w/B224RB-WH (C), AD355 w/B501 (C), BEAM355 (C), BEAM355S (C), CP355 w/B200SR-WH (C), CP [Firelite, System Sensor] [SLC MODULES SENSORS] [*] [#2 SHARED ADDR ¦ SENSORS] AD355 w/B200SR-LF-WH (C), AD355 w/B200SR-WH (C), AD355 w/B210LP (C), AD355 w/B224BI-WH (C), AD355 w/B224RB-WH (C), AD355 w/B501 (C), BEAM355 (C), BEAM355S (C), CP355 w/B200SR-
b6eb8827-821a-47cf-822f-d61205a2cdfc |  |  |  | North | Siemens |  | Cards & Components |  |  |  | Card | TRUE | FS-MB Main Board |  | CARD, Fire Seeker Fire Alarm Control Panel Addressable 252 Inputs Main Board | 1 | [6 empty] | TRUE | [5 empty] | #FFFFFFFF |  |  | FALSE | FALSE | FALSE | [14 empty] | FALSE | [7 empty] | THOR\acont | 2024-10-09 10:48 |  |  | [Siemens] FS-MB Main Board
2fef1880-aed7-42bc-ba2a-d616b8d0ac04 | NFPA 170 HORN STROBE CEILING |  |  | North | Eaton Wheelock |  | Horn/Strobe |  |  |  | Module | TRUE | ELFHSWC-N | + | CEILING SOUNDER STROBE, WHITE, NONE, LOW FREQ | 1 | [6 empty] | TRUE | TRUE |  |  |  |  | #FF0070C0 | FA-NFPA 170 HORN STROBE CEILING | 1 | FALSE | FALSE | FALSE | 2020 | [16 empty] | LF |  |  | DESKTOP-7EIEB7A\acont | 2021-05-13 07:55 | THOR\acont | 2024-09-08 17:27 | Cloned from Eaton Wheelock ELFHSWC-CO | [Eaton Wheelock] [NAC] [24VDC, MAX] ELFHSR, ELFHSR-AL, ELFHSRC (C), ELFHSRC-AL (C), ELFHSRC-CO (C), ELFHSRC-N (C), ELFHSR-CO, ELFHSR-N, ELFHSW, ELFHSW-AL, ELFHSWC (C), ELFHSWC-AL (C), ELFHSWC-CO (C), ELFHSWC-N (C), ELFHSW-CO, ELFHSW-N
5f420263-a9e1-4b91-9274-d6225d9eb184 | NFPA 170 HEAT DETECTOR |  |  | North | Firelite |  | Heat Detector |  |  |  | Module | TRUE | H355HT w/B200SR-LF | + | White, Low-profile 190°F fixed thermal sensor, Low Frequency Sounder Base | 1 | 0.0003 | 0.0065 |  |  |  |  | FALSE | TRUE |  |  |  |  | #FFFF0000 | FA-NFPA 170 HEAT DETECTOR | 1 | FALSE | FALSE | FALSE | 1403 | [13 empty] | FALSE |  |  | 190°¦LF |  |  | DESKTOP-7SAL8M7\acont | 2019-03-28 06:30 | THOR\acont | 2024-09-08 17:27 | 20191121 AC Detector with base | [Firelite, System Sensor] [SLC SENSORS] [*] [#4 TYPE ADDR ¦ SENSORS] AD355 w/B200SR-LF-WH (C), AD355 w/B200SR-WH (C), AD355 w/B210LP (C), AD355 w/B224BI-WH (C), AD355 w/B224RB-WH (C), AD355 w/B501 (C), BEAM355 (C), BEAM355S (C), CP355 w/B200SR-WH (C), CP [Firelite, System Sensor] [AUX POWER] [24VDC, HIGH VOLUME] AD355 w/B200SR-LF-WH (C), H355 w/B200SR-LF (C), H355HT w/B200SR-LF (C), H355R w/B200SR-LF (C), H365 w/B200S-LF-WH (C), H365HT w/B200S-LF-WH (C), H365R w/B200S-LF-WH (C), SD355 w/B200SR-LF (C), SD [Firelite, System Sensor] [SLC MODULES SENSORS] [*] [#2 SHARED ADDR ¦ SENSORS] AD355 w/B200SR-LF-WH (C), AD355 w/B200SR-WH (C), AD355 w/B210LP (C), AD355 w/B224BI-WH (C), AD355 w/B224RB-WH (C), AD355 w/B501 (C), BEAM355 (C), BEAM355S (C), CP355 w/B200SR- [Firelite, System Sensor] [AUX POWER] [*] [16VDC, HIGH VOLUME] AD355 w/B200SR-LF-WH (C), H355 w/B200SR-LF (C), H355HT w/B200SR-LF (C), H355R w/B200SR-LF (C), H365 w/B200S-LF-WH (C), H365HT w/B200S-LF-WH (C), H365R w/B200S-LF-WH (C), SD355 w/B200SR-LF (C)
c53904cf-eba3-41a5-94c8-d62a77ffbcb0 | NFPA 170 FIRE ALARM CONTROL UNIT | RISER FACP |  | North | Autocall |  | Fire Alarm Control Unit |  |  |  | Assembly | TRUE | A2975-9443 | ++ | 4100ES Red 3 Bay Box with Glass Door and Dress Panel - Add Master Controller, Power Supply and other components as required using Assembly Editor | 1 | 0 | 0 |  |  |  |  | TRUE | [5 empty] | #FFFF0000 | FA-NFPA 170 FIRE ALARM CONTROL UNIT | 1 | FALSE | FALSE | FALSE | [9 empty] | 6.2,10,12.7,18,25,33,55 |  |  |  |  | TRUE | [5 empty] | DESKTOP-EUPOT3B\aucon | 2021-12-09 03:28 | THOR\acont | 2024-09-08 17:27 | Cloned from Autocall A2975-9441
9eb35b75-42f3-4bb2-905f-d62d65537db0 |  |  |  | North | Edwards |  | Cards & Components |  |  |  | Card | TRUE | 3-ATPINT-220 |  | Audio Terminal Panel Interface for 230V Systems | 1 | [6 empty] | TRUE | [5 empty] | #FFFFFFFF |  |  | FALSE | FALSE | FALSE | [14 empty] | FALSE | [7 empty] | THOR\acont | 2024-10-09 10:48
11599dc1-c67e-45d0-92c2-d62e76970646 | NFPA 170 CHIME |  |  | North | System Sensor |  | Chime |  |  |  | Module | TRUE | CHSWL | + | Chime Strobe, Wall, White | 1 | 0 | 0.245 |  |  |  |  | FALSE | [5 empty] | #FFFF0000 | FA-NFPA 170 CHIME | 1 | FALSE | FALSE | FALSE | 2012 | [13 empty] | FALSE | [5 empty] | DESKTOP-7EIEB7A\acont | 2021-02-26 13:38 | THOR\acont | 2024-09-08 17:27 | Cloned from System Sensor CHWL | [System Sensor] [NAC] [VFWR, 1 Second Chime, HIGH] CHSRL, CHSWL [System Sensor] [NAC] [VDC, 1 Second Chime, HIGH] CHSRL, CHSWL
72ef7e39-2ef5-49f4-9e25-d63207eedf58 | NFPA 170 SPEAKER CEILING |  |  | North | Siemens |  | Speaker |  |  |  | Module | TRUE | SLSPCW-A | S54329-F65-A2 | SLSPCW-A SPK,CLG,WHT,AGENT | 1 | [7 empty] | TRUE |  |  |  |  | #FF0070C0 | FA-NFPA 170 SPEAKER CEILING | 1 | FALSE | FALSE | FALSE | 2019 | [16 empty] | C |  |  | DESKTOP-7SAL8M7\acont | 2019-08-13 09:04 | THOR\acont | 2024-09-08 17:27 |  | [Siemens] [AUDIO 70.7v] [70V AUDIO] SL2SPSCW-F (C), SLSPCR-A (C), SLSPCR-AL (C), SLSPCR-F (C), SLSPCR-N (C), SLSPCW-A (C), SLSPCW-AL (C), SLSPCW-F (C), SLSPCW-N (C), SLSPSCR-A (C), SLSPSCR-AL (C), SLSPSCR-ALA (C), SLSPSCR-F (C), SLSPSCR-N (C), SLSPSCR-NA [Siemens] [AUDIO 25v] [25V AUDIO] SL2SPSCW-F (C), SLSPCR-A (C), SLSPCR-AL (C), SLSPCR-F (C), SLSPCR-N (C), SLSPCW-A (C), SLSPCW-AL (C), SLSPCW-F (C), SLSPCW-N (C), SLSPSCR-A (C), SLSPSCR-AL (C), SLSPSCR-ALA (C), SLSPSCR-F (C), SLSPSCR-N (C), SLSPSCR-NA (
362bf48b-1b7f-48d4-9613-d63210cd13c9 |  |  |  | North | Simplex |  | Hardware |  |  |  | Hardware | TRUE | 4100-0637 |  | AUDIO BOX TO BOX HARNESS KIT | 1 | [12 empty] | #FFFFFFFF |  |  | FALSE | FALSE | FALSE | [20 empty] | AULAPTOP-PC\Aulaptop | 2019-07-04 04:36 | THOR\acont | 2024-10-09 10:48
fbab778f-b845-45d4-9df7-d6354c892050 | NFPA 170 FLOW DETECTOR |  |  | North | Potter |  | Flow Detector |  |  |  | Module | TRUE | VSR-FE-2 | + | Waterflow Alarm Switch with Electronic Retard | 1 | [6 empty] | FALSE | [5 empty] | #FFFF0000 | FA-NFPA 170 FLOW DETECTOR | 1 | FALSE | FALSE | FALSE |  |  |  | 7770-0328:0001 | [10 empty] | FALSE | [7 empty] | THOR\acont | 2024-09-08 17:27 |  | [Potter] [IDC] 01 OSYSU Series, OSYSU-CRH, OSYSU-EX, OSYSU-EX-O, PCVS Series, PCVS-CRH, PIVS-U-EX, PIVSU-EX-O, PS10 Series, PS10-EX, PS15, PS25, PS40 Series, PS40-EX, RBVS, VSG, VSR Series, VSR-10, VSR-AT, VSR-C, VSR-CF, VSR-FE-2, VSR-FEX Series, VSR-S S [Farenhyt, Generic, N/A, Notifier, Potter, Silent Knight] [AUX POWER] [BELL POWER ++] FURNISHED BY OTHERS, PS10 Series, PS10-EX, VSG, VSR Series, VSR-10, VSR-AT, VSR-C, VSR-CF, VSR-FE-2, VSR-FEX Series, VSR-S Series, VSR-SF, VSR-SFG, VSR-SFT, VSR-SG, VSR
83d1f876-e2fb-499c-9bf0-d639b72be789 | NFPA 170 HORN STROBE CEILING |  |  | North | Autocall |  | Horn/Strobe |  |  |  | Module | TRUE | A49AVH-APPLC | + | Audible/Visible Notification Appliances, Ceiling Mount Multi-High Candela Horn/Strobe, Specify Cover | 1 | 0 | 0 |  |  |  |  | TRUE | TRUE |  |  |  |  | #FF0070C0 | FA-NFPA 170 HORN STROBE CEILING | 1 | FALSE | FALSE | FALSE | 2013 | [16 empty] | C |  |  | DESKTOP-0D6CQVA\lousc | 2019-06-24 17:47 | THOR\acont | 2024-09-08 17:27 | Cloned from AutoCall A49AVH-APPLC w/A49AVC-CWALT | [Autocall, Simplex] [IDNac] [23VDC, STEADY HIGH] 49AVH-APPLC (C), 49AVH-APPLC-BA (C), A49AVH-APPLC (C), A49AVH-APPLC-BA (C)
79a73e1c-d66e-4c0d-a5b8-d63f1b676f0a | NFPA 170 VALVE SUPERVISORY SWITCH |  |  | East | Generic |  | Valve Supervisory Switch |  |  |  | Module | TRUE | VALVE TAMPER SUPERVISORY SWITCH PIV |  |  | 1 | [6 empty] | FALSE | FALSE | PROVIDED BY SPRINKLER CONTRACTOR |  | PROVIDED BY OTHERS |  | #FFFF0000 | FA-NFPA 170 VALVE SUPERVISORY SWITCH | 1 | FALSE | FALSE | FALSE | 916 | [13 empty] | FALSE |  |  | PIV |  |  | AUGUSTXPS17-EUP\aucon | 2023-02-03 10:45 | THOR\acont | 2024-09-08 17:27 | Cloned from Generic VALVE TAMPER SUPERVISORY SWITCH | [Det-Tronics, Generic, Macurco, N/A, STI] [IDC] 01 30-3013, AIR PRESSURE SWITCH, AIR PRESSURE SWITCH HIGH/LOW, BACKFLOW VALVE, CM-12, CONTACT DEVICE, DUCT DETECTOR (C), Fire Suppression Control Unit (FSCU), FURNISHED BY OTHERS, FURNISHED BY OTHERS, FURNI
81005aca-8f20-474f-a322-d64fc4a90a83 | NFPA 170 HORN STROBE CEILING |  |  | North | Monaco Enterprises |  | Horn/Strobe |  |  |  | Module | TRUE | 585-105-00 | F | HORN STROBE:WHITE,T-1,CM,2-WIRE,INDORR,24V,RED FIRE LTR,CLR,15-177 CANDELA | 1 | 0 | 0.071 |  |  |  |  | FALSE | TRUE |  |  |  |  | #FF0070C0 | FA-NFPA 170 HORN STROBE CEILING | 1 | FALSE | FALSE | FALSE | 2013 | [13 empty] | FALSE |  |  | C |  |  | DESKTOP-7SAL8M7\acont | 2020-02-23 12:42 | THOR\acont | 2024-09-08 17:27 | Cloned from System Sensor PC2WL | [Monaco Enterprises] [NAC] [VFWR, TEMPORAL HIGH] 585-099-00 (C), 585-105-00 (C) [Monaco Enterprises] [NAC] [VDC, TEMPORAL HIGH] 585-099-00 (C), 585-105-00 (C)
8d747440-2714-4657-9308-d65040366cb6 |  |  |  | North | System Sensor |  | Hardware |  |  |  | Hardware | TRUE | SBBRL | + | Wall Surface Mount Back Box, Red | 1 | [6 empty] | FALSE | [5 empty] | #FFFFFFFF |  |  | FALSE | FALSE | FALSE | [14 empty] | FALSE | [7 empty] | THOR\acont | 2024-10-09 10:48
2c1e5e88-766e-4c97-8e19-d6557c5c058e |  |  |  | North | Ultra Electronics |  | Cards & Components |  |  |  | Card | TRUE | Encompass 300 watt card | ++ | Encompass 300 watt amplifier card | 1 | [6 empty] | TRUE | [5 empty] | #FFFFFFFF |  |  | FALSE | FALSE | FALSE | [20 empty] | DESKTOP-EUPOT3B\aucon | 2022-01-20 05:31 | THOR\acont | 2024-10-09 10:48 | Cloned from Edwards New Part |  | [Edwards, Gamewell FCI, Ultra Electronics] Encompass 300 watt card
29193593-bfb9-4a86-a641-d65b594bb8d4 |  |  |  | North | Kingfisher |  | Cards & Components |  |  |  | Card | TRUE | 99952-H-1 Main Board | + | Main Board | 1 | 0 | 0 |  |  |  |  | TRUE | [5 empty] | #FFFFFFFF |  |  | FALSE | FALSE | FALSE | [20 empty] | DESKTOP-7EIEB7A\acont | 2021-12-23 10:57 | THOR\acont | 2024-10-09 10:48 | Cloned from Kingfisher 99952-L-1 Main Board | [Kingfisher] [IDC] 01 [TROUBLE] 97953 Main Board, 99952-H-1 Main Board, 99952-L-1 Main Board | [Kingfisher] 97953 Main Board, 99952-H-1 Main Board, 99952-L-1 Main Board
e00dd606-e6b7-45a1-a723-d660cf35c8d4 | NFPA 170 FIRE ALARM CONTROL UNIT | RISER FACP |  | North | Monaco Enterprises |  | Fire Alarm Control Unit |  |  |  | Assembly | TRUE | 227-956-xx |  | MAAP-X point reporting, addressable, fire alarm control, mass notification, voice evacuation panel, integrated radio transceiver—single comm: One AAC II backplane for ADCs/SOCs One ADC supporting 198 addressable devices One SOC, 25 VAC RMS, 32W audio output NEMA 1 surface-mount red enclosure43" H x 18" W x 3.6" D Two 12V/18 Ah batteries | 1 | [12 empty] | #FFFF0000 | FA-NFPA 170 FIRE ALARM CONTROL UNIT | 1 | FALSE | FALSE | FALSE | 202 | [13 empty] | TRUE | [5 empty] | AULAPTOP-PC\Aulaptop | 2019-04-20 03:50 | THOR\acont | 2024-09-08 17:27
a3b93a9f-2151-440c-ae0a-d662fdcb5091 |  |  |  | North | Potter | [5 empty] | Module | TRUE | DPS-50 |  | Differential Pressure Switch | 1 | [6 empty] | FALSE | [5 empty] | #FFFFFFFF |  |  | FALSE | FALSE | FALSE | [14 empty] | FALSE | [7 empty] | THOR\acont | 2024-10-09 10:48
504951eb-7114-45ce-bfa5-d66687df2b0a |  |  |  | North | Potter |  | Cards & Components |  |  |  | Card | TRUE | EVX-50E | + | 50W Voice Evacuation Module | 1 | 0.13 | 3.2 |  |  |  |  | TRUE | [5 empty] | #FFFFFFFF |  |  | FALSE | FALSE | FALSE | [20 empty] | DESKTOP-7SAL8M7\acont | 2020-11-03 16:19 | THOR\acont | 2024-10-09 10:48 | Cloned from Hochiki EVX-50E-H
148e5753-c4b7-4378-abdf-d66b168e2e88 |  |  |  | North | Edwards |  | Hardware |  |  |  | Hardware | TRUE | 439-6GR |  | Full Cast Grid for 6" Bell, Red | 1 | [6 empty] | FALSE | [5 empty] | #FFFFFFFF |  |  | FALSE | FALSE | FALSE | [14 empty] | FALSE | [7 empty] | THOR\acont | 2024-10-09 10:48
4bb17a4f-5be5-41a1-bfa6-d66d67b159be | NFPA 170 FIRE ALARM CONTROL UNIT | RISER FACP |  | North | Edwards |  | Fire Alarm Control Unit |  |  |  | Assembly | TRUE | FSP1004RD |  | FACP - 10 Cl 'B' IDCs, 4 Cl 'B' NACs, LCD & Dialer, 120V, Red | 1 | [6 empty] | FALSE | [5 empty] | #FFFF0000 | FA-NFPA 170 FIRE ALARM CONTROL UNIT | 1 | FALSE | FALSE | FALSE | 202 | [8 empty] | 7,12,18 |  |  |  |  | TRUE | [7 empty] | THOR\acont | 2024-09-08 17:27
3b0d8a61-cabe-4f8f-a9df-d671440a8253 |  |  |  | North | Edwards |  | Cards & Components |  |  |  | Card | TRUE | QS8-CPU-2-PG |  | OBSOLETE - CPU/Display with 2 Annunciator Option Space, Portuguese | 1 | [6 empty] | TRUE | [5 empty] | #FFFFFFFF |  |  | FALSE | FALSE | FALSE | [14 empty] | FALSE | [7 empty] | THOR\acont | 2024-10-09 10:48
64378bf9-7953-4eab-afac-d6714d4050f5 | NFPA 170 SPEAKER STROBE |  |  | North | Monaco Enterprises |  | Speaker/Strobe |  |  |  | Module | TRUE | 580-117-01 |  | Speaker Strobe LED for Hazardous Locations, 24 VDC, 70 Vrms, 15W speaker, 96 dBA, 175 cd, Blue Lens | 1 | [6 empty] | FALSE | [5 empty] | #FF0070C0 | FA-NFPA 170 SPEAKER STROBE | 1 | FALSE | FALSE | FALSE | 2021 | [13 empty] | FALSE | [5 empty] | DESKTOP-7EIEB7A\acont | 2022-05-05 12:16 | THOR\acont | 2024-09-08 17:27 | Cloned from Federal Signal SPHX | [Monaco Enterprises] [AUDIO 70.7v] [70V AUDIO] 580-117-01, 580-117-02 [Monaco Enterprises] [NAC] [24VDC] 580-117-01, 580-117-02
18bc4d3a-dcee-45c9-861c-d675152f30eb | NFPA 170 SPEAKER WALL |  |  | North | Kidde |  | Speaker |  |  |  | Module | TRUE | INT-8A-RS70WA |  | 70V Re-ent Speaker, white, no markings, 88 cd, amber | 1 | [6 empty] | FALSE | [5 empty] | #FF0070C0 | FA-NFPA 170 SPEAKER WALL | 1 | FALSE | FALSE | FALSE | 2021 | [13 empty] | FALSE | [5 empty] | AUGUSTALIEN\aucon | 2024-05-21 15:56 | THOR\acont | 2024-10-09 10:48 | Cloned from Edwards 757-8A-RS70WA | [Edwards, Kidde] [AUDIO 70.7v] [70V AUDIO] 757-1A-R70, 757-1A-R70W, 757-3A-RS70, 757-3A-RS70W, 757-7A-RS70, 757-7A-RS70W, 757-7A-RS70WA, 757-7A-SS70, 757-7A-SS70W, 757-8A-RS70, 757-8A-RS70W, 757-8A-RS70WA, INT-3A-RS70, INT-3A-RS70W, INT-7A-RS70, INT-7A-R
0c4cc1c7-d6c2-4c7e-a2e3-d67a35fbaa01 |  |  |  | North | Edwards |  | Cards & Components |  |  |  | Card | TRUE | EVBLED |  | Back Lit Graphic LED - Blue for EV series graphics | 1 | [6 empty] | TRUE | [5 empty] | #FFFFFFFF |  |  | FALSE | FALSE | FALSE | [14 empty] | FALSE | [7 empty] | THOR\acont | 2024-10-09 10:48
77af9c43-0e7b-40af-a706-d680a612877d | NFPA 170 SPEAKER STROBE CEILING |  |  | North | Edwards |  | Speaker/Strobe |  |  |  | Module | TRUE | GCHFRF-S7VMCH |  | 70V Ceiling Speaker/Strobe,red, 95, 115, 150, 177 cd, FIRE | 1 | 0 | 0.342 |  |  |  |  | FALSE | TRUE |  |  |  |  | #FF0070C0 | FA-NFPA 170 SPEAKER STROBE CEILING | 1 | FALSE | FALSE | FALSE | 2020 | [13 empty] | FALSE |  |  | C |  |  |  |  | THOR\acont | 2024-09-08 17:27 |  | [Edwards, Kidde] [NAC] [24 VDC] EGCF-S2VMH (C), EGCF-VMH (C), GCF-S2VMH (C), GCF-S7VMH (C), GCF-VMH (C), GCHFRF-S2VMCH (C), GCHFRF-S7VMCH (C), GCHFRN-S2VMCH (C), GCHFRN-S7VMCH (C), GCHFWA-S2VMAH (C), GCHFWA-S2VMCH (C), GCHFWA-S7VMAH (C), GCHFWA-S7VMCH (C [Edwards, Kidde] [NAC] [16 VDC] EGCF-S2VMH (C), EGCF-VMH (C), GCF-S2VMH (C), GCF-S7VMH (C), GCF-VMH (C), GCHFRF-S2VMCH (C), GCHFRF-S7VMCH (C), GCHFRN-S2VMCH (C), GCHFRN-S7VMCH (C), GCHFWA-S2VMAH (C), GCHFWA-S2VMCH (C), GCHFWA-S7VMAH (C), GCHFWA-S7VMCH (C [Edwards, Kidde] [AUDIO 70.7v] [70V AUDIO] G4F-S7, G4F-S7V1575, G4F-S7VM, G4HFRF-S7, G4HFRF-S7VMC, G4HFRN-S7, G4HFRN-S7VMC, G4HFWA-S7, G4HFWA-S7VMA, G4HFWA-S7VMC, G4HFWF-S7, G4HFWF-S7VMC, G4HFWN-S7, G4HFWN-S7VMA, G4HFWN-S7VMB, G4HFWN-S7VMC, G4RF-S7, G4RF
3ef52a43-76b1-4a86-b458-d6818bbc0c84 |  |  |  | North | Potter | [5 empty] | Module | TRUE | ESZ Series |  | Piezo Alert | 1 | [6 empty] | FALSE | [5 empty] | #FFFFFFFF |  |  | FALSE | FALSE | FALSE | [14 empty] | FALSE | [7 empty] | THOR\acont | 2024-10-09 10:48
c5cccf3b-a950-433a-8d7e-d6877b2ba9f6 |  |  |  | North | Simplex |  | Hardware |  |  |  | Hardware | TRUE | 4100-0636 |  | BOX TO BOX HARNESS KIT | 1 | [12 empty] | #FFFFFFFF |  |  | FALSE | FALSE | FALSE | [20 empty] | AULAPTOP-PC\Aulaptop | 2019-07-04 04:36 | THOR\acont | 2024-10-09 10:48
e740c6fc-5945-4445-aa3e-d68f77586c04 | NFPA 170 HORN STROBE CEILING |  |  | North | Siemens |  | Horn/Strobe |  |  |  | Module | TRUE | SLHSCR-AL | S54329-F33-A1 | SLHSCR-AL HRN/ST,CLG,RED,ALERT | 1 | [7 empty] | TRUE |  |  |  |  | #FF0070C0 | FA-NFPA 170 HORN STROBE CEILING | 1 | FALSE | FALSE | FALSE | 2013 | [16 empty] | C |  |  | DESKTOP-7SAL8M7\acont | 2019-08-13 09:04 | THOR\acont | 2024-09-08 17:27 | B,T | [Siemens] [NAC] [24 VDC, HIGH DB, CODE 3] SLHSCR-A (C), SLHSCR-AL (C), SLHSCR-F (C), SLHSCR-FB (C), SLHSCR-N (C), SLHSCW-A (C), SLHSCW-AL (C), SLHSCW-F (C), SLHSCW-FB (C), SLHSCW-N (C)
f138a36c-404d-44d3-8fd8-d69cda007097 |  |  |  | North | Silent Knight |  | Cards & Components |  |  |  | Card | TRUE | 5815XL | ++ | SLC Loop Expander | 1 | 0.055 | 0.125 |  |  |  |  | TRUE |  |  |  | 4.2” H (10.7 cm): 4.8” W (12.2 cm) |  | #FFFFFFFF |  |  | FALSE | FALSE | FALSE | [14 empty] | FALSE | [5 empty] | DESKTOP-7EIEB7A\acont | 2023-02-24 11:59 | THOR\acont | 2024-10-09 10:48 | Cloned from Silent Knight 5815XL SD PROTOCOL | [Silent Knight] [SBUS] [*] [SBUS ++] 5635R, 5635W, 5815XL, 5860, 5860R, 5865-3, 5865-4, 6815, 6855, 6860, EVS-LOC, EVS-RCU, RA-100, RA-1000, RA-1000R, RA-2000, SK-5210, SK-5217 | [Farenhyt, Silent Knight] 5815XL, 5815XL w/RMK5815, 6815, 6815 w/RMK5815
641a12f6-bc28-478c-84b2-d69e88da3e6c |  |  |  | North | Notifier |  | Cards & Components |  |  |  | Card | TRUE | LEM-320 | + | Loop Expander Module, Provides Even Numbered SLC Loops | 1 | 0.1 | 0.1 |  |  |  |  | TRUE | FALSE | SURFACE |  | PROVIDED ("WX"HX"D) | N/A | #FFFFFFFF |  |  | FALSE | FALSE | FALSE |  |  |  | 7165-0028:0224 | [10 empty] | FALSE | [7 empty] | THOR\acont | 2024-10-09 10:48 |  |  | [Notifier] LEM-320
e3e435af-2c24-48af-bae7-d6a10e7a489b |  |  |  | North | Bosch | [5 empty] | Module | TRUE | NUC-52051-F0 | * | Camera Dome & Day/Night Network Camera, Flexidome 5000 Series, Indoor, Panoramic, 360 Degree Lens, 5 Megapi | 1 | [12 empty] | #FFFFFFFF |  |  | FALSE | FALSE | FALSE | [20 empty] | DESKTOP-7EIEB7A\acont | 2021-08-13 06:25 | THOR\acont | 2024-10-09 10:48
c2c3dbac-8988-4326-a7fd-d6a5a97da68c |  |  |  | North | Potter |  | Hardware |  |  |  | Hardware | TRUE | BVS |  | Ball Valve with Supervisory Switch | 1 | [6 empty] | FALSE | [5 empty] | #FFFFFFFF |  |  | FALSE | FALSE | FALSE | [14 empty] | FALSE | [7 empty] | THOR\acont | 2024-10-09 10:48
1430ab88-ec23-4570-8acb-d6a835b7fc89 |  |  |  | North | Potter |  | Hardware |  |  |  | Hardware | TRUE | P2 Series |  | High Security Contact | 1 | [6 empty] | FALSE | [5 empty] | #FFFFFFFF |  |  | FALSE | FALSE | FALSE | [14 empty] | FALSE | [7 empty] | THOR\acont | 2024-10-09 10:48
79499646-8c6a-410c-9f0a-d6aa76758f18 | NFPA 170 HEAT CO DETECTOR |  |  | North | Kidde |  | Heat/CO Detector |  |  |  | Module | TRUE | KIR-HCD w/KI-RB BASE | ++ | Multisensor Heat, and CO Detector | 1 | 3.2e-05 | 3.2e-05 |  |  |  |  | FALSE | [5 empty] | #FFFF0000 | FA-NFPA 170 HEAT CO DETECTOR | 1 | FALSE | FALSE | FALSE | 1403 | [13 empty] | FALSE | [5 empty] | DESKTOP-7EIEB7A\acont | 2023-05-24 19:35 | THOR\acont | 2024-09-08 17:27 | Cloned from Kidde KI-HCD w/KI-RB BASE | [Edwards, Kidde] [SLC EST SENSORS] 01 [*] [EST3, iO1000] DS-HFS (C), DS-PS (C), FX-HD w/IB4U BASE, FX-HD w/RB4U BASE, FX-HD w/SB4U BASE, FX-HD w/SB4U-LF BASE, FX-HD wB4U BASE, FX-PD w/B4U BASE (C), FX-PD w/IB4U BASE (C), FX-PD w/SB4U BASE (C), FX-PD w/SB [Edwards, Kidde] [SLC EST MODULES/SENSORS] 01 [*] [iO64] DS-HFS (C), DS-PS (C), FX-HD w/IB4U BASE, FX-HD w/RB4U BASE, FX-HD w/SB4U BASE, FX-HD w/SB4U-LF BASE, FX-HD wB4U BASE, FX-PD w/B4U BASE (C), FX-PD w/IB4U BASE (C), FX-PD w/SB4U BASE (C), FX-PD w/SB [Kidde] [SLC EST SENSORS] [*] [#4 TYPE ADDR ¦ SENSORS] DS-HFS (C), DS-PS (C), FX-HD w/IB4U BASE, FX-HD w/RB4U BASE, FX-HD w/SB4U BASE, FX-HD w/SB4U-LF BASE, FX-HD wB4U BASE, FX-PD w/B4U BASE (C), FX-PD w/IB4U BASE (C), FX-PD w/SB4U BASE (C), FX-PD w/SB4U [Kidde] [SLC EST MODULES SENSORS] [*] [#2 SHARED ADDR ¦ SENSORS] DS-HFS (C), DS-PS (C), FX-HD w/IB4U BASE, FX-HD w/RB4U BASE, FX-HD w/SB4U BASE, FX-HD w/SB4U-LF BASE, FX-HD wB4U BASE, FX-PD w/B4U BASE (C), FX-PD w/IB4U BASE (C), FX-PD w/SB4U BASE (C), FX
f163ff99-ec13-448c-be41-d6ab0b4fdd03 | NFPA 170 SMOKE DETECTOR |  |  | North | Hochiki |  | Smoke Detector |  |  |  | Module | TRUE | SOC-24V w/HSC-220R - 2 WIRE RELAY BASE | SOC-24V w/HSC-220R - 2 WIRE RELAY BASE | PHOTOELECTRIC SMOKE DETECTOR w/ 2 WIRE RELAY BASE | 1 |  | 0.238 |  |  |  |  | TRUE | TRUE |  | *Refer to Install Sheet |  |  | #FFFF0000 | FA-NFPA 170 SMOKE DETECTOR | 1 | FALSE | FALSE | FALSE | 1408 | [16 empty] | R |  |  | DESKTOP-0D6CQVA\lousc | 2019-10-06 17:32 | THOR\acont | 2024-09-08 17:27 | from Hochiki SOC-24V w/HSC-224R - 2 WIRE RELAY BASE | [Hochiki] [IDC] 02 [IDC] SLR-24H w/HSC-220L LATCHING LED BASE (C), SLR-24H w/HSC-220R - 2 WIRE RELAY BASE (C), SLR-24H w/HSC-221L LATCHING LED BASE (C), SLR-24H w/HSC-221R - 2 WIRE RELAY BASE (C), SLR-24H w/HSC-224L LATCHING LED BASE (C), SLR-24H w/HSC-2
99453b43-2839-44a5-a1cf-d6ae03e6d878 |  |  |  | North | Edwards |  | Cards & Components |  |  |  | Card | TRUE | XAL127 |  | Expansion Analog Loop, 127pt | 1 | [6 empty] | TRUE | [5 empty] | #FFFFFFFF |  |  | FALSE | FALSE | FALSE | [14 empty] | FALSE | [7 empty] | THOR\acont | 2024-10-09 10:48
0bb62d38-7a79-4515-9b17-d6b1cf7a0ecb | NFPA 170 SPEAKER STROBE CEILING |  |  | North | Potter |  | Speaker/Strobe |  |  |  | Module | TRUE | CSPKSTR-24GW |  | Plain Green Speaker/Strobe, Ceiling, White | 1 | 0 | 0.36 |  |  |  |  | FALSE | TRUE |  |  |  |  | #FF0070C0 | FA-NFPA 170 SPEAKER STROBE CEILING | 1 | FALSE | FALSE | FALSE | 2020 |  |  | 7320-0328:0206 | [10 empty] | FALSE |  |  | C |  |  |  |  | THOR\acont | 2024-09-08 17:27 |  | [Potter] [NAC] [UL MAX] CSPKSTR-24GR (C), CSPKSTR-24GW (C), WCSPKSTR-24GR, WCSPKSTR-24GW [Gentex, Hochiki, Potter] [AUDIO 70.7v] [70V AUDIO] CSPKSTR-24AR (C), CSPKSTR-24AW (C), CSPKSTR-24BR (C), CSPKSTR-24BW (C), CSPKSTR-24GR (C), CSPKSTR-24GW (C), CSPKSTR-24RR (C), CSPKSTR-24RW (C), FASPKR-R (C), FASPKR-W (C), FASPKR-WR, FASPKR-WW, FASPK-WP [Gentex, Hochiki, Potter] [AUDIO 25v] [25V AUDIO] CSPKSTR-24AR (C), CSPKSTR-24AW (C), CSPKSTR-24BR (C), CSPKSTR-24BW (C), CSPKSTR-24GR (C), CSPKSTR-24GW (C), CSPKSTR-24RR (C), CSPKSTR-24RW (C), FASPKR-R (C), FASPKR-W (C), FASPKR-WR, FASPKR-WW, FASPK-WPR,
46a44494-5cf7-4864-bc7e-d6b323515669 |  |  |  | North | GRI PRODUCTS | Security/Access Control |  |  |  |  | Module | TRUE | 4462 |  |  | 1 | [12 empty] | #FFFFFFFF |  |  | FALSE | FALSE | FALSE | [20 empty] | THOR\acont | 2024-03-12 21:43 | THOR\acont | 2024-10-09 10:48
b4abb92c-8011-48e8-a412-d6b9dcc84613 | NFPA 170 STROBE CEILING |  |  | North | Simplex |  | Strobe |  |  |  | Module | TRUE | 49VOH-APPLC-O | + | Visible Only Notification Appliances, Weatherproof Ceiling Mount Multi-Candela Horn/Strobe, Specify Cover | 1 | 0 | 0 |  |  |  |  | TRUE | TRUE |  |  |  |  | #FF0070C0 | FA-NFPA 170 STROBE CEILING | 1 | FALSE | FALSE | FALSE | 2013 | [16 empty] | C, WP |  |  | DESKTOP-7EIEB7A\acont | 2022-02-21 13:58 | THOR\acont | 2024-09-08 17:27 | Cloned from Simplex 49AVH-APPLC-O | [Autocall, Simplex] [IDNac] [23VDC] 49SVH-APPLC-O (C), 49SVH-APPLC-O-BA (C), 49VOH-APPLC-O (C), 49VOH-APPLC-O-BA (C), A49SVH-APPLC-O (C), A49SVH-APPLC-O-BA (C), A49VOH-APPLC-O (C), A49VOH-APPLC-O-BA (C)
2fc1b255-2db9-462f-9b45-d6ba94f76351 |  |  |  | North | Fike |  | Cards & Components |  |  |  | Card | TRUE | 10-2474 | ++ | Supplemental Power Supply | 1 | 0.004 | 0.04 | 6 |  |  |  | TRUE |  |  |  | 4.5” x 5.5” x 2” (LxWxD) (11.43cm x 13.97cm x 5.08cm) |  | #FFFFFFFF |  |  | FALSE | FALSE | FALSE | [9 empty] | 7,12,18,26,33,55,75 |  |  |  |  | FALSE | [5 empty] | AULAPTOP-PC\Aulaptop | 2019-07-06 06:59 | THOR\acont | 2024-10-09 10:48 | Cloned from Fike XXXX CLONED CLONED |  | [Fike] 10-2474
93436aeb-8c8d-47e9-8741-d6bc0211019d | NFPA 170 CELL COMM | RISER CELL COMM |  | North | Honeywell |  | Cellular Communicator |  |  |  | Module | TRUE | LTE-IA | ++ | Multi-path IP and Cellular Technologies, VISTA ECP, AT&T | 1 | 0.319 | 0.38 |  |  | 12 |  | FALSE |  |  |  | 8.4" x 8.0" x 1.5" (21.3cm x 20.3cm x 3.8cm) |  | #FFFF0000 | FA-NFPA 170 CELL COMM | 1 | FALSE | FALSE | FALSE | 250 | [13 empty] | FALSE | [5 empty] | DESKTOP-7EIEB7A\acont | 2021-09-29 14:36 | THOR\acont | 2024-09-08 17:27 | Cloned from Honeywell LTE-CFA | [DSC, Honeywell, Rath Area of Refuge] [DACT] [#2 DACT] 2100-LTEVER4-2, 3G4010, HW-AV-LTE-M, HW-TG7FE-A, HW-TG7FE-V, HW-TG7FS-A, HW-TG7FS-V, LE4010, LTE-CFA, LTE-CFV, LTE-HSV, LTE-IA, LTE-IV [DSC, Honeywell, Rath Area of Refuge] [DACT] [#1 DACT] 2100-LTEVER4-2, 3G4010, HW-AV-LTE-M, HW-TG7FE-A, HW-TG7FE-V, HW-TG7FS-A, HW-TG7FS-V, LE4010, LTE-CFA, LTE-CFV, LTE-HSV, LTE-IA, LTE-IV
245be00b-1c0d-4e49-a81d-d6bd05dc401e | NFPA 170 AMPLIFIER RACK | RISER AMP |  | North | Hochiki |  | Amplifier |  |  |  | Assembly | TRUE | FNVDPS50/P (70V) | + | Distributed Panel, Single Channel, 50W, Fire Phone | 1 | [6 empty] | FALSE |  |  | *Refer to Install Sheet |  |  | #FFFF0000 | FA-NFPA 170 AMPLIFIER RACK | 1 | FALSE | FALSE | FALSE | 300 | [8 empty] | 7,12,18 |  |  |  | 50 | TRUE | [5 empty] | DESKTOP-7SAL8M7\acont | 2019-11-04 16:25 | THOR\acont | 2024-09-08 17:27
5d7d41fd-8eed-402b-a236-d6c18b9635b9 | NFPA 170 FIRE PHONE |  |  | North | Edwards |  | Fire Phone |  |  |  | Module | TRUE | 6830-NY-F4 |  | 4 State Remote Telephone Warden Station, Armored Cord, Flush | 1 | [6 empty] | FALSE | [5 empty] | #FFFF0000 | FA-NFPA 170 FIRE PHONE | 1 | FALSE | FALSE | FALSE | [14 empty] | FALSE | [7 empty] | THOR\acont | 2024-09-08 17:27 |  | [Edwards, Gamewell FCI, MIRCOM, Silent Knight] [FFT] [FFT] 6700-0061, 6830-3, 6830-4, 6830-5A-4, 6830-6A-4, 6830-NY-F4, 6830-NY-S4, 6833-4, FFT-FPJ, FPJ, FT-300A
25f12ee6-810f-4dd3-9121-d6c264bdc118 | DETECTOR_MULTI CRITERIA |  |  | North | Notifier |  | Multi Criteria Detector |  |  |  | Module | TRUE | FCP-951 w/B200S-WH |  | multi-criteria photo/CO detector with sounder base, white | 1 | [6 empty] | TRUE | [5 empty] | #FFFF0000 | FA-DETECTOR_MULTI CRITERIA | 1 | FALSE | FALSE | FALSE | [20 empty] | AULAPTOP-PC\Aulaptop | 2020-03-25 06:25 | THOR\acont | 2024-09-08 17:27 | 20200325 | [Notifier] [AUX POWER] FCP-951 w/B200S-WH, FSP-951 w/B200S-WH [Notifier, System Sensor] [AUX POWER] 2251-COPTIR w/B200S-WH (C), B200S, B200SR, B200S-WH, B210LP, FCO-851 w/B200S (C), FCO-951 w/B200S-WH (C), FCP-951 w/B200S-WH, FPC-951 w/B200S-IV (C), FPC-951 w/B200S-WH (C), FPTI-951 w/B200S-IV (C), FPTI-951 w/B200S- [Honeywell, Notifier, System Sensor] [SLC SENSORS] [*] [#4 TYPE ADDR ¦ SENSORS] 2251B (C), 2251-COPTIR (C), 2251-COPTIR w/B200S-WH (C), 2251TB (C), 2251TMB (C), 5251B (C), 5251B-WP (C), 5251H (C), 5251RB (C), 5251RB-WP (C), 7251 (C), 7251DH (C), DH200LP [Honeywell, Notifier, System Sensor] [SLC MODULES SENSORS] [*] [#2 SHARED ADDR ¦ SENSORS] 2251B (C), 2251-COPTIR (C), 2251-COPTIR w/B200S-WH (C), 2251TB (C), 2251TMB (C), 5251B (C), 5251B-WP (C), 5251H (C), 5251RB (C), 5251RB-WP (C), 7251 (C), 7251DH (C)
654886ea-c7d1-4176-9e2f-d6c370eb98d5 |  |  |  | North | Siemens | [5 empty] | Module | TRUE | SDH-6A | 500-614190 | 120VAC FLR MTG DOUB DOOR | 1 | [12 empty] | #FFFFFFFF |  |  | FALSE | FALSE | FALSE | [20 empty] | DESKTOP-7SAL8M7\acont | 2019-08-13 09:04 | THOR\acont | 2024-10-09 10:48
eed105af-42e7-45c1-9261-d6c830cff0b1 | NFPA 170 HEAT DETECTOR |  |  | North | Hochiki |  | Heat Detector |  |  |  | Module | TRUE | DCD-135 w/HSC-4R - 4 WIRE RELAY BASE | DCD-135 w/HSC-4R - 4 WIRE RELAY BASE | HEAT DETECTOR w/ 4 WIRE RELAY BASE | 1 |  | 0.193 |  |  |  |  | TRUE | TRUE |  | *Refer to Install Sheet |  |  | #FFFF0000 | FA-NFPA 170 HEAT DETECTOR | 1 | FALSE | FALSE | FALSE | 1403 | [16 empty] | R |  |  | DESKTOP-0D6CQVA\lousc | 2019-10-12 07:39 | THOR\acont | 2024-09-08 17:27 | from Hochiki DCD-135 w/HSC-4R - 4 WIRE RELAY BASE | [Hochiki] [IDC] 01 [IDC] DCD-135 w/HSC-220L LATCHING LED BASE (C), DCD-135 w/HSC-220R - 2 WIRE RELAY BASE (C), DCD-135 w/HSC-221L LATCHING LED BASE (C), DCD-135 w/HSC-221R - 2 WIRE RELAY BASE (C), DCD-135 w/HSC-224L LATCHING LED BASE (C), DCD-135 w
66b221d6-2cae-4eec-b7d8-d6d88d8b2cda | NFPA 170 SMOKE DETECTOR |  |  | North | Harrington |  | Smoke Detector |  |  |  | Module | TRUE | IS802 |  | Photo Smoke Detector w/IS804 4“ Mounting Base | 1 | 0.0004 | 0.0034 |  |  |  |  | FALSE | TRUE |  |  |  |  | #FFFF0000 | FA-NFPA 170 SMOKE DETECTOR | 1 | FALSE | FALSE | FALSE | 1408 | [13 empty] | FALSE | [7 empty] | THOR\acont | 2024-09-08 17:27 | 20191121 AC Detector without base | [Harrington] [SLC ISPY] 02 [*] IS802 (C), SL-DAA-N (C), SL-DAA-P (C)
88b101eb-9f4f-4c11-848b-d6d9c11716af | NFPA 170 HEAT DETECTOR |  |  | North | Autocall |  | Heat Detector |  |  |  | Module | TRUE | A4098-9615E w/A4098-9788E | + | Electronic Heat Detector 2-Wire 200° F (57° C), High Humidity | 1 | 0.0001 | 0.086 |  |  |  |  | TRUE | TRUE |  |  |  |  | #FFFF0000 | FA-NFPA 170 HEAT DETECTOR | 1 | FALSE | FALSE | FALSE | 1403 | [16 empty] | 200 |  |  | THOR\acont | 2024-02-22 15:56 | THOR\acont | 2024-09-08 17:27 | Cloned from Autocall A4098-9614E w/A4098-9788E | [Autocall, Simplex] [IDC] 02 [*] 4090-9008, 4098-9612E w/4098-9683E (C), 4098-9612E w/4098-9684E (C), 4098-9612E w/4098-9788E (C), 4098-9613E w/4098-9683E (C), 4098-9613E w/4098-9684E (C), 4098-9613E w/4098-9788E (C), 4098-9614E w/4098-9683E (C), 4098-96 | [Autocall, Simplex] 4098-9612 w/4098-9682, 4098-9612E w/4098-9682E, 4098-9612E w/4098-9683E, 4098-9612E w/4098-9684E, 4098-9612E w/4098-9788E, 4098-9613 w/4098-9682, 4098-9613E w/4098-9682E, 4098-9613E w/4098-9683E, 4098-9613E w/4098-9684E, 4098-9613E w/4
80eaca2a-b4e9-4ca2-bf6b-d6daca687845 |  |  |  | North | Edwards |  | Hardware |  |  |  | Hardware | TRUE | 4-FIL | + | Blank Filler Plate | 1 | [12 empty] | #FFFFFFFF |  |  | FALSE | FALSE | FALSE | [20 empty] | DESKTOP-7SAL8M7\acont | 2019-12-13 12:52 | THOR\acont | 2024-10-09 10:48
498feb00-0b1a-4b41-92b0-d6dca7ac0e44 |  |  |  | North | Siemens | [5 empty] | Module | TRUE | 40/40M-222SF | S54430-F67-A1 | HYD FLM DET WO2 85C 3/4" SS FM | 1 | [12 empty] | #FFFFFFFF |  |  | FALSE | FALSE | FALSE | [20 empty] | DESKTOP-7SAL8M7\acont | 2019-08-13 09:04 | THOR\acont | 2024-10-09 10:48
f7614a98-dd5e-4977-a64f-d6e0a1cb5f9f | NFPA 170 HORN STROBE CEILING |  |  | North | Autocall |  | Horn/Strobe |  |  |  | Module | TRUE | A4906-9228 |  | Multi-Candela Addressable Horn Strobe; Ceiling Mount, Red | 1 | 0 | 0 |  |  |  |  | TRUE | TRUE |  |  |  |  | #FF0070C0 | FA-NFPA 170 HORN STROBE CEILING | 1 | FALSE | FALSE | FALSE | 2022 | [16 empty] | C |  |  | AUGUSTALIEN\aucon | 2022-02-21 11:33 | THOR\acont | 2024-09-08 17:27 | Cloned from Autocall A4906-9202 | [Autocall] [IDNac] A4906-9228 (C), A4906-9230 (C)
54a97754-c1ec-4868-a47c-d6e1a9ed9221 | NFPA 170 STROBE WALL |  |  | North | Kidde |  | Strobe |  |  |  | Module | TRUE | WGVRN | ++ | Outdoor rated strobe, red, none | 1 | [6 empty] | FALSE | [5 empty] | #FF0070C0 | FA-NFPA 170 STROBE WALL | 1 | FALSE | FALSE | FALSE | 2023 | [13 empty] | FALSE |  |  | WP |  |  | THOR\acont | 2024-12-19 13:51 | THOR\acont | 2024-12-19 13:57 | Cloned from Edwards WGVRN | [Edwards, Kidde] [NAC] [VDC] WGSVRA, WGSVRF, WGSVRF-FR, WGSVRF-SP, WGSVRN, WGSVWA, WGSVWF, WGSVWF-FR, WGSVWF-SP, WGSVWN, WGVRA, WGVRF, WGVRF-FR, WGVRF-SP, WGVRN, WGVWA, WGVWF, WGVWF-FR, WGVWF-SP, WGVWN
5579ab64-a494-41ca-bebb-d6e1d298d35a | NFPA 170 DUCT SMOKE DETECTOR |  |  | North | Advanced |  | Duct Smoke Detector |  |  |  | Module | TRUE | AX-SL-DAA-P | ++ | INTELLIGENT DUCT DETECTOR PHOTOELECTRIC 2 WIRE | 1 | 0.00085 | 0.035 |  |  |  |  | TRUE | [5 empty] | #FFFF0000 | FA-NFPA 170 DUCT SMOKE DETECTOR | 1 | FALSE | FALSE | FALSE | [20 empty] | AUGUSTXPS17-EUP\aucon | 2022-07-13 14:28 | THOR\acont | 2024-09-08 17:27 | Cloned from New Part CLONED CLONED CLONED CLONED | [Advanced, Apollo] [SLC APOLLO MODULES SENSORS] [*] [#2 SHARED ADDR ¦ SENSORS] SA5150-650ADV w/SA5000-230ADV (C), SA5150-750ADV w/SA5000-210ADV (C), 45681-800 (C), 45681-805 (C), 55000-450 w/45681-210UL (C), 55000-450 w/45681-225APO (C), 55000-450 w/ [Advanced] [SLC APOLLO MODULES/SENSORS] [*] [#1] 55000-805ADV, 55000-806ADV, 55000-820ADV (C), 55000-830ADV, 55000-831ADV, 55000-863ADV, 58000-450ADV (C), 58000-650ADV (C), AX-SL-DAA-P
98e666d8-af8c-40cd-8303-d6e3884618c5 |  |  |  | North | Bosch | [5 empty] | Module | TRUE | NDA-U-PMTG-RO | * | ***(Ross)PIPE MOUNT GANG BOX | 1 | [12 empty] | #FFFFFFFF |  |  | FALSE | FALSE | FALSE | [20 empty] | DESKTOP-7EIEB7A\acont | 2021-08-13 06:25 | THOR\acont | 2024-10-09 10:48
390ff479-5798-4ac6-bfd2-d6e49a8412b6 | NFPA 170 HEAT DETECTOR |  |  | North | Potter |  | Heat Detector |  |  |  | Module | TRUE | PAD100-HD w/PAD100-RB | + | Heat Detector with 6" Base with One Form-C Relay Contact | 1 | 0.0005 | 0.0005 |  |  |  |  | FALSE | [5 empty] | #FFFF0000 | FA-NFPA 170 HEAT DETECTOR | 1 | FALSE | FALSE | FALSE | 1403 | [13 empty] | FALSE |  |  | RB |  |  |  |  | THOR\acont | 2024-09-08 17:27 | 20191121 AC Detector with base | [Potter] [SLC PAD] [*] [#2 SHARED ADDR ¦ SENSORS] PAD100-CD w/PAD100-4DB, PAD100-CD w/PAD100-6DB, PAD100-CD w/PAD100-IB, PAD100-CD w/PAD100-LFSB, PAD100-CD w/PAD100-RB, PAD100-CD w/PAD100-SB, PAD100-CD w/PAD100-SPKB, PAD100-DUCT (C), PAD100-DUCTR (C), PA
904149bf-b8e3-4c9c-b57e-d6e94ebfddf0 | NFPA 170 HORN STROBE |  |  | North | Eaton Wheelock |  | Horn/Strobe |  |  |  | Module | TRUE | HS24-WW |  | Horn Strobe, 24 VDC, , wall, white | 1 | 0 | 0.301 |  |  |  |  | FALSE | FALSE |  |  |  |  | #FF0070C0 | FA-NFPA 170 HORN STROBE | 1 | FALSE | FALSE | FALSE | 2012 | [13 empty] | FALSE | [7 empty] | THOR\acont | 2024-09-08 17:27 |  | [Eaton Wheelock] [NAC] HS24-/WR, HS24-/WW, HS24-60WR, HS24-60WW, HS24-WR, HS24-WW
25b69074-61fe-4b4a-b0a6-d6ebcd5cd442 | NFPA 170 ADDRESSABLE INPUT MONITOR MODULE |  |  | North | Fike |  | Addressable Module |  |  |  | Module | TRUE | 55-060 |  | Zone Interface Module Isolator Version | 1 | [6 empty] | FALSE | [5 empty] | #FFFF0000 | FA-NFPA 170 ADDRESSABLE INPUT MONITOR MODULE | 1 | FALSE | FALSE | FALSE | 1000 | [13 empty] | FALSE |  |  | ISO¦Z |  |  |  |  | THOR\acont | 2024-09-08 17:27 |  | [Fike] [SLC FIKE] [*] [#1 SHARED ADDR ¦ ALL] 20-1063, 20-1064, 20-1343, 55-019/020 (C), 55-021 (C), 55-023 (C), 55-041, 55-042, 55-043, 55-045, 55-046, 55-047, 55-048, 55-050, 55-052, 55-055, 55-056, 55-060, 55-061, 60-1028 (C), 60-1039 (C), 60-1040 (C), [Fike] [AUX POWER] 20-1063, 20-1064, 20-1343, 55-019/020 (C), 55-021 (C), 55-023 (C), 55-043, 55-047, 55-048, 55-050, 55-055, 55-056, 55-060, 55-061, 60-1028 (C), 60-1039 (C), 60-1040 (C), 63-028/029 (C), 63-1021 (C), 63-1052 (C), 63-1053 (C), 63-1056 (C
d83bdc10-53d1-4fb7-8179-d6ecf3199db1 | NFPA 170 REMOTE ANNUNCIATOR | RISER ANNUNCIATOR |  | North | NAPCO |  | Remote Annunciator |  |  |  | Module | TRUE | GEMC-FK1 | ++ | LCD Fire Red Annunciator | 1 | 0.066 | 0.066 |  |  | 24 | [5 empty] | 5 ⅞" x 4 ⅜" x 1" |  | #FFFF0000 | FA-NFPA 170 REMOTE ANNUNCIATOR | 1 | FALSE | FALSE | FALSE | 255 | [19 empty] | DESKTOP-7SAL8M7\acont | 2020-01-21 11:59 | THOR\acont | 2024-09-08 17:27 |  | [NAPCO] [FIRE BUS NAPCO] [*] GEMC-12V2APS-CF Main Board, GEMC-EZM8, GEMC-FK1, GEMC-FPRINT, GEMC-NAC6 Main Board, GEMC-OUT8, GEMC-REVC, GEMC-RM3008
8775e33f-9c52-488e-879d-d6ecf959bf59 |  |  |  | North | Edwards |  | Hardware |  |  |  | Hardware | TRUE | 451802SDB |  | 18/2 Stranded, OS, Twisted Direct Buried (DB) | 1 | [6 empty] | FALSE | [5 empty] | #FFFFFFFF |  |  | FALSE | FALSE | FALSE | [14 empty] | FALSE | [7 empty] | THOR\acont | 2024-10-09 10:48
163666c5-73c8-4fc2-8f90-d6eebbe49572 |  |  |  | North | Simplex |  | Cards & Components |  |  |  | Card | TRUE | 4100-1328 |  | DIGITAL 100 WATT AMPLIFIER | 1 | 0.4 | 10 |  |  |  |  | TRUE | [5 empty] | #FFFFFFFF |  |  | FALSE | FALSE | FALSE | [20 empty] | ALIENWIN10\AugWin7 | 2019-07-01 12:52 | THOR\acont | 2024-10-09 10:48 | Cloned from New Part CLONED CLONED CLONED CLONED CLONED CLONED CLONED CLONED CLONED CLONED CLONED CLONED CLONED CLONED CLONED CLONED CLONED CLONED |  | [Simplex] 4100-1248, 4100-1328
5d5d5823-95ee-4e34-bb48-d6f0ada7987f |  |  |  | North | Simplex |  | Cards & Components |  |  |  | Card | TRUE | 4007-9817 | ++ | Connects a 4007ES FACP to an ES network. Supports Class B or Class X operation. Includes four built in Ethernet ports, supports up to two additional media cards. Ports A and C can be configured for earth fault detection. | 1 | 0.12 | 0.12 |  |  |  |  | TRUE | [5 empty] | #FFFFFFFF |  |  | FALSE | FALSE | FALSE | [20 empty] | DESKTOP-7EIEB7A\acont | 2022-02-16 08:46 | THOR\acont | 2024-10-09 10:48 | Cloned from Simplex 4007-9812 | [Autocall, Simplex] [ETHERNET] 4007-6306, 4007-9817, 4010-6306, 4100-6306, 4190-9856, A007-6306, A007-9817, A010-6306, A100-6306, A190-9856 | [Autocall, Simplex] 4007-6306, 4007-9817, 4010-6306, 4100-6306, 4190-9856, A007-6306, A007-9817, A010-6306, A100-6306, A190-9856
519ada51-b1f6-44f0-a2b5-d6fa49800d90 | NFPA 170 CELL COMM | NFPA 170 CELL COMM PS |  | North | NAPCO |  | Cellular Communicator |  |  |  | Assembly | TRUE | SLE-MAXAI-CFBPS | ++ | 5G LTE-M Sole & Dual Path Cellular Commercial Fire Alarm Communicators | 1 | [6 empty] | TRUE | [5 empty] | #FFFF0000 | FA-NFPA 170 CELL COMM | 1 | FALSE | FALSE | FALSE | 250 | [8 empty] | 7 | 1 | 7 |  |  | TRUE | [5 empty] | THOR\acont | 2024-01-04 10:45 | THOR\acont | 2024-09-08 17:27 | Cloned from NAPCO SLE-MAXAI-FIRE |  | [NAPCO, Potter] IntelliCom-5GA, IntelliCom-5GV, SLE-LTEAI-CFB-PS Main Card, SLE-LTEVI-CFB, SLE-LTEVI-CFB-PS Main Card, SLE-LTEVI-FIRE, SLE-MAXAI-CFB, SLE-MAXAI-CFBPS, SLE-MAXAI-CFBPS Main Board, SLE-MAXAI-FIRE, SLE-MAXVI-CFB, SLE-MAXVI-CFBPS, SLE-MAXVI-CF
d2f05f4c-b1c0-4965-a568-d6fd5fd11f54 | NFPA 170 ADDRESSABLE INPUT MONITOR MODULE |  |  | North | Janus |  | Addressable Module |  |  |  | Module | TRUE | PAD100-MIM | + | Micro Input Module | 1 | 0.0002 | 0.0002 |  |  |  |  | FALSE | [5 empty] | #FFFF0000 | FA-NFPA 170 ADDRESSABLE INPUT MONITOR MODULE | 1 | FALSE | FALSE | FALSE | 1000 | [13 empty] | FALSE | [5 empty] | DESKTOP-7EIEB7A\acont | 2021-03-09 12:49 | THOR\acont | 2024-09-08 17:27 | Cloned from Potter PAD100-MIM | [Janus] [SLC PAD] [*] [#1 SHARED ADDR ¦ MODULES] PAD100-DIM, PAD100-MIM, PAD100-NAC, PAD100-RM, PAD100-SIM, PAD100-ZM | [Janus] PAD100-MIM, PAD100-SIM, PAD100-ZM
ef58c628-27b8-4d67-af61-d6ff98675d1e | NFPA 170 VOICE EVACUATION CONTROL UNIT |  |  | North | Hochiki |  | Voice Evac Control Unit |  |  |  | Assembly | TRUE | EVAX-100EM-H | + | 100W Voice Evacuation Panel w/ mic | 1 | [6 empty] | FALSE |  |  | *Refer to Install Sheet |  |  | #FFFF0000 | FA-NFPA 170 VOICE EVACUATION CONTROL UNIT | 1 | FALSE | FALSE | FALSE | 211 | [8 empty] | 7,12,18 |  |  |  | 100 | TRUE | [5 empty] | DESKTOP-7SAL8M7\acont | 2019-11-05 06:01 | THOR\acont | 2024-09-08 17:27
b19dfa76-212b-4f4e-a061-d7014525e101 | NFPA 170 SMOKE DETECTOR |  |  | North | Hochiki |  | Smoke Detector |  |  |  | Module | TRUE | SOC-24V w/HSC-221R - 2 WIRE RELAY BASE | SOC-24V w/HSC-221R - 2 WIRE RELAY BASE | PHOTOELECTRIC SMOKE DETECTOR w/ 2 WIRE RELAY BASE | 1 |  | 0.199 |  |  |  |  | TRUE | TRUE |  | *Refer to Install Sheet |  |  | #FFFF0000 | FA-NFPA 170 SMOKE DETECTOR | 1 | FALSE | FALSE | FALSE | 1408 | [16 empty] | R |  |  | DESKTOP-0D6CQVA\lousc | 2019-10-06 17:35 | THOR\acont | 2024-09-08 17:27 | from Hochiki SOC-24V w/HSC-220R - 2 WIRE RELAY BASE | [Hochiki] [IDC] 02 [IDC] SLR-24H w/HSC-220L LATCHING LED BASE (C), SLR-24H w/HSC-220R - 2 WIRE RELAY BASE (C), SLR-24H w/HSC-221L LATCHING LED BASE (C), SLR-24H w/HSC-221R - 2 WIRE RELAY BASE (C), SLR-24H w/HSC-224L LATCHING LED BASE (C), SLR-24H w/HSC-2
6f59751f-5690-47e1-9c9a-d703426fd8d3 | NFPA 170 SMOKE DETECTOR |  |  | North | Kidde |  | Smoke Detector |  |  |  | Module | TRUE | KIR-PD w/KI-ABST BASE | ++ | Intelligent Optical Smoke Detector | 1 | 5.1e-05 | 6.8e-05 |  |  |  |  | FALSE | TRUE |  |  |  |  | #FFFF0000 | FA-NFPA 170 SMOKE DETECTOR | 1 | FALSE | FALSE | FALSE | 1408 | [13 empty] | FALSE | [5 empty] | DESKTOP-7EIEB7A\acont | 2023-05-24 19:00 | THOR\acont | 2024-09-08 17:27 | Cloned from Kidde KI-PD w/KI-ABST BASE | [Kidde] [SLC EST SENSORS] [*] [#4 TYPE ADDR ¦ SENSORS] DS-HFS (C), DS-PS (C), FX-HD w/IB4U BASE, FX-HD w/RB4U BASE, FX-HD w/SB4U BASE, FX-HD w/SB4U-LF BASE, FX-HD wB4U BASE, FX-PD w/B4U BASE (C), FX-PD w/IB4U BASE (C), FX-PD w/SB4U BASE (C), FX-PD w/SB4U [Edwards, Kidde] [SLC EST SENSORS] 01 [*] [EST3, iO1000] DS-HFS (C), DS-PS (C), FX-HD w/IB4U BASE, FX-HD w/RB4U BASE, FX-HD w/SB4U BASE, FX-HD w/SB4U-LF BASE, FX-HD wB4U BASE, FX-PD w/B4U BASE (C), FX-PD w/IB4U BASE (C), FX-PD w/SB4U BASE (C), FX-PD w/SB [Kidde] [SLC EST MODULES SENSORS] [*] [#2 SHARED ADDR ¦ SENSORS] DS-HFS (C), DS-PS (C), FX-HD w/IB4U BASE, FX-HD w/RB4U BASE, FX-HD w/SB4U BASE, FX-HD w/SB4U-LF BASE, FX-HD wB4U BASE, FX-PD w/B4U BASE (C), FX-PD w/IB4U BASE (C), FX-PD w/SB4U BASE (C), FX [Edwards, Kidde] [AUX POWER] FX-HD w/SB4U BASE, FX-PD w/SB4U BASE (C), FX-PHD w/SB4U BASE (C), KI-COD w/KI-ABST BASE (C), KI-HCD w/KI-ABST BASE, KI-HRD w/KI-ABST BASE, KI-PCD w/KI-ABST BASE (C), KI-PD w/KI-ABST BASE (C), KI-PHCD w/KI-ABST BASE (C), KI-PH [Edwards, Kidde] [SLC EST MODULES/SENSORS] 01 [*] [iO64] DS-HFS (C), DS-PS (C), FX-HD w/IB4U BASE, FX-HD w/RB4U BASE, FX-HD w/SB4U BASE, FX-HD w/SB4U-LF BASE, FX-HD wB4U BASE, FX-PD w/B4U BASE (C), FX-PD w/IB4U BASE (C), FX-PD w/SB4U BASE (C), FX-PD w/SB
fab9e50e-da25-4305-a1a9-d706a932c076 |  |  |  | North | Siemens | [5 empty] | Module | TRUE | SDH-5D | 500-690397 | 24VDC FLR MTG SING DOOR | 1 | [12 empty] | #FFFFFFFF |  |  | FALSE | FALSE | FALSE | [20 empty] | DESKTOP-7SAL8M7\acont | 2019-08-13 09:04 | THOR\acont | 2024-10-09 10:48
7cfbf1ca-65d1-4f01-ac3f-d70a55ce3c3c | NFPA 170 SMOKE CO DETECTOR |  |  | North | Kidde |  | Smoke/CO Detector |  |  |  | Module | TRUE | KIR-PCD w/KI-IB BASE | ++ | Multisensor Smoke and CO Detector | 1 | 3.2e-05 | 3.2e-05 |  |  |  |  | FALSE | TRUE |  |  |  |  | #FFFF0000 | FA-NFPA 170 SMOKE CO DETECTOR | 1 | FALSE | FALSE | FALSE | 1408 | [13 empty] | FALSE | [5 empty] | DESKTOP-7EIEB7A\acont | 2023-05-24 19:32 | THOR\acont | 2024-09-08 17:27 | Cloned from Kidde KI-PCD w/KI-IB BASE | [Edwards, Kidde] [SLC EST MODULES/SENSORS] 01 [*] [iO64] DS-HFS (C), DS-PS (C), FX-HD w/IB4U BASE, FX-HD w/RB4U BASE, FX-HD w/SB4U BASE, FX-HD w/SB4U-LF BASE, FX-HD wB4U BASE, FX-PD w/B4U BASE (C), FX-PD w/IB4U BASE (C), FX-PD w/SB4U BASE (C), FX-PD w/SB [Kidde] [SLC EST MODULES SENSORS] [*] [#2 SHARED ADDR ¦ SENSORS] DS-HFS (C), DS-PS (C), FX-HD w/IB4U BASE, FX-HD w/RB4U BASE, FX-HD w/SB4U BASE, FX-HD w/SB4U-LF BASE, FX-HD wB4U BASE, FX-PD w/B4U BASE (C), FX-PD w/IB4U BASE (C), FX-PD w/SB4U BASE (C), FX [Kidde] [SLC EST SENSORS] [*] [#4 TYPE ADDR ¦ SENSORS] DS-HFS (C), DS-PS (C), FX-HD w/IB4U BASE, FX-HD w/RB4U BASE, FX-HD w/SB4U BASE, FX-HD w/SB4U-LF BASE, FX-HD wB4U BASE, FX-PD w/B4U BASE (C), FX-PD w/IB4U BASE (C), FX-PD w/SB4U BASE (C), FX-PD w/SB4U [Edwards, Kidde] [SLC EST SENSORS] 01 [*] [EST3, iO1000] DS-HFS (C), DS-PS (C), FX-HD w/IB4U BASE, FX-HD w/RB4U BASE, FX-HD w/SB4U BASE, FX-HD w/SB4U-LF BASE, FX-HD wB4U BASE, FX-PD w/B4U BASE (C), FX-PD w/IB4U BASE (C), FX-PD w/SB4U BASE (C), FX-PD w/SB
9b5971d8-6830-4c4c-b29b-d70aa7bf673a |  |  |  | North | Firelite |  | Cards & Components |  |  |  | Card | TRUE | ECC-50/100 Main Board (100W, 70V) | + | Main Board for ECC-50/100 | 1 | 0.272 | 3.846 |  |  |  |  | TRUE | FALSE |  |  |  |  | #FFFFFFFF |  |  | FALSE | FALSE | FALSE | [14 empty] | FALSE | [5 empty] | DESKTOP-7SAL8M7\acont | 2019-02-27 08:19 | THOR\acont | 2024-10-09 10:48 | Cloned from Firelite ECC-50/100 Main Board (100W, 25V) | [Firelite, Gamewell FCI] [NAC Trigger] ECC-50/100 Main Board (100W, 25V), ECC-50/100 Main Board (100W, 70V), ECC-50/100 Main Board (50W, 25V), ECC-50/100 Main Board (50W, 70V), FireVac IV (50W, 25V) Main Board, FireVac IV (50W, 70V) Main Board [ADT Unimode, AES, Firelite, NAPCO, Notifier] [VAC ] [VAC] 1640, 200UDLS Main Board, 411UDAC Main Board, ACC-25/50 Main Board, BE-500 CPU, CPU-N16LD, CPU-N16LND, ECC-125DA (25V) Main Board, ECC-50/100 Main Board (100W, 25V), ECC-50/100 Main Board (100W, [Firelite, Gamewell FCI] [NAC Trigger] ECC-50/100 Main Board (100W, 25V), ECC-50/100 Main Board (100W, 70V), ECC-50/100 Main Board (50W, 25V), ECC-50/100 Main Board (50W, 70V), FireVac IV (50W, 25V) Main Board, FireVac IV (50W, 70V) Main Board [Firelite, Gamewell FCI] [RS-485] ECC-50/100 Main Board (100W, 25V), ECC-50/100 Main Board (100W, 70V), ECC-50/100 Main Board (50W, 25V), ECC-50/100 Main Board (50W, 70V), FireVac IV (50W, 25V) Main Board, FireVac IV (50W, 70V) Main Board [Ditek, Monaco Enterprises, Spectronix, WBOX] [VAC ] [VAC] 0E-SPROACHW, 210-524-00, DTK-120HW, DTK-120HWLOK, DTK-120HW-SS, DTK-1F, DTK-1FF, SA400 Main Board | [Firelite] ECC-50/100 Main Board (100W, 70V)
4c57eb57-2879-478f-a77a-d70f2587b786 | NFPA 170 SPEAKER STROBE CEILING |  |  | North | Edwards |  | Speaker/Strobe |  |  |  | Module | TRUE | GCHFWN-S7VMCH |  | 70V Ceiling Speaker/Strobe,White, 95, 115, 150, 177 cd | 1 | 0 | 0.502 |  |  |  |  | FALSE | TRUE |  |  |  |  | #FF0070C0 | FA-NFPA 170 SPEAKER STROBE CEILING | 1 | FALSE | FALSE | FALSE | 2020 | [13 empty] | FALSE |  |  | C |  |  |  |  | THOR\acont | 2024-09-08 17:27 |  | [Edwards, Kidde] [NAC] [16 VDC] EGCF-S2VMH (C), EGCF-VMH (C), GCF-S2VMH (C), GCF-S7VMH (C), GCF-VMH (C), GCHFRF-S2VMCH (C), GCHFRF-S7VMCH (C), GCHFRN-S2VMCH (C), GCHFRN-S7VMCH (C), GCHFWA-S2VMAH (C), GCHFWA-S2VMCH (C), GCHFWA-S7VMAH (C), GCHFWA-S7VMCH (C [Edwards, Kidde] [NAC] [24 VDC] EGCF-S2VMH (C), EGCF-VMH (C), GCF-S2VMH (C), GCF-S7VMH (C), GCF-VMH (C), GCHFRF-S2VMCH (C), GCHFRF-S7VMCH (C), GCHFRN-S2VMCH (C), GCHFRN-S7VMCH (C), GCHFWA-S2VMAH (C), GCHFWA-S2VMCH (C), GCHFWA-S7VMAH (C), GCHFWA-S7VMCH (C [Edwards, Kidde] [AUDIO 70.7v] [70V AUDIO] G4F-S7, G4F-S7V1575, G4F-S7VM, G4HFRF-S7, G4HFRF-S7VMC, G4HFRN-S7, G4HFRN-S7VMC, G4HFWA-S7, G4HFWA-S7VMA, G4HFWA-S7VMC, G4HFWF-S7, G4HFWF-S7VMC, G4HFWN-S7, G4HFWN-S7VMA, G4HFWN-S7VMB, G4HFWN-S7VMC, G4RF-S7, G4RF
2fed9364-9d66-4e4d-aef7-d712800ba9f5 | NFPA 170 ADDRESSABLE OUTPUT MODULE |  |  | North | Hochiki |  | Addressable Control/Relay |  |  |  | Module | TRUE | R2ML/-I DUAL RELAY MODULE | DUAL RELAY MODULE | DUAL RELAY MODULE | 1 | 0.00035 | 0.00041 |  |  |  |  | TRUE |  |  | *Refer to Install Sheet |  |  | #FFFF0000 | FA-NFPA 170 ADDRESSABLE OUTPUT MODULE | 1 | FALSE | FALSE | FALSE | 1100 | [16 empty] | 2 |  |  | DESKTOP-0D6CQVA\lousc | 2019-10-06 09:49 | THOR\acont | 2024-09-08 17:27 | from Hochiki DCP-R2ML DUAL RELAY MODULE | [Hochiki, VES] [SLC HOCHIKI] 03 [*] [SLC] DIMM - DUAL INPUT MONITOR MODULE, DIMM - DUAL INPUT MONITOR MODULE COPY, R2M DUAL RELAY MODULE, R2MH DUAL RELAY MODULE, R2MH/-I DUAL RELAY MODULE, R2ML DUAL RELAY MODULE, R2ML/-I DUAL RELAY MODULE, VF6052-00 [Hochiki, VES] [SLC HOCHIKI] 02 [*] [SLC] CZM CONVENTIONAL ZONE MODULE, DCP-AMS Single Action Hex Key Lock, DCP-AMS-KL Single Action Key Lock, DCP-AMS-KL-LP Dual Action Key Lock, DCP-AMS-LP Dual Action Hex Key Lock, DIMM - DUAL INPUT MONITOR MODULE, DIMM
030de9c4-6c19-46e7-b704-d718d53a4947 | NFPA 170 STROBE WALL |  |  | North | Gentex |  | Strobe |  |  |  | Module | TRUE | WGES24-75WW |  | 24 Volt Low Profile Evacuation Outdoor Strobe, Weather Proof, Wall, White | 1 | 0 | 0.17 |  |  |  |  | FALSE | [5 empty] | #FF0070C0 | FA-NFPA 170 STROBE WALL | 1 | FALSE | FALSE | FALSE | 2023 | [13 empty] | FALSE | [7 empty] | THOR\acont | 2024-09-08 17:27 |  | [Bosch, Gentex, Hochiki, VES] [NAC] [UL MAX] VF4006-X0, WGES24-75PWR, WGES24-75PWRLP, WGES24-75PWW, WGES24-75PWWLP, WGES24-75WR, WGES24-75WRLP, WGES24-75WW, WGES24-75WWLP, WHES24-75WR, WHES24-75WW
d3a10e37-b978-476c-b720-d724058e8dea |  |  |  | North | Notifier |  | Hardware |  |  |  | Hardware | TRUE | SEISKIT-320/B26 |  | Seismic mounting kit. Required for seismiccertified applications with NFS-320 and BB-26. Includes battery bracket for two 26 AH batteries. | 1 | [6 empty] | FALSE | FALSE |  |  |  |  | #FFFFFFFF |  |  | FALSE | FALSE | FALSE | [14 empty] | FALSE | [7 empty] | THOR\acont | 2024-10-09 10:48
273bd686-2415-486d-9e43-d724827e4a87 | NFPA 170 HEAT DETECTOR |  |  | North | Gamewell FCI |  | Heat Detector |  |  |  | Module | TRUE | ATD-L3R w/B200S-LF-WH | + | Thermal heat detector, 135°F fixed, bright white, Velociti w/ Intelligent addressable low frequency sounder base, bright white | 1 | 0.0002 | 0.0045 |  |  |  |  | FALSE | TRUE | FLUSH |  | 4" SQ. DEEP | 3 "O" PLASTER RING | #FFFF0000 | FA-NFPA 170 HEAT DETECTOR | 1 | FALSE | FALSE | FALSE | 1403 | [13 empty] | FALSE |  |  | 135°, LF |  |  | DESKTOP-7SAL8M7\acont | 2019-05-06 10:45 | THOR\acont | 2024-09-08 17:27 | 20191121 AC Detector with base | [Gamewell FCI] [SLC MODULES SENSORS] [*] [#2 SHARED ADDR ¦ SENSORS] ADPF (C), ASD-PL2F w/B200S-LF-WH (C), ASD-PL2F w/B210LP (C), ASD-PL2FR (C), ASD-PL3 w/B200S-LF-WH (C), ASD-PL3 w/B200SR-LF-WH (C), ASD-PL3 w/B200SR-WH (C), ASD-PL3 w/B224BI-WH (C), ASD-P [Gamewell FCI] [SLC SENSORS] [*] [#4 TYPE ADDR ¦ SENSORS] ADPF (C), ASD-PL2F w/B200S-LF-WH (C), ASD-PL2F w/B210LP (C), ASD-PL2FR (C), ASD-PL3 w/B200S-LF-WH (C), ASD-PL3 w/B200SR-LF-WH (C), ASD-PL3 w/B200SR-WH (C), ASD-PL3 w/B224BI-WH (C), ASD-PL3 w/B224R [Gamewell FCI] [AUX POWER] [16VDC, HIGH VOLUME, 16VDC, LOW VOLUME] ASD-PL2F w/B200S-LF-WH (C), ASD-PL3 w/B200S-LF-WH (C), ASD-PL3F w/B200S-LF-WH (C), ASD-PL3-IV w/B200S-LF-IV (C), ASD-PTL3 w/B200S-LF-WH (C), ASD-PTL3-IV w/B200S-LF-IV (C), ATD-L3 w/B200S-
fc1e67df-da2c-4a7a-9150-d727eee2c5e8 | NFPA 170 HORN STROBE |  |  | North | Notifier |  | Horn/Strobe |  |  |  | Module | TRUE | P2RL-LF | + | 2-Wire, Horn Strobe, Red | 1 | 0 | 0.245 |  |  |  |  | FALSE | [5 empty] | #FF0070C0 | FA-NFPA 170 HORN STROBE | 1 | FALSE | FALSE | FALSE | 2012 | [13 empty] | FALSE |  |  | LF |  |  | DESKTOP-7SAL8M7\acont | 2020-01-28 08:18 | THOR\acont | 2024-09-08 17:27 | Cloned from System Sensor P2RL-LF | [Notifier] [NAC] [16 VFWR, TEMPORAL HIGH] P2RL-LF, P2WL-LF [Notifier, System Sensor] [NAC] [24VDC, TEMPORAL HIGH] P2RL-LF, P2RL-LF w/ WAV-RL, P2WL-LF, P2WL-LF w/ WAV-WL [Notifier, System Sensor] [NAC] [24VFWR, TEMPORAL HIGH] P2RL-LF, P2RL-LF w/ WAV-RL, P2WL-LF, P2WL-LF w/ WAV-WL
186ca801-eab1-424f-82e4-d72a082b84f8 | NFPA 170 HEAT DETECTOR |  |  | North | Simplex |  | Heat Detector |  |  |  | Module | TRUE | 4098-9612 w/4098-9684 | + | Electronic Heat Detector 2-Wire 135° F (57° C) with connection for remote LED | 1 | 0.0001 | 0.024 |  |  |  |  | TRUE | TRUE |  |  |  |  | #FFFF0000 | FA-NFPA 170 HEAT DETECTOR | 1 | FALSE | FALSE | FALSE | 1403 | [16 empty] | 135 |  |  | DESKTOP-7EIEB7A\acont | 2022-02-15 10:16 | THOR\acont | 2024-09-08 17:27 | Cloned from Autocall A4098-9612 w/A4098-9684 | [Autocall, Simplex] [IDC] 01 2098-9201 (C), 2098-9202 (C), 2098-9203 (C), 2098-9208 (C), 2098-9576 (C), 2099-9101 (C), 2099-9102 (C), 2099-9103 (C), 2099-9104 (C), 2099-9105 (C), 2099-9107 (C), 2099-9108 (C), 2099-9754 (C), 2099-9755 (C), 2099-9756 (C),
b3230585-1455-4286-af94-d72ade561ad8 |  |  |  | North | Monaco Enterprises |  | Cards & Components |  |  |  | Card | TRUE | 227-965-xx MAIN BOARD |  |  | 1 | [6 empty] | TRUE | [5 empty] | #FFFFFFFF |  |  | FALSE | FALSE | FALSE | [20 empty] | AULAPTOP-PC\Aulaptop | 2019-04-20 03:50 | THOR\acont | 2024-10-09 10:48
e2c36bd0-e73c-4714-8fde-d73873f45b0a |  |  |  | North | Edwards |  | Hardware |  |  |  | Hardware | TRUE | 702E |  | 4" Universal Base 700 Series /w 6 terminals for all heads | 1 | [6 empty] | FALSE | [5 empty] | #FFFFFFFF |  |  | FALSE | FALSE | FALSE | [14 empty] | FALSE | [7 empty] | THOR\acont | 2024-10-09 10:48
e5747d18-4fc2-4923-bbf8-d738c712e145 | NFPA 170 MANUAL PULL |  |  | North | MIRCOM |  | Manual Station |  |  |  | Module | TRUE | MS-710MPU MIX-4041 | + | Manual Station w/ Mini Dual Input Monitor Module | 2 | 0.002 | 0.0033 |  |  |  |  | FALSE | [5 empty] | #FFFF0000 | FA-NFPA 170 MANUAL PULL | 1 | FALSE | FALSE | FALSE | 1000 | [13 empty] | FALSE |  |  | 2 |  |  | DESKTOP-7EIEB7A\acont | 2022-10-12 13:56 | THOR\acont | 2024-09-08 17:27 | Cloned from MIRCOM MIX-4041 | [MIRCOM] [SLC MODULES] [*] [#3 TYPE ADDR ¦ MODULES] CR-6, CZ-6, IM-10, MIX-100P, MIX-100R, MIX-100S, MIX-101P, MIX-4040, MIX-4040M, MIX-4041, MIX-4045, MIX-4045-M, MIX-4046, MIX-M500DM, MIX-M500DMAP, MIX-M500FP, MIX-M500M, MIX-M500MAP, MIX-M500R, MIX-M50 [MIRCOM] [SLC MODULES] [#2 MODULES ++] MIX-4040, MIX-4041, MIX-4045, MIX-M500DM, MIX-M500DMAP, MS-710MPU MIX-4041 [MIRCOM] [SLC MODULES/SENSORS] [#2 MODULES ++] MIX-4040, MIX-4041, MIX-4045, MIX-M500DM, MIX-M500DMAP, MS-710MPU MIX-4041 [MIRCOM] [SLC MODULES SENSORS] [*] [#1 SHARED ADDR ¦ MODULES] CR-6, CZ-6, IM-10, MIX-100P, MIX-100R, MIX-100S, MIX-100X, MIX-101P, MIX-4040, MIX-4040M, MIX-4041, MIX-4045, MIX-4045-M, MIX-4046, MIX-M500DM, MIX-M500DMAP, MIX-M500FP, MIX-M500M, MIX-M500MAP | [MIRCOM] MIX-4040, MIX-4041, MS-710MPU MIX-4041
c3bc7a8c-89ed-45c6-ac55-d73acc2deb04 | NFPA 170 MANUAL PULL |  |  | North | Hochiki |  | Manual Station |  |  |  | Module | TRUE | DCP-AMS-KL Single Action Key Lock | DCP-AMS SERIES ADDRESSABLE MANUAL PULL STATION | DCP-AMS SERIES ADDRESSABLE MANUAL PULL STATION | 1 | 0.00055 | 0.00066 |  |  |  |  | TRUE |  |  | *Refer to Install Sheet |  |  | #FFFF0000 | FA-NFPA 170 MANUAL PULL | 1 | FALSE | FALSE | FALSE | 957 | [19 empty] | DESKTOP-0D6CQVA\lousc | 2019-10-06 09:24 | THOR\acont | 2024-09-08 17:27 | from Hochiki DCP-AMS Single Action Hex Key Lock | [Hochiki, VES] [SLC HOCHIKI] 02 [*] [SLC] CZM CONVENTIONAL ZONE MODULE, DCP-AMS Single Action Hex Key Lock, DCP-AMS-KL Single Action Key Lock, DCP-AMS-KL-LP Dual Action Key Lock, DCP-AMS-LP Dual Action Hex Key Lock, DIMM - DUAL INPUT MONITOR MODULE, DIMM
a56e81e8-e027-4771-a488-d74138ee7b4e | NFPA 170 DUCT SMOKE DETECTOR |  |  | North | Notifier |  | Duct Smoke Detector |  |  |  | Module | TRUE | DNR w/NP-200R | ++ | Intelligent Non-Relay Photoelectric Duct Detector/NP-200R | 1 | 0.0002 | 0.0045 |  |  |  |  | FALSE | TRUE | FLUSH |  | N/A | N/A | #FFFF0000 | FA-NFPA 170 DUCT SMOKE DETECTOR | 1 | FALSE | FALSE | FALSE | 1400 |  |  | 3242-1653:0209 | [10 empty] | FALSE | [5 empty] | DESKTOP-7SAL8M7\acont | 2019-09-30 13:32 | THOR\acont | 2024-09-08 17:27 | 20191121 AC Detector with base | [Honeywell, Notifier, System Sensor] [SLC MODULES SENSORS] [*] [#2 SHARED ADDR ¦ SENSORS] 2251B (C), 2251-COPTIR (C), 2251-COPTIR w/B200S-WH (C), 2251TB (C), 2251TMB (C), 5251B (C), 5251B-WP (C), 5251H (C), 5251RB (C), 5251RB-WP (C), 7251 (C), 7251DH (C) [Honeywell, Notifier, System Sensor] [SLC SENSORS] [*] [#4 TYPE ADDR ¦ SENSORS] 2251B (C), 2251-COPTIR (C), 2251-COPTIR w/B200S-WH (C), 2251TB (C), 2251TMB (C), 5251B (C), 5251B-WP (C), 5251H (C), 5251RB (C), 5251RB-WP (C), 7251 (C), 7251DH (C), DH200LP | [Fike, Firelite, Monaco Enterprises, Notifier, Space Age Electronics] 723-370-00, 723-371-00, D365PL, D4120, D4120W, DNR, DNR w/FIK‐2351R, DNR w/FSP-851R, DNR w/FSP-951R, DNR w/FSP-951R-IV, DNR w/NP-100R, DNR w/NP-200R, DNR w/SD365R, DNRW, DNRW w/FSP-951R
0501eba8-de9a-418e-8758-d7414ad6c30e | BP MANUAL STATION |  |  | North | BluePoint |  | Manual Station |  |  |  | Module | TRUE | BP02-102M | ++ | Medical Pull Station (HW-POPIT) | 1 | [6 empty] | FALSE | [5 empty] | #FFFF0000 | FA-BP MANUAL STATION | 1 | FALSE | FALSE | FALSE | 957 | [13 empty] | FALSE |  |  | M |  |  | THOR\acont | 2024-03-20 12:15 | THOR\acont | 2024-09-08 17:27 | Cloned from BluePoint BP02-202P CLONED CLONED CLONED | [BluePoint] [IDC] 01 BP02-101M, BP02-101P, BP02-102M, BP02-102P, BP02-A101M, BP02-A101P, BP02-A101PH, BP02-A102M, BP02-A102P, BP02-A102PH
73458c18-b00f-4a66-9228-d74204cf13a9 |  |  |  | North | Altronix |  | Cards & Components |  |  |  | Card | TRUE | AL400ULX Main Board | + | Fire Alarm Power Supply Main Board | 1 | [6 empty] | TRUE | FALSE |  |  |  |  | #FFFFFFFF |  |  | FALSE | FALSE | FALSE | [14 empty] | FALSE | [5 empty] | DESKTOP-7EIEB7A\acont | 2022-02-08 06:22 | THOR\acont | 2024-10-09 10:48 | Cloned from Altronix AL1024ULX Main Board | [Altronix, Hochiki, LifeSafety Power] [NAC Trigger] AL1024ULM MAIN CARD, AL1024ULX Main Board, AL125UL Main Board, AL300ULX Main Board, AL400ULX Main Board, AL400ULXJ Main Board (24VDC), AL600ULACM Main Board, AL600ULXR Main Board, eFlow104N Main Board, [Altronix, LifeSafety Power] [IDC] 02 [AC FAIL] AL1024ULX Main Board, AL300ULX Main Board, AL400ULX Main Board, AL400ULXJ Main Board (24VDC), AL600ULXR Main Board, eFlow104N Main Board, eFlow104N16 Main Board, eFlow104N8 Main Board, FPO150/250-2C82D8PE4M [Altronix, LifeSafety Power] [IDC] 01 [BATTERY] AL1024ULM MAIN CARD, AL1024ULX Main Board, AL300ULX Main Board, AL400ULX Main Board, AL400ULXJ Main Board (24VDC), AL600ULXR Main Board, eFlow104N Main Board, eFlow104N16 Main Board, eFlow104N8 Main Board, | [Altronix] AL400ULX Main Board
faca33b0-d575-4073-9eab-d746300fc970 |  |  |  | North | Edwards |  | Hardware |  |  |  | Hardware | TRUE | 75182SRN |  | 18/2 Solid,OS Red With colored tracer FPLR | 1 | [6 empty] | FALSE | [5 empty] | #FFFFFFFF |  |  | FALSE | FALSE | FALSE | [14 empty] | FALSE | [7 empty] | THOR\acont | 2024-10-09 10:48
9ec0fb9f-7ed2-48ed-8d87-d746594c4ff6 | NFPA 170 REMOTE ANNUNCIATOR | RISER ANNUNCIATOR |  | North | MIRCOM |  | Remote Annunciator |  |  |  | Assembly | TRUE | RAXN-LCDG |  | REMOTE GRAPHIC LCD ANNUNCIATOR | 1 | [6 empty] | FALSE | [5 empty] | #FFFF0000 | FA-NFPA 170 REMOTE ANNUNCIATOR | 1 | FALSE | FALSE | FALSE | 255 | [8 empty] | 7,12,18 |  |  |  |  | FALSE | [7 empty] | THOR\acont | 2024-09-08 17:27
77a73163-8117-407a-8b4a-d74a8691b847 |  |  |  | North | Edwards |  | Hardware |  |  |  | Hardware | TRUE | SA-TRIM2 |  | Semi-flush trim for 250/500 point cabinet | 1 | 4.5e-05 | 4.5e-05 |  |  |  |  | FALSE | [5 empty] | #FFFFFFFF |  |  | FALSE | FALSE | FALSE | [14 empty] | FALSE | [7 empty] | THOR\acont | 2024-10-09 10:48
acef9ca8-467c-49e7-821e-d74d03781450 |  |  |  | North | System Sensor |  | Hardware |  |  |  | Hardware | TRUE | TRC-2W |  | Universal Ceiling Trim Ring White | 1 | [6 empty] | FALSE | [5 empty] | #FFFFFFFF |  |  | FALSE | FALSE | FALSE | [14 empty] | FALSE | [7 empty] | THOR\acont | 2024-10-09 10:48
7973422b-150e-4781-897b-d74fe1cd5296 |  |  |  | North | Kidde |  | Cards & Components |  |  |  | Card | TRUE | VS1-G Mainboard |  | Mainboard for VS1-G assembly | 1 | 0.21 | 0.329 |  |  |  |  | TRUE | [5 empty] | #FFFFFFFF |  |  | FALSE | FALSE | FALSE | [14 empty] | FALSE | [7 empty] | THOR\acont | 2024-10-09 10:48 |  | [Edwards, Kidde, Macurco] [IDC] [#2 TROUBLE] 2IDC, 76-600000-001 Main Board, 76-800xxx-xxx Main Board, 77-600000-901 Main Board, 84-732001-901 Main Board, DVP-120 Mainboard, EST1-2Z Mainboard, FSP1004G Mainboard, FSP1004G-2 Mainboard, FSP1004GD Mainboard [Edwards, Kidde, Macurco] [IDC] [#3 SUPERVISORY] 2IDC, 76-600000-001 Main Board, 76-800xxx-xxx Main Board, 77-600000-901 Main Board, 84-732001-901 Main Board, DVP-120 Mainboard, EST1-2Z Mainboard, FSP1004G Mainboard, FSP1004G-2 Mainboard, FSP1004GD Mainb [Edwards, Kidde, Macurco] [IDC] [#1 ALARM] 2IDC, 76-600000-001 Main Board, 76-800xxx-xxx Main Board, 77-600000-901 Main Board, 84-732001-901 Main Board, DVP-120 Mainboard, EST1-2Z Mainboard, FSP1004G Mainboard, FSP1004G-2 Mainboard, FSP1004GD Mainboard, [Edwards, Kidde] [VAC ] 2IDC, 76-600000-001 Main Board, 76-800xxx-xxx Main Board, 77-600000-901 Main Board, 84-732001-901 Main Board, APS10A Mainboard, APS6A Mainboard, BPS10A Mainboard, BPS10A/230 Mainboard, BPS6A Mainboard, BPS6A/230 Mainboard, EST1-2Z | [Edwards, Kidde] FX-64R Mainboard, FX-64RD Mainboard, iO64G Mainboard, iO64G-2 Mainboard, iO64G-2-PG Mainboard, iO64G-2-SP Mainboard, iO64GD Mainboard, iO64GL Mainboard, iO64GL-F Mainboard, iO64G-PG Mainboard, iO64G-SP Mainboard, iO64R Mainboard, iO64R-2 [Kidde] VS1-G Mainboard [Edwards, Kidde] FX-64R Mainboard, FX-64RD Mainboard, iO64G Mainboard, iO64G-2 Mainboard, iO64G-2-PG Mainboard, iO64G-2-SP Mainboard, iO64GD Mainboard, iO64GL Mainboard, iO64GL-F Mainboard, iO64G-PG Mainboard, iO64G-SP Mainboard, iO64R Mainboard, iO64R-2 [Edwards, Kidde] FX-64R Mainboard, FX-64RD Mainboard, iO64G Mainboard, iO64G-2 Mainboard, iO64G-2-PG Mainboard, iO64G-2-SP Mainboard, iO64GD Mainboard, iO64GL Mainboard, iO64GL-F Mainboard, iO64G-PG Mainboard, iO64G-SP Mainboard, iO64R Mainboard, iO64R-2 [Edwards, Kidde] FX-1000 Mainboard, FX-1000D Mainboard, FX-64RD Mainboard, iO1000G Mainboard, iO1000G-2 Mainboard, iO1000G-2-PG Mainboard, iO1000G-2-SP Mainboard, iO1000GC Mainboard, iO1000GD Mainboard, iO1000G-F Mainboard, iO1000G-PG Mainboard, iO1000G-S [Edwards, Kidde] FX-1000 Mainboard, FX-1000D Mainboard, FX-64RD Mainboard, iO1000G Mainboard, iO1000G-2 Mainboard, iO1000G-2-PG Mainboard, iO1000G-2-SP Mainboard, iO1000GC Mainboard, iO1000GD Mainboard, iO1000G-F Mainboard, iO1000G-PG Mainboard, iO1000G-S
dbbdfe0c-2ad7-4f1a-9b9d-d75ef96f5d97 | NFPA 170 FIRE ALARM CONTROL UNIT | RISER FACP |  | North | Hochiki |  | Fire Alarm Control Unit |  |  |  | Assembly | TRUE | LA803K1-14 |  | FireNET L@TITUDE Analog Addressable Fire Alarm Control Panel, 8 Slot Standard Plex-Door Enclosure, 10.25 A Auto Voltage, 2-Loop Panel Module, Hochiki Protocol, Network Module, and Media Gateway™, Red, Printer / 48 Zone LEDs | 1 | [6 empty] | FALSE |  |  | *Refer to Install Sheet | 16.5in (W) x 23.2in (H) x 6in (D) | KM5FCRD (Optional Semi-Flush Mounting Kit) | #FFFF0000 | FA-NFPA 170 FIRE ALARM CONTROL UNIT | 1 | FALSE | FALSE | FALSE | 202 | [8 empty] | 7,12,18,28,33,40 |  |  | 10.25 |  | TRUE | [5 empty] | DESKTOP-GHR3H5U\Anthony | 2019-11-27 07:05 | THOR\acont | 2024-09-08 17:27
443ff0fe-ba69-415d-94ae-d760ac973c11 | NFPA 170 STROBE WALL |  |  | North | Kidde |  | Strobe |  |  |  | Module | TRUE | WGVWF-FR | ++ | Outdoor rated strobe, white, fire feu | 1 | [6 empty] | FALSE | [5 empty] | #FF0070C0 | FA-NFPA 170 STROBE WALL | 1 | FALSE | FALSE | FALSE | 2023 | [13 empty] | FALSE |  |  | WP |  |  | THOR\acont | 2024-12-19 13:51 | THOR\acont | 2024-12-19 13:57 | Cloned from Edwards WGVWF-FR | [Edwards, Kidde] [NAC] [VDC] WGSVRA, WGSVRF, WGSVRF-FR, WGSVRF-SP, WGSVRN, WGSVWA, WGSVWF, WGSVWF-FR, WGSVWF-SP, WGSVWN, WGVRA, WGVRF, WGVRF-FR, WGVRF-SP, WGVRN, WGVWA, WGVWF, WGVWF-FR, WGVWF-SP, WGVWN
803ce4c1-df93-4c0c-8a82-d76bd2cd975d | NFPA 170 HORN STROBE |  |  | North | Autocall |  | Horn/Strobe |  |  |  | Module | TRUE | A59AV-APPLWW |  | Visible Notification Appliances, Wall Mount Multi-Candela Horn Strobe, White | 1 | 0 | 0 |  |  |  |  | TRUE | [5 empty] | #FF0070C0 | FA-NFPA 170 HORN STROBE | 1 | FALSE | FALSE | FALSE | 2012 | [19 empty] | DESKTOP-7SAL8M7\acont | 2020-05-26 10:26 | THOR\acont | 2024-09-08 17:27 | Cloned from AutoCall A59VO-APPLWW | [Autocall] [IDNac] [23 VDC RMS, CONTINUOUS HIGH] A59AV-APPLWR, A59AV-APPLWW
70aae5b7-f3b5-4a46-93d8-d76c05186420 |  |  |  | North | Bosch | [5 empty] | Module | TRUE | FMM-100SAT2CK-B | * | MAN SGL ACT TERM KEY BLU 0000066477 | 1 | [12 empty] | #FFFFFFFF |  |  | FALSE | FALSE | FALSE | [20 empty] | DESKTOP-7EIEB7A\acont | 2021-08-13 06:25 | THOR\acont | 2024-10-09 10:48
6a04d52b-a46f-4590-9509-d76f79a28e01 | EQUIPMENT ENCLOSURE |  |  | North | Bosch |  | Enclosure |  |  |  | Assembly | TRUE | D8103 | ++ | Steel enclosure, large, grey | 1 | [10 empty] | (16 in. x 16 in. x 3.5 in. |  | #FFFF0000 | FA-EQUIPMENT ENCLOSURE | 1 | FALSE | FALSE | FALSE | [20 empty] | DESKTOP-7EIEB7A\acont | 2021-08-13 06:25 | THOR\acont | 2024-09-08 17:27
c9020497-02d2-4a42-82a4-d7737722d927 | NFPA 170 SMOKE DETECTOR |  |  | North | Edwards |  | Smoke Detector |  |  |  | Module | TRUE | SIGA-PS w/SIGA-IB BASE | ++ | Photoelectric Smoke Detector | 1 | 4.5e-05 | 4.5e-05 |  |  |  |  | FALSE | TRUE |  |  |  |  | #FFFF0000 | FA-NFPA 170 SMOKE DETECTOR | 1 | FALSE | FALSE | FALSE | 1408 | [13 empty] | FALSE | [7 empty] | THOR\acont | 2024-10-09 10:48 | 20191121 AC Detector with base | [Edwards, Kidde] [SLC EST MODULES SENSORS] [*] [#2 SHARED ADDR ¦ SENSORS] KI-DDOS (C), SIGA2-COS w/SIGA-AB4G BASE, SIGA2-COS w/SIGA-AB4G-LF BASE, SIGA2-COS w/SIGA-AB4GT BASE, SIGA2-COS w/SIGA-IB BASE, SIGA2-COS w/SIGA-RB BASE, SIGA2-COS w/SIGA-SB BASE, S [Edwards, Kidde] [SLC EST SENSORS] 01 [*] [EST3, iO1000] DS-HFS (C), DS-PS (C), FX-HD w/IB4U BASE, FX-HD w/RB4U BASE, FX-HD w/SB4U BASE, FX-HD w/SB4U-LF BASE, FX-HD wB4U BASE, FX-PD w/B4U BASE (C), FX-PD w/IB4U BASE (C), FX-PD w/SB4U BASE (C), FX-PD w/SB [Edwards, Kidde] [SLC EST MODULES/SENSORS] 01 [*] [iO64] DS-HFS (C), DS-PS (C), FX-HD w/IB4U BASE, FX-HD w/RB4U BASE, FX-HD w/SB4U BASE, FX-HD w/SB4U-LF BASE, FX-HD wB4U BASE, FX-PD w/B4U BASE (C), FX-PD w/IB4U BASE (C), FX-PD w/SB4U BASE (C), FX-PD w/SB [Edwards, Kidde] [SLC EST SENSORS] [*] [#4 TYPE ADDR ¦ SENSORS] KI-DDOS (C), SIGA2-COS w/SIGA-AB4G BASE, SIGA2-COS w/SIGA-AB4G-LF BASE, SIGA2-COS w/SIGA-AB4GT BASE, SIGA2-COS w/SIGA-IB BASE, SIGA2-COS w/SIGA-RB BASE, SIGA2-COS w/SIGA-SB BASE, SIGA2-HCOS
5d7e9863-585e-42e0-9dbe-d77868990a93 |  |  |  | North | Edwards |  | Cards & Components |  |  |  | Card | TRUE | BPS6A Mainboard |  | Mainboard for BPS6A assembly | 1 | 0.07 | 0.27 |  |  |  |  | TRUE | [5 empty] | #FFFFFFFF |  |  | FALSE | FALSE | FALSE | [14 empty] | FALSE | [7 empty] | THOR\acont | 2024-10-09 10:48 |  | [Altronix, Edwards, Harrington, Kidde] [NAC Trigger] AL1002ULADA Main Board, AL1002ULADA Main Board, APS10A Mainboard, APS6A Mainboard, BPS10A Mainboard, BPS10A/230 Mainboard, BPS6A Mainboard, BPS6A/230 Mainboard, MIRBPS10A Mainboard, MIRBPS10A/230 Mainb [Edwards, Kidde] [VAC ] 2IDC, 76-600000-001 Main Board, 76-800xxx-xxx Main Board, 77-600000-901 Main Board, 84-732001-901 Main Board, APS10A Mainboard, APS6A Mainboard, BPS10A Mainboard, BPS10A/230 Mainboard, BPS6A Mainboard, BPS6A/230 Mainboard, EST1-2Z | [Edwards, Kidde] APS10A Mainboard, APS6A Mainboard, BPS10A Mainboard, BPS10A/230 Mainboard, BPS6A Mainboard, BPS6A/230 Mainboard, MIRBPS10A Mainboard, MIRBPS10A/230 Mainboard, MIRBPS6A Mainboard, MIRBPS6A/230 Mainboard
84cce018-5435-4864-8e8c-d77a22fdc350 | NFPA 170 ADDRESSABLE INPUT MONITOR MODULE |  |  | North | MIRCOM |  | Addressable Module |  |  |  | Module | TRUE | MIX-M501M | + | Mini Monitor Module | 1 | 0.0004 | 0.0004 |  |  |  |  | FALSE | [5 empty] | #FFFF0000 | FA-NFPA 170 ADDRESSABLE INPUT MONITOR MODULE | 1 | FALSE | FALSE | FALSE | 1000 | [13 empty] | FALSE |  |  | M |  |  |  |  | THOR\acont | 2024-09-08 17:27 |  | [MIRCOM] [SLC MODULES] [*] [#3 TYPE ADDR ¦ MODULES] CR-6, CZ-6, IM-10, MIX-100P, MIX-100R, MIX-100S, MIX-101P, MIX-4040, MIX-4040M, MIX-4041, MIX-4045, MIX-4045-M, MIX-4046, MIX-M500DM, MIX-M500DMAP, MIX-M500FP, MIX-M500M, MIX-M500MAP, MIX-M500R, MIX-M50 [MIRCOM] [SLC MODULES SENSORS] [*] [#1 SHARED ADDR ¦ MODULES] CR-6, CZ-6, IM-10, MIX-100P, MIX-100R, MIX-100S, MIX-100X, MIX-101P, MIX-4040, MIX-4040M, MIX-4041, MIX-4045, MIX-4045-M, MIX-4046, MIX-M500DM, MIX-M500DMAP, MIX-M500FP, MIX-M500M, MIX-M500MAP | [MIRCOM, Monaco Enterprises, System Sensor] 729-142-00, 729-143-00, 729-217-00, 729-218-00, M500M, M501M, MIX-M500M, MIX-M500MAP, MIX-M501M, MIX-M501MAP
2c5eda69-aca3-4ae6-a4a5-d77a3a019f52 |  |  |  | North | MIRCOM |  | Hardware |  |  |  | Hardware | TRUE | BB-1001XTR | + | QX-mini-RM backbox and red front door | 1 | [6 empty] | FALSE | [5 empty] | #FFFFFFFF |  |  | FALSE | FALSE | FALSE | [14 empty] | FALSE | [7 empty] | THOR\acont | 2024-10-09 10:48
311c9f12-0e51-42f1-a673-d77c0f09ee7b |  |  |  | North | Siemens |  | Cards & Components |  |  |  | Card | TRUE | V24230-Z6-A5 | ++ | Power supply (SV 24 V-150 W) | 1 | 0 | 0 |  |  |  |  | TRUE | [5 empty] | #FFFFFFFF |  |  | FALSE | FALSE | FALSE | [20 empty] | DESKTOP-7EIEB7A\acont | 2021-11-20 19:19 | THOR\acont | 2024-10-09 10:48 | Cloned from Siemens FCI2002-A1
8ca0ae8b-2030-4ff2-8b81-d78230e52e8c |  |  |  | North | Kidde |  | Cards & Components |  |  |  | Card | TRUE | ANS50MDG |  | OBSOLETE - 50W Audio Notification Panel, Gray | 1 | [6 empty] | TRUE | [5 empty] | #FFFFFFFF |  |  | FALSE | FALSE | FALSE | [14 empty] | FALSE | [5 empty] | DESKTOP-7EIEB7A\acont | 2021-05-24 09:30 | THOR\acont | 2024-10-09 10:48 | Cloned from Edwards ANS50MDG
b1efe7fa-55f0-4278-9081-d78690a36c5e | 170 BASIC SHAPE |  |  | North | Fike |  | Miscellaneous |  |  |  | Module | TRUE | 02-12534 |  | Discharge Pressure Switch | 1 | [6 empty] | FALSE | [5 empty] | #FFFF0000 | FA-170 BASIC SHAPE | 1 | FALSE | FALSE | FALSE | 5000 | [13 empty] | FALSE | [7 empty] | THOR\acont | 2024-09-08 17:27 | 20180810 Added By AuC | [Fike] [IDC] 02 02-12533, 02-12534, 10-1638, 10-1639, 10-1643, 10-2698
4e3b71b3-eb09-4637-bfa3-d7873d0d2a23 | NFPA 170 FLOW DETECTOR |  |  | North | Potter |  | Flow Detector |  |  |  | Module | TRUE | VSR-FEX Series | + | Explosion Proof Vane Type Waterflow Switch | 1 | [6 empty] | FALSE | [5 empty] | #FFFF0000 | FA-NFPA 170 FLOW DETECTOR | 1 | FALSE | FALSE | FALSE |  |  |  | 7770-0328:0140 | [10 empty] | FALSE | [7 empty] | THOR\acont | 2024-09-08 17:27 |  | [Potter] [IDC] 01 OSYSU Series, OSYSU-CRH, OSYSU-EX, OSYSU-EX-O, PCVS Series, PCVS-CRH, PIVS-U-EX, PIVSU-EX-O, PS10 Series, PS10-EX, PS15, PS25, PS40 Series, PS40-EX, RBVS, VSG, VSR Series, VSR-10, VSR-AT, VSR-C, VSR-CF, VSR-FE-2, VSR-FEX Series, VSR-S S [Farenhyt, Generic, N/A, Notifier, Potter, Silent Knight] [AUX POWER] [BELL POWER ++] FURNISHED BY OTHERS, PS10 Series, PS10-EX, VSG, VSR Series, VSR-10, VSR-AT, VSR-C, VSR-CF, VSR-FE-2, VSR-FEX Series, VSR-S Series, VSR-SF, VSR-SFG, VSR-SFT, VSR-SG, VSR
19ec44a2-3994-4442-8db8-d788228f84fc | NFPA 170 SMOKE HEAT CO DETECTOR |  |  | North | Edwards |  | Smoke/Heat/CO Detector |  |  |  | Module | TRUE | SIGA-OSHCD w/SIGA-AB4GT BASE | ++ | Multisensor Smoke, Heat, and CO Detector | 1 | 3.2e-05 | 4.5e-05 |  |  |  |  | FALSE | TRUE |  |  |  |  | #FFFF0000 | FA-NFPA 170 SMOKE HEAT CO DETECTOR | 1 | FALSE | FALSE | FALSE | 1408 | [13 empty] | FALSE | [5 empty] | DESKTOP-7EIEB7A\acont | 2021-06-10 11:10 | THOR\acont | 2024-09-08 17:27 | Cloned from Edwards SIGA-OSHD w/SIGA-AB4GT BASE | [Edwards, Kidde] [SLC EST SENSORS] 01 [*] [EST3, iO1000] DS-HFS (C), DS-PS (C), FX-HD w/IB4U BASE, FX-HD w/RB4U BASE, FX-HD w/SB4U BASE, FX-HD w/SB4U-LF BASE, FX-HD wB4U BASE, FX-PD w/B4U BASE (C), FX-PD w/IB4U BASE (C), FX-PD w/SB4U BASE (C), FX-PD w/SB [Edwards, Kidde] [SLC EST MODULES/SENSORS] 01 [*] [iO64] DS-HFS (C), DS-PS (C), FX-HD w/IB4U BASE, FX-HD w/RB4U BASE, FX-HD w/SB4U BASE, FX-HD w/SB4U-LF BASE, FX-HD wB4U BASE, FX-PD w/B4U BASE (C), FX-PD w/IB4U BASE (C), FX-PD w/SB4U BASE (C), FX-PD w/SB [Edwards, Kidde] [SLC EST MODULES SENSORS] [*] [#2 SHARED ADDR ¦ SENSORS] KI-DDOS (C), SIGA2-COS w/SIGA-AB4G BASE, SIGA2-COS w/SIGA-AB4G-LF BASE, SIGA2-COS w/SIGA-AB4GT BASE, SIGA2-COS w/SIGA-IB BASE, SIGA2-COS w/SIGA-RB BASE, SIGA2-COS w/SIGA-SB BASE, S [Edwards, Kidde] [AUX POWER] KI-COD w/KI-ABDT BASE (C), KI-HCD w/KI-ABDT BASE, KI-HRD w/KI-ABDT BASE, KI-PCD w/KI-ABDT BASE (C), KI-PD w/KI-ABDT BASE (C), KI-PHCD w/KI-ABDT BASE (C), KI-PHD w/KI-ABDT BASE (C), KIR-COD w/KI-ABDT BASE (C), KIR-HCD w/KI-ABD [Edwards, Kidde] [SLC EST SENSORS] [*] [#4 TYPE ADDR ¦ SENSORS] KI-DDOS (C), SIGA2-COS w/SIGA-AB4G BASE, SIGA2-COS w/SIGA-AB4G-LF BASE, SIGA2-COS w/SIGA-AB4GT BASE, SIGA2-COS w/SIGA-IB BASE, SIGA2-COS w/SIGA-RB BASE, SIGA2-COS w/SIGA-SB BASE, SIGA2-HCOS
b643e67f-582e-4b18-9fbe-d788521e6e7f | NFPA 170 FIRE ALARM CONTROL INTERFACE |  |  | North | Autocall |  | Interface |  |  |  | Assembly | TRUE | A190-9833 | ++ | ES Net external NIC and media cards for TSW, Platinum | 1 | 0.075 | 0.075 | [10 empty] | #FFFF0000 | FA-NFPA 170 FIRE ALARM CONTROL INTERFACE | 1 | FALSE | FALSE | FALSE | [20 empty] | THOR\acont | 2024-02-23 06:11 | THOR\acont | 2024-09-08 17:27 | Cloned from Autocall A190-9832
3a5fc69e-485d-4e64-a8bf-d788fb9079c7 | NFPA 170 SPEAKER STROBE |  |  | North | Siemens |  | Speaker/Strobe |  |  |  | Module | TRUE | SLSPSWW-M | S54329-F67-A1 | SLSPSWW-M SPK/ST,WALL,WHT,EMGCY | 1 | [12 empty] | #FF0070C0 | FA-NFPA 170 SPEAKER STROBE | 1 | FALSE | FALSE | FALSE | 2019 | [19 empty] | DESKTOP-7SAL8M7\acont | 2019-08-13 09:04 | THOR\acont | 2024-09-08 17:27 |  | [Siemens] [AUDIO 25v] [25V AUDIO] SL2SPSCW-F (C), SLSPCR-A (C), SLSPCR-AL (C), SLSPCR-F (C), SLSPCR-N (C), SLSPCW-A (C), SLSPCW-AL (C), SLSPCW-F (C), SLSPCW-N (C), SLSPSCR-A (C), SLSPSCR-AL (C), SLSPSCR-ALA (C), SLSPSCR-F (C), SLSPSCR-N (C), SLSPSCR-NA ( [Siemens] [NAC] [24 VDC] SLSPSWR-AL, SLSPSWR-ALA, SLSPSWR-F, SLSPSWR-M, SLSPSWR-N, SLSPSWR-NA, SLSPSWW-AL, SLSPSWW-ALA, SLSPSWW-F, SLSPSWW-M, SLSPSWW-N, SLSPSWW-NA, SLSWR-A, SLSWR-AL, SLSWR-ALA, SLSWR-F, SLSWR-FB, SLSWR-N, SLSWR-NA, SLSWW-AL, SLSWW-ALA, [Siemens] [NAC] [16 VDC] SLSPSWR-AL, SLSPSWR-ALA, SLSPSWR-F, SLSPSWR-M, SLSPSWR-N, SLSPSWR-NA, SLSPSWW-AL, SLSPSWW-ALA, SLSPSWW-F, SLSPSWW-M, SLSPSWW-N, SLSPSWW-NA, SLSWR-A, SLSWR-AL, SLSWR-ALA, SLSWR-F, SLSWR-FB, SLSWR-N, SLSWR-NA, SLSWW-AL, SLSWW-ALA, [Siemens] [AUDIO 70.7v] [70V AUDIO] SL2SPSCW-F (C), SLSPCR-A (C), SLSPCR-AL (C), SLSPCR-F (C), SLSPCR-N (C), SLSPCW-A (C), SLSPCW-AL (C), SLSPCW-F (C), SLSPCW-N (C), SLSPSCR-A (C), SLSPSCR-AL (C), SLSPSCR-ALA (C), SLSPSCR-F (C), SLSPSCR-N (C), SLSPSCR-NA
612b5a81-2050-45cd-a7b2-d795124b2c60 | NFPA 170 MANUAL PULL |  |  | North | DMP |  | Manual Station |  |  |  | Module | TRUE | 850D/711S | ++ | Dual-action pull station, zone expansion modulew/addressable module | 1 | 0.0042 | 0.0047 |  |  |  |  | FALSE | TRUE |  |  |  |  | #FFFF0000 | FA-NFPA 170 MANUAL PULL | 1 | FALSE | FALSE | FALSE | 1408 | [13 empty] | FALSE | [5 empty] | AUGUSTALIEN\aucon | 2023-02-16 14:33 | THOR\acont | 2024-09-08 17:27 | Cloned from DMP 2W-BLX/10 | [DMP] [DMP LX BUS] [*] [LX BUS] 2W-BLX/10 (C), 2WT-BLX/10 (C), 850D/711 (C), 850D/711S (C), 850S/711 (C), 850S/711S (C)
4d3a26fc-9721-4d07-be19-d797253a7d57 |  |  |  | North | Edwards |  | Cards & Components |  |  |  | Card | TRUE | MN-HSECC2 |  | MN-HS32 Class lockable NEMA 4 amplifier, 110V/60Hz. inverter/battery charger and electronics enclosure, lockable NEMA 4 battery enclosure (w/o batteries). Enclosures equipped with tamper switches. AC powered amplifier with DC backup. Batteries and accessories are ordered separately. | 1 | [6 empty] | TRUE | [5 empty] | #FFFFFFFF |  |  | FALSE | FALSE | FALSE | [14 empty] | FALSE | [7 empty] | THOR\acont | 2024-10-09 10:48
08b68e7d-36bf-423e-8100-d79a657deba9 | NFPA 170 HEAT DETECTOR |  |  | North | Hochiki |  | Heat Detector |  |  |  | Module | TRUE | DSC-EA w/NS4-220 STANDARD BASE | DSC-EA w/NS4-220 STANDARD BASE | HEAT DETECTOR w/ STANDARD BASE | 1 | 0.00011 | 0.196 |  |  |  |  | TRUE | TRUE |  | *Refer to Install Sheet |  |  | #FFFF0000 | FA-NFPA 170 HEAT DETECTOR | 1 | FALSE | FALSE | FALSE | 1403 | [19 empty] | DESKTOP-0D6CQVA\lousc | 2019-10-12 07:53 | THOR\acont | 2024-09-08 17:27 | Cloned from Hochiki DCD-135 w/NS4-220 STANDARD BASE | [Hochiki] [IDC] 01 [IDC] DCD-135 w/HSC-220L LATCHING LED BASE (C), DCD-135 w/HSC-220R - 2 WIRE RELAY BASE (C), DCD-135 w/HSC-221L LATCHING LED BASE (C), DCD-135 w/HSC-221R - 2 WIRE RELAY BASE (C), DCD-135 w/HSC-224L LATCHING LED BASE (C), DCD-135 w
ca633216-8774-4552-b5c3-d79f25fb73f5 | NFPA 170 REMOTE ANNUNCIATOR | RISER ANNUNCIATOR |  | North | Siemens |  | Cards & Components |  |  |  | Card | TRUE | FCM72xx-xx | ++ | Operating unit | 1 | 0.125 | 0.13 |  |  |  |  | TRUE | [5 empty] | #FFFF0000 | FA-NFPA 170 REMOTE ANNUNCIATOR | 1 | FALSE | FALSE | FALSE | [20 empty] | DESKTOP-7EIEB7A\acont | 2021-11-20 19:31 | THOR\acont | 2024-09-08 17:27 | Cloned from Siemens FCM7201-Z3
beb9759d-ec7a-4922-b778-d7a80bdf71f9 | NFPA 170 HEAT DETECTOR |  |  | North | MIRCOM |  | Heat Detector |  |  |  | Module | TRUE | MIX-5251RB w/B501 | + | White, Low-profile rate-of-rise thermal sensor, Standard Base | 1 | 0.0003 | 0.0065 |  |  |  |  | FALSE | TRUE |  |  |  |  | #FFFF0000 | FA-NFPA 170 HEAT DETECTOR | 1 | FALSE | FALSE | FALSE | 1403 | [13 empty] | FALSE |  |  | R |  |  | DESKTOP-7SAL8M7\acont | 2019-04-12 13:12 | THOR\acont | 2024-09-08 17:27 | 20191121 AC Detector with base | [MIRCOM] [SLC MODULES SENSORS] [*] [#2 SHARED ADDR ¦ SENSORS] DNR w/MIX-2251BR (C), DNR w/MIX-2351RAP (C), MIX-1251AP w/B200SR-LF-WH (C), MIX-1251AP w/B200SR-WH (C), MIX-1251AP w/B210LP (C), MIX-1251AP w/B224RB-WH (C), MIX-1251AP w/B501 (C), MIX-1251B w/ [MIRCOM] [SLC SENSORS] [*] [#4 TYPE ADDR ¦ SENSORS] DNR w/MIX-2251BR (C), DNR w/MIX-2351RAP (C), MIX-1251AP w/B200SR-LF-WH (C), MIX-1251AP w/B200SR-WH (C), MIX-1251AP w/B210LP (C), MIX-1251AP w/B224RB-WH (C), MIX-1251AP w/B501 (C), MIX-1251B w/B200SR-LF-
9d931366-1d6d-4c1b-b921-d7ac9135192f |  |  |  | North | Edwards |  | Hardware |  |  |  | Hardware | TRUE | 454733ARE |  | 12/4 Solid Twisted Red-Jacket FPLR | 1 | [6 empty] | FALSE | [5 empty] | #FFFFFFFF |  |  | FALSE | FALSE | FALSE | [14 empty] | FALSE | [7 empty] | THOR\acont | 2024-10-09 10:48
4934a92d-9b5d-445d-a63a-d7ad22b01881 |  |  |  | North | Potter | [5 empty] | Module | TRUE | PS100 |  | Excess Pressure Pump Supervisory Switch | 1 | [6 empty] | FALSE | [5 empty] | #FFFFFFFF |  |  | FALSE | FALSE | FALSE |  |  |  | 7770-0328:0001 | [10 empty] | FALSE | [7 empty] | THOR\acont | 2024-10-09 10:48
164521f4-7fa7-4c71-95e5-d7b94de36060 | NFPA 170 SPEAKER STROBE CEILING |  |  | North | Edwards |  | Speaker/Strobe |  |  |  | Module | TRUE | 965-7A-8RW |  | 15/75cd Strobe, 8" Round Cone, 70V .5, 1, 2, 4w | 1 | [6 empty] | FALSE | TRUE |  |  |  |  | #FF0070C0 | FA-NFPA 170 SPEAKER STROBE CEILING | 1 | FALSE | FALSE | FALSE | 2020 | [13 empty] | FALSE |  |  | C |  |  |  |  | THOR\acont | 2024-09-08 17:27
adb285ad-1e92-475e-892f-d7bee59068d7 |  |  |  | North | Siemens |  | Hardware |  |  |  | Hardware | TRUE | WFPAS-W | 500-636134 | WEATHERPROOF FLUSH PLATE WHITE | 1 | [12 empty] | #FFFFFFFF |  |  | FALSE | FALSE | FALSE | [20 empty] | DESKTOP-7SAL8M7\acont | 2019-08-13 09:04 | THOR\acont | 2024-10-09 10:48
cc074685-9e12-4a4f-bdec-d7c043632433 |  |  |  | North | Bosch | [5 empty] | Module | TRUE | GEC3-24WR | * | HN/ST 24V 15-110C WALL RD 0000066462 | 1 | [12 empty] | #FFFFFFFF |  |  | FALSE | FALSE | FALSE | [22 empty] | THOR\acont | 2024-10-09 10:48 |  | [Bosch, Gentex, Hochiki, VES] [STROBE] [UL MAX, Temporal 3 2400 Hz, High] GEC3-24WR, GEC3-24WW, HEC3-24WR, HEC3-24WW, VF4002-X0 [Bosch, Gentex, Hochiki, VES] [NAC] [UL MAX, Temporal 3 2400 Hz, High] GEC3-24WR, GEC3-24WW, HEC3-24WR, HEC3-24WW, VF4002-X0 [Bosch, Gentex, Hochiki, VES] [HORN] [UL MAX, Temporal 3 2400 Hz, High] GEC3-24WR, GEC3-24WW, HEC3-24WR, HEC3-24WW, VF4002-X0
d7b44441-e72b-425b-bec1-d7cdd798efe2 | CADGEN PANIC BUTTON |  |  | North | Bosch |  | Panic Button |  |  |  | Module | TRUE | RFPB-SB | ++ | Wireless, single-button panic. | 1 |  |  |  |  | 3 | [7 empty] | #FFFF0000 | FA-CADGEN PANIC BUTTON | 1 | FALSE | FALSE | FALSE | [17 empty] | RPT |  |  | DESKTOP-7EIEB7A\acont | 2022-07-27 07:13 | THOR\acont | 2024-09-08 17:27 | Cloned from Bosch RFPB-SB-A | [BluePoint, Bosch] [BOSCH WIRELESS] [ALL DEVICES ++] BP01-302, BP02-202M, BP02-202P, BP02-A202M, BP02-A202P, BP02-A202PH, BP03-302, BP03-A102M, BP03-A102P, RFBT-A, RFDL-11, RFDL-11-A, RFDL-11-CHI, RFDW-RM, RFDW-RM-A, RFDW-RM-CHI, RFDW-SM, RFDW-SM-A, RFDW
3baa5425-d55c-4a14-8e99-d7ce327ab06b |  |  |  | North | Bosch | [5 empty] | Module | TRUE | VGA-IC-SP-RO | * | ***(Ross) Suspended Ceiling Support Kit | 1 | [12 empty] | #FFFFFFFF |  |  | FALSE | FALSE | FALSE | [20 empty] | DESKTOP-7EIEB7A\acont | 2021-08-13 06:25 | THOR\acont | 2024-10-09 10:48
479ab643-d509-4dce-8654-d7d599c36e42 | NFPA 170 ADDRESSABLE INPUT MONITOR MODULE |  |  | North | System Sensor |  | Addressable Module |  |  |  | Module | TRUE | COSMOD2W | + | 2-wire interface module (required to use with COSMO-2W models) | 1 | 0.061 | 0.181 |  |  |  |  | TRUE | [5 empty] | #FFFF0000 | FA-NFPA 170 ADDRESSABLE INPUT MONITOR MODULE | 1 | FALSE | FALSE | FALSE | 1000 | [16 empty] | COSMO |  |  | DESKTOP-7SAL8M7\acont | 2019-04-01 17:03 | THOR\acont | 2024-09-08 17:27 | Cloned from System Sensor COSMO-2W | [Monaco Enterprises, System Sensor] [AUX POWER] [*] 723-002-00 w/B110RLP (C), 723-002-00 w/B112LP (C), 723-003-00 w/B110RLP (C), 723-003-00 w/B112LP (C), 723-367-00 (C), 723-368-00 (C), 723-508-00 (C), 723-508-01 (C), COSMO-4W (C), COSMOD2W, COSMOD4W [Monaco Enterprises, System Sensor] [IDC] 01 723-002-00 w/B110RLP (C), 723-002-00 w/B112LP (C), 723-002-00 w/B114LP (C), 723-003-00 w/B110RLP (C), 723-003-00 w/B112LP (C), 723-003-00 w/B114LP (C), 723-367-00 (C), 723-368-00 (C), 723-508-00 (C), 723-508-0 [System Sensor] [IDC] 03 COSMOD2W [System Sensor] [IDC] 02 COSMOD2W, COSMOD4W | [System Sensor] COSMOD2W
e868e7d4-8e58-4a58-9c86-d7e54598cdf6 | CADGEN MOTION DETECTOR WALL |  |  | North | Bosch |  | Motion Detector |  |  |  | Module | TRUE | ISC-CDL1-W15G | ++ | Motion detector, 50ft (15m) | 1 | 0.015 | 0.035 |  |  | 12 |  | FALSE | [5 empty] | #FFFF0000 | FA-CADGEN MOTION DETECTOR WALL | 1 | FALSE | FALSE | FALSE | [14 empty] | FALSE | [5 empty] | DESKTOP-7EIEB7A\acont | 2022-07-26 11:34 | THOR\acont | 2024-09-08 17:27 | Cloned from Bosch ISC-CDL1-WA15GE | [BluePoint, Bosch, Honeywell] [AUX POWER] [*] [12VDC ++] BP01-302, BP01-303, D125B, D185, DS1101i, DS1102i, DS1103i, DS1108i, DS936 (C), DS9360 (C), DS936B (C), DS936-CHI (C), DS936-FRA (C), DS937 (C), DS9370 (C), DS9371 (C), DS939 (C), DS939-CHI (C), EN [Bosch, Optex] [ACCESS CONTROL INPUT] [*] [INPUT] DS1101i, DS1102i, DS1103i, DS1108i, DS936 (C), DS9360 (C), DS936B (C), DS936-CHI (C), DS936-FRA (C), DS937 (C), DS9370 (C), DS9371 (C), DS939 (C), DS939-CHI (C), FX-360 (C), ISC-BDL2-W12G, ISC-BDL2-W12GE, [Bosch, Optex] [IDC] 01 [INPUT] DS1101i, DS1102i, DS1103i, DS1108i, DS936 (C), DS9360 (C), DS936B (C), DS936-CHI (C), DS936-FRA (C), DS937 (C), DS9370 (C), DS9371 (C), DS939 (C), DS939-CHI (C), FX-360 (C), ISC-BDL2-W12G, ISC-BDL2-W12GE, ISC-BDL2-W12HE, I
bf11597b-44a3-4785-bc6a-d7ecdcee0b02 |  |  |  | North | Bosch | [5 empty] | Module | TRUE | D5500C-USB | * | RPS KIT ON CD-USB DONGLE | 1 | [12 empty] | #FFFFFFFF |  |  | FALSE | FALSE | FALSE | [20 empty] | DESKTOP-7EIEB7A\acont | 2021-08-13 06:25 | THOR\acont | 2024-10-09 10:48
ead928a7-e1ef-4c21-85eb-d7efab8380a3 | NFPA 170 MANUAL PULL |  |  | North | Eaton Wheelock |  | Manual Station |  |  |  | Module | TRUE | MPS-100 | + | SPST, single action, terminals, key reset | 1 | [6 empty] | TRUE | [5 empty] | #FFFF0000 | FA-NFPA 170 MANUAL PULL | 1 | FALSE | FALSE | FALSE | 957 | [16 empty] | XP |  |  |  |  | THOR\acont | 2024-09-08 17:27 | Cloned from Wheelock MPS-400X | [Eaton Wheelock] [IDC] 01 MPS-100, MPS-200, MPS-400X
54a765ee-0fc9-4558-ac87-d7f14819181e |  |  |  | North | VES |  | Cards & Components |  |  |  | Card | TRUE | VF0810 Main Board | + | Main Board | 1 | 0.2 | 0.22 |  |  |  |  | TRUE | [5 empty] | #FFFFFFFF |  |  | FALSE | FALSE | FALSE | [20 empty] | DESKTOP-7EIEB7A\acont | 2021-11-04 11:11 | THOR\acont | 2024-10-09 10:48 | Cloned from Hochiki FNP-1127 Main Board | [AutoPulse, Hochiki, VES] [IDC] [#3 SUPERVISORY] 542R Main Board, FNP-1127 Main Board, HCVR-3 Main Board, VF0810 Main Board, VF0820 Main Board, VF0850 Main Board, VF0860 Main Board, VF1420 Main Board, VF1810-10 Main Board, VF1848-10/11 Main Board, VF1858 [AutoPulse, Hochiki, VES] [IDC] [#2 TROUBLE] 542R Main Board, FNP-1127 Main Board, HCVR-3 Main Board, VF0810 Main Board, VF0820 Main Board, VF0850 Main Board, VF0860 Main Board, VF1420 Main Board, VF1810-10 Main Board, VF1848-10/11 Main Board, VF1858-10/ [AutoPulse, Hochiki, VES] [IDC] [#1 ALARM] 542R Main Board, FNP-1127 Main Board, HCVR-3 Main Board, VF0810 Main Board, VF0820 Main Board, VF0850 Main Board, VF0860 Main Board, VF1420 Main Board, VF1810-10 Main Board, VF1848-10/11 Main Board, VF1858-10/11 | [Hochiki, VES] FNP-1127 Main Board, VF0810 Main Board
d822c1c0-666e-4c25-ba40-d7f369b8c96c |  |  |  | North | Edwards |  | Hardware |  |  |  | Hardware | TRUE | 449 |  | Surface mount box, 4" square, oudoor rated, gray | 1 | [6 empty] | FALSE | [5 empty] | #FFFFFFFF |  |  | FALSE | FALSE | FALSE | [14 empty] | FALSE | [7 empty] | THOR\acont | 2024-10-09 10:48
2d99819b-c73e-4b3e-a1e7-d7f71d3d5d92 | NFPA 170 FIRE ALARM CONTROL UNIT | RISER FACP |  | North | Hochiki |  | Fire Alarm Control Unit |  |  |  | Assembly | TRUE | LA203K1-40 |  | FireNET L@TITUDE Analog Addressable Fire Alarm Control Panel, 4 Slot Standard Plex-Door Enclosure, 10.25 A Auto Voltage, 2-Loop Panel Module, Hochiki Protocol, Network Module, and Media Gateway™, Gray, 48 Zone LEDs | 1 | [6 empty] | FALSE |  |  | *Refer to Install Sheet | 16.5in (W) x 23.2in (H) x 6in (D) | KM5FCRD (Optional Semi-Flush Mounting Kit) | #FFFF0000 | FA-NFPA 170 FIRE ALARM CONTROL UNIT | 1 | FALSE | FALSE | FALSE | 202 | [8 empty] | 7,12,18,28 |  |  | 10.25 |  | TRUE | [5 empty] | DESKTOP-GHR3H5U\Anthony | 2019-11-27 08:00 | THOR\acont | 2024-09-08 17:27
49b95a51-a8f9-4d83-9786-d7f9dfe2e86f | NFPA 170 NOTIFICATION CIRCUIT EXTENDER PANEL | RISER NAC |  | North | Hochiki |  | Notification Circuit Extender Panel |  |  |  | Assembly | TRUE | FN-1042-ULADA | ++ | 10-Amp, 24-Volt Power Supply | 1 | [6 empty] | FALSE | FALSE |  |  | 18” x 14.5” x 4.625” (457.2mm x 368.3mm x 117.5mm) |  | #FFFF0000 | FA-NFPA 170 NOTIFICATION CIRCUIT EXTENDER PANEL | 1 | FALSE | FALSE | FALSE | 212 | [8 empty] | 7,12,18,33 |  | 12 |  |  | TRUE | [5 empty] | DESKTOP-7EIEB7A\acont | 2022-09-29 11:03 | THOR\acont | 2024-09-08 17:27 | Cloned from Altronix AL1042ULADA
f38b5413-af86-4dfd-99ac-d7fa18a6da2a |  |  |  | North | Edwards |  | Hardware |  |  |  | Hardware | TRUE | 33-30697A |  | Spare ASD-640 Detector Main PCB | 1 | [6 empty] | FALSE | [5 empty] | #FFFFFFFF |  |  | FALSE | FALSE | FALSE | [14 empty] | FALSE | [7 empty] | THOR\acont | 2024-10-09 10:48
1aec3ff9-92cb-413f-a557-d7fdc034def6 |  |  |  | North | WINLAND | Environmental |  |  |  |  | Module | TRUE | TEMP-L-S |  |  | 1 | [12 empty] | #FFFFFFFF |  |  | FALSE | FALSE | FALSE | [20 empty] | THOR\acont | 2024-03-12 21:43 | THOR\acont | 2024-10-09 10:48
236201ff-8fad-47c1-a7a5-d8046ad68657 | NFPA 170 MANUAL PULL |  |  | North | Hochiki |  | Manual Station |  |  |  | Module | TRUE | HPS-DAH - dual action with Hex lock | HPS-DAH - dual action with Hex lock | HPS-DAH - dual action with Hex lock | 1 | 0 | 0 |  |  |  |  | TRUE |  |  | *Refer to Install Sheet |  |  | #FFFF0000 | FA-NFPA 170 MANUAL PULL | 1 | FALSE | FALSE | FALSE | 957 | [19 empty] | DESKTOP-0D6CQVA\lousc | 2019-10-06 14:54 | THOR\acont | 2024-09-08 17:27 | from Hochiki HPS-SAH single action with Hex lock | [Hochiki, VES] [IDC] 01 [IDC] HPS-DAH - dual action with Hex lock, HPS-DAH/S - dual action with Hex lock (Spanish), HPS-DAK - dual action with Key lock, HPS-DAK - SR, HPS-DAK - WP, HPS-DAK/S - dual action with Key lock (Spanish), HPS-SA-EX/WP, HPS-SAH si
02ce8ea3-ad24-4c55-b135-d80dafa1e129 | NFPA 170 HEAT DETECTOR |  |  | North | Monaco Enterprises |  | Heat Detector |  |  |  | Module | TRUE | 722-406-00 w/B224RB-WH | + | DETECTOR,HEAT:190 F,FIXED,INTELLIGENT,LOW PROFILE,HEAD | 1 | 0.0003 | 0.0065 |  |  |  |  | FALSE | TRUE |  |  |  |  | #FFFF0000 | FA-NFPA 170 HEAT DETECTOR | 1 | FALSE | FALSE | FALSE | 1403 | [13 empty] | FALSE |  |  | 190° |  |  | DESKTOP-7SAL8M7\acont | 2020-02-23 09:25 | THOR\acont | 2024-09-08 17:27 | Cloned from MIRCOM MIX-5251H w/B224RB | [Monaco Enterprises] [SLC MODULES SENSORS] 01 [*] 708-026-01, 708-031-00, 721-121-00 w/B200SR-LF-WH (C), 721-121-00 w/B200SR-WH (C), 721-121-00 w/B210LP (C), 721-121-00 w/B224RB-WH (C), 721-121-00 w/B501 (C), 721-124-00 w/B200SR-LF-WH (C), 721-124-00 w/B [Monaco Enterprises] [SLC SENSORS] 01 [*] 721-121-00 w/B200SR-LF-WH (C), 721-121-00 w/B200SR-WH (C), 721-121-00 w/B210LP (C), 721-121-00 w/B224RB-WH (C), 721-121-00 w/B501 (C), 721-124-00 w/B200SR-LF-WH (C), 721-124-00 w/B200SR-WH (C), 721-124-00 w/B210L [Monaco Enterprises] [SLC MODULES/SENSORS] 01 [*] 721-121-00 w/B200SR-LF-WH (C), 721-121-00 w/B200SR-WH (C), 721-121-00 w/B210LP (C), 721-121-00 w/B224RB-WH (C), 721-121-00 w/B501 (C), 721-124-00 w/B200SR-LF-WH (C), 721-124-00 w/B200SR-WH (C), 721-124-00 [Monaco Enterprises] [SLC SENSORS] 01 [*] 721-121-00 w/B200SR-LF-WH (C), 721-121-00 w/B200SR-WH (C), 721-121-00 w/B210LP (C), 721-121-00 w/B224RB-WH (C), 721-121-00 w/B501 (C), 721-124-00 w/B200SR-LF-WH (C), 721-124-00 w/B200SR-WH (C), 721-124-00 w/B210L
5fbf5fca-8030-4f35-b687-d817fc892a40 | NFPA 170 HVAC PANEL |  |  | North | Light Engineered Displays |  | HVAC Panel |  |  |  | Assembly | TRUE | FS-2 |  | Fan Status & Control Enclosure 14-26 Fans | 1 | [6 empty] | TRUE |  |  |  | 23 7/8” x 24 1/2“ |  | #FFFF0000 | FA-NFPA 170 HVAC PANEL | 1 | FALSE | FALSE | FALSE | [20 empty] | DESKTOP-7EIEB7A\acont | 2023-02-03 10:27 | THOR\acont | 2024-09-08 17:27 | Cloned from Light Engineered Displays FS-0 CLONED
322875ce-dd8c-49f8-98c2-d827d4c7d15b | NFPA 170 CONTACT DEVICE |  |  | East | Generic |  | Contact Device |  |  |  | Module | TRUE | CONTACT DEVICE | + |  | 1 | [6 empty] | FALSE | FALSE | PROVIDED BY SPRINKLER CONTRACTOR |  | PROVIDED BY OTHERS |  | #FFFF0000 | FA-NFPA 170 CONTACT DEVICE | 1 | FALSE | FALSE | FALSE | [14 empty] | FALSE | [5 empty] | DESKTOP-0D6CQVA\lousc | 2019-07-10 18:24 | THOR\acont | 2024-09-08 17:27 | Cloned from Generic WATERFLOW SWITCH | [Det-Tronics, Generic, Macurco, N/A, STI] [IDC] 01 30-3013, AIR PRESSURE SWITCH, AIR PRESSURE SWITCH HIGH/LOW, BACKFLOW VALVE, CM-12, CONTACT DEVICE, DUCT DETECTOR (C), Fire Suppression Control Unit (FSCU), FURNISHED BY OTHERS, FURNISHED BY OTHERS, FURNI
4adf50aa-ee65-460a-9b2d-d82b2dac4726 |  |  |  | North | Autocall |  | Cards & Components |  |  |  | Card | TRUE | A100-1273 |  | Telephone NAC Class A Adapter Module | 1 | 0 | 0 |  |  |  |  | TRUE | [5 empty] | #FFFFFFFF |  |  | FALSE | FALSE | FALSE | [20 empty] | DESKTOP-0D6CQVA\lousc | 2019-07-07 14:48 | THOR\acont | 2024-10-09 10:48 | Cloned from AutoCall A100-1271
a7926ea1-ccc0-4846-a405-d82cc37276ea | NFPA 170 MAINTENANCE DISCONNECT SWITCH |  |  | North | Ansul |  | Switch |  |  |  | Module | TRUE | 433937 | + | Maintenance Disconnect, Surface mount; includes red mounting box | 1 |  | 0.083 | [10 empty] | #FFFF0000 | FA-NFPA 170 MAINTENANCE DISCONNECT SWITCH | 1 | FALSE | FALSE | FALSE | 910 | [19 empty] | DESKTOP-7EIEB7A\acont | 2021-06-17 07:19 | THOR\acont | 2024-09-08 17:27 | Cloned from Ansul 433936 | [Ansul, Autocall, Simplex] [IDC] 01 [ACTIVATION] 2081-9046, 430687, 433936, 433937, 433940, 433941, A2081-9046 [Ansul, Autocall, Simplex] [AUX POWER, RELEASING] [LED] 2081-9046, 430687, 433936, 433937, A2081-9046 [Ansul, Autocall, Simplex] [AUX POWER] [*] [LED] 2081-9046, 430687, 433936, 433937, A2081-9046
61bf2d44-3fdf-4f6f-85d4-d82ed09ade18 | NFPA 170 HEAT DETECTOR |  |  | North | Firelite |  | Heat Detector |  |  |  | Module | TRUE | H355HT w/B501 | + | White, Low-profile 190°F fixed thermal sensor, Standard Base | 1 | 0.0003 | 0.0065 |  |  |  |  | FALSE | TRUE |  |  |  |  | #FFFF0000 | FA-NFPA 170 HEAT DETECTOR | 1 | FALSE | FALSE | FALSE | 1403 | [13 empty] | FALSE |  |  | 190° |  |  | DESKTOP-7SAL8M7\acont | 2019-03-28 06:35 | THOR\acont | 2024-09-08 17:27 | 20191121 AC Detector with base | [Firelite, System Sensor] [SLC MODULES SENSORS] [*] [#2 SHARED ADDR ¦ SENSORS] AD355 w/B200SR-LF-WH (C), AD355 w/B200SR-WH (C), AD355 w/B210LP (C), AD355 w/B224BI-WH (C), AD355 w/B224RB-WH (C), AD355 w/B501 (C), BEAM355 (C), BEAM355S (C), CP355 w/B200SR- [Firelite, System Sensor] [SLC SENSORS] [*] [#4 TYPE ADDR ¦ SENSORS] AD355 w/B200SR-LF-WH (C), AD355 w/B200SR-WH (C), AD355 w/B210LP (C), AD355 w/B224BI-WH (C), AD355 w/B224RB-WH (C), AD355 w/B501 (C), BEAM355 (C), BEAM355S (C), CP355 w/B200SR-WH (C), CP
d3727141-c75e-4ed1-a994-d835fd9726a9 |  |  |  | North | Bosch | [5 empty] | Module | TRUE | NDA-8000-SP-RO | * | ***(Ross) In-Ceiling Mount Support Kit | 1 | [12 empty] | #FFFFFFFF |  |  | FALSE | FALSE | FALSE | [20 empty] | DESKTOP-7EIEB7A\acont | 2021-08-13 06:25 | THOR\acont | 2024-10-09 10:48
4c5f2bbc-2ea0-44b2-80cc-d8374b4b8848 | NFPA 170 SPEAKER CEILING |  |  | North | Eaton Wheelock |  | Speaker |  |  |  | Module | TRUE | LSPKWC |  | CEILING SPEAKER | 1 | [6 empty] | TRUE | TRUE |  |  |  |  | #FF0070C0 | FA-NFPA 170 SPEAKER CEILING | 1 | FALSE | FALSE | FALSE | 2019 | [16 empty] | C |  |  | DESKTOP-QMKR22O\aucon | 2020-07-31 11:11 | THOR\acont | 2024-09-08 17:27 |  | [Eaton Wheelock] [AUDIO 70.7v] [70V AUDIO] LSPKC (C), LSPKRC (C), LSPKRC-AL (C), LSPKRC-N (C), LSPKWC (C), LSPKWC-AL (C), LSPKWC-N (C), LSPSTC3 (C), LSPSTR3, LSPSTR3-AL, LSPSTR3-ALA, LSPSTR3-N, LSPSTR3-NA, LSPSTRC3 (C), LSPSTRC3-AL (C), LSPSTW3, LSPSTW3- [Eaton Wheelock] [AUDIO 25v] [25V AUDIO] LSPKC (C), LSPKRC (C), LSPKRC-AL (C), LSPKRC-N (C), LSPKWC (C), LSPKWC-AL (C), LSPKWC-N (C), LSPSTC3 (C), LSPSTR3, LSPSTR3-AL, LSPSTR3-ALA, LSPSTR3-N, LSPSTR3-NA, LSPSTRC3 (C), LSPSTRC3-AL (C), LSPSTW3, LSPSTW3-AL
45eee505-6dbf-4080-8349-d83797ab3a9a |  |  |  | North | Siemens | [5 empty] | Module | TRUE | 40/40UB-212SF | S54430-F283-A1 | UV FLM DET BIT WO2 75C 3/4" SS FM | 1 | [12 empty] | #FFFFFFFF |  |  | FALSE | FALSE | FALSE | [20 empty] | DESKTOP-7SAL8M7\acont | 2019-08-13 09:04 | THOR\acont | 2024-10-09 10:48
492de908-8be2-4f7a-9335-d8379fcbb65e | CADGEN PROXIMITY READER |  |  | North | Edwards | Security/Access Control | Prox Reader |  |  |  | Module | TRUE | 5375AGN00 |  | Proximity Reader, Wall Mount, long range | 1 | [6 empty] | FALSE | [5 empty] | #FFFF0000 | FA-CADGEN PROXIMITY READER | 1 | FALSE | FALSE | FALSE | [14 empty] | FALSE | [7 empty] | THOR\acont | 2024-09-08 17:27
5feffa02-2873-4eab-a159-d83ac5b68f56 |  |  |  | North | Silent Knight |  | Cards & Components |  |  |  | Card | TRUE | 5883 MAIN CARD |  | RELAY INTERFACE BOARD MAIN CARD | 1 | 0 | 0.42 |  |  |  |  | TRUE | [5 empty] | #FFFFFFFF |  |  | FALSE | FALSE | FALSE | [14 empty] | FALSE | [5 empty] | DESKTOP-7SAL8M7\acont | 2018-10-18 09:04 | THOR\acont | 2024-10-09 10:48 |  | [Farenhyt, Silent Knight, Stanley Security Solutions] [VAC ] 5104B Main Board, 5204 Main Board, 5207 Main Board, 5208 Main Board, 5495 Main Board, 5496 Main Board, 5499 Main Board, 5600 Main Board, 5700 Main Board, 5808 Main Board, 5820XL Main Board, 588 [Silent Knight] [AUX POWER] 5883 MAIN CARD
3fe970a4-a684-4ce4-993e-d84052b16359 |  |  |  | North | Bosch | [5 empty] | Module | TRUE | B4512 | * | B Series 28 Pt Hybrid Panel | 1 | [12 empty] | #FFFFFFFF |  |  | FALSE | FALSE | FALSE | [20 empty] | DESKTOP-7EIEB7A\acont | 2021-08-13 06:25 | THOR\acont | 2024-10-09 10:48
f3d3f423-eb49-47b7-9ad6-d84282f45f56 | NFPA 170 AMPLIFIER RACK | RISER AMP |  | North | Hochiki |  | Amplifier |  |  |  | Assembly | TRUE | FNVDP25 (70V) | + | Distributed Panel, Dual Channel, 25W | 1 | [6 empty] | FALSE |  |  | *Refer to Install Sheet |  |  | #FFFF0000 | FA-NFPA 170 AMPLIFIER RACK | 1 | FALSE | FALSE | FALSE | 300 | [8 empty] | 7,12,18 |  |  |  | 25 | TRUE | [5 empty] | DESKTOP-7SAL8M7\acont | 2019-11-04 16:39 | THOR\acont | 2024-09-08 17:27
6e90ff3a-4d36-48f4-b302-d849705209ff |  |  |  | North | MIRCOM | [5 empty] | Module | TRUE | ALCN-792MISO | ++ | Quad Intelligent Analog Loop Module | 1 | 0.13 | 0.145 | [10 empty] | #FFFFFFFF |  |  | FALSE | FALSE | FALSE | [20 empty] | THOR\acont | 2025-01-14 14:41 |  |  | Cloned from MIRCOM ALCN-4792MISO |  | [MIRCOM] ALCN-792D, ALCN-792MISO
29a871e1-9f3c-4cf8-bd37-d849a2c9b445 | NFPA 170 ADDRESSABLE INPUT MONITOR MODULE |  |  | North | Notifier |  | Addressable Module |  |  |  | Module | TRUE | XP6-MA | ++ | Six Zone Interface Module w/BB-XP | 6 | 0.002 | 0.04 |  |  |  |  | TRUE | FALSE |  |  |  |  | #FFFF0000 | FA-NFPA 170 ADDRESSABLE INPUT MONITOR MODULE | 1 | FALSE | FALSE | FALSE | [14 empty] | FALSE | [7 empty] | THOR\acont | 2024-09-08 17:27 |  | [Notifier] [SLC MODULES/SENSORS] [#02 ++] ACPS-610, AMPS-24, AMPS-24E, FDM-1, FDRM-1, FWSG, NDM-100, NMM-100-10, NZM-100-6, PMB-AUX, XP10-M, XP6-C, XP6-MA, XP6-R [Honeywell, Notifier, System Sensor] [SLC MODULES] [*] [#3 TYPE ADDR ¦ MODULES] 30-3013 w/FMM-101, Q3013D, ACM-8R, ACPS-610, AMPS-24, AMPS-24E, EM-1M, EM-1MI, EM-1MM, EM-1MMI, EM-1R, EM-1RI, EM-1SR, EM-1SRI, FCM-1, FCM-1-REL, FD7044 MM-101, FDM-1, FDRM-1 [Notifier] [SLC MODULES] [#03 ++] ACPS-610, AMPS-24, AMPS-24E, FWSG, NMM-100-10, NZM-100-6, PMB-AUX, XP10-M, XP6-C, XP6-MA, XP6-R [Notifier] [SLC MODULES] [#06 ++] NMM-100-10, NZM-100-6, XP10-M, XP6-C, XP6-MA, XP6-R [Notifier] [SLC MODULES/SENSORS] [#05 ++] ACPS-610, AMPS-24, AMPS-24E, NMM-100-10, NZM-100-6, PMB-AUX, XP10-M, XP6-C, XP6-MA, XP6-R [Honeywell, Notifier, System Sensor] [SLC MODULES SENSORS] [*] [#1 SHARED ADDR ¦ MODULES] 30-3013 w/FMM-101, Q3013D, ACM-8R, ACPS-610, AMPS-24, AMPS-24E, EM-1M, EM-1MI, EM-1MM, EM-1MMI, EM-1R, EM-1RI, EM-1SR, EM-1SRI, FCM-1, FCM-1-REL, FD7044 MM-101, FDM [Notifier] [SLC MODULES/SENSORS] [#04 ++] ACPS-610, AMPS-24, AMPS-24E, NMM-100-10, NZM-100-6, PMB-AUX, XP10-M, XP6-C, XP6-MA, XP6-R [Notifier] [AUX POWER] [AUX ALARM CURRENT (1 ZONE), AUX ALARM CURRENT (MAX), AUX ALARM CURRENT (NONE)] XP6-MA [Notifier] [SLC MODULES] [#05 ++] ACPS-610, AMPS-24, AMPS-24E, NMM-100-10, NZM-100-6, PMB-AUX, XP10-M, XP6-C, XP6-MA, XP6-R [Notifier] [SLC MODULES] [#04 ++] ACPS-610, AMPS-24, AMPS-24E, NMM-100-10, NZM-100-6, PMB-AUX, XP10-M, XP6-C, XP6-MA, XP6-R [Notifier] [SLC MODULES/SENSORS] [#03 ++] ACPS-610, AMPS-24, AMPS-24E, FWSG, NMM-100-10, NZM-100-6, PMB-AUX, XP10-M, XP6-C, XP6-MA, XP6-R [Notifier] [SLC MODULES/SENSORS] [#06 ++] NMM-100-10, NZM-100-6, XP10-M, XP6-C, XP6-MA, XP6-R [Notifier] [SLC MODULES] [#02 ++] ACPS-610, AMPS-24, AMPS-24E, FDM-1, FDRM-1, FWSG, NDM-100, NMM-100-10, NZM-100-6, PMB-AUX, XP10-M, XP6-C, XP6-MA, XP6-R | [Notifier] XP6-MA
537f88a7-a3fe-49f2-bbc0-d849fda05780 |  |  |  | North | Edwards |  | Cards & Components |  |  |  | Card | TRUE | MN-HS32G5PAC |  | 3200 Watt Omni-directional HPSA Assembly (5 of 5 Active Panels) with lockable NEMA 4 amplifier and electronics enclosure. 110V/60Hz operation only. Enclosure equipped with tamper switch. Edwards hard-wire interface included. Accessories are ordered separately. Gray colored speaker head. | 1 | [6 empty] | TRUE | [5 empty] | #FFFFFFFF |  |  | FALSE | FALSE | FALSE | [14 empty] | FALSE | [7 empty] | THOR\acont | 2024-10-09 10:48
954e2775-2a55-478d-a73d-d855afc73b89 | NFPA 170 SMOKE HEAT DETECTOR |  |  | North | Kidde |  | Smoke/Heat Detector |  |  |  | Module | TRUE | KIR-PHD w/KI-ABST BASE | ++ | Intelligent Multisensor Smoke and Heat Detector | 1 | 5.1e-05 | 6.8e-05 |  |  |  |  | FALSE | TRUE |  |  |  |  | #FFFF0000 | FA-NFPA 170 SMOKE HEAT DETECTOR | 1 | FALSE | FALSE | FALSE | 1408 | [13 empty] | FALSE | [5 empty] | DESKTOP-7EIEB7A\acont | 2023-05-24 19:04 | THOR\acont | 2024-09-08 17:27 | Cloned from Kidde KI-PHD w/KI-ABST BASE | [Kidde] [SLC EST SENSORS] [*] [#4 TYPE ADDR ¦ SENSORS] DS-HFS (C), DS-PS (C), FX-HD w/IB4U BASE, FX-HD w/RB4U BASE, FX-HD w/SB4U BASE, FX-HD w/SB4U-LF BASE, FX-HD wB4U BASE, FX-PD w/B4U BASE (C), FX-PD w/IB4U BASE (C), FX-PD w/SB4U BASE (C), FX-PD w/SB4U [Kidde] [SLC EST MODULES SENSORS] [*] [#2 SHARED ADDR ¦ SENSORS] DS-HFS (C), DS-PS (C), FX-HD w/IB4U BASE, FX-HD w/RB4U BASE, FX-HD w/SB4U BASE, FX-HD w/SB4U-LF BASE, FX-HD wB4U BASE, FX-PD w/B4U BASE (C), FX-PD w/IB4U BASE (C), FX-PD w/SB4U BASE (C), FX [Edwards, Kidde] [AUX POWER] FX-HD w/SB4U BASE, FX-PD w/SB4U BASE (C), FX-PHD w/SB4U BASE (C), KI-COD w/KI-ABST BASE (C), KI-HCD w/KI-ABST BASE, KI-HRD w/KI-ABST BASE, KI-PCD w/KI-ABST BASE (C), KI-PD w/KI-ABST BASE (C), KI-PHCD w/KI-ABST BASE (C), KI-PH [Edwards, Kidde] [SLC EST MODULES/SENSORS] 01 [*] [iO64] DS-HFS (C), DS-PS (C), FX-HD w/IB4U BASE, FX-HD w/RB4U BASE, FX-HD w/SB4U BASE, FX-HD w/SB4U-LF BASE, FX-HD wB4U BASE, FX-PD w/B4U BASE (C), FX-PD w/IB4U BASE (C), FX-PD w/SB4U BASE (C), FX-PD w/SB [Edwards, Kidde] [SLC EST SENSORS] 01 [*] [EST3, iO1000] DS-HFS (C), DS-PS (C), FX-HD w/IB4U BASE, FX-HD w/RB4U BASE, FX-HD w/SB4U BASE, FX-HD w/SB4U-LF BASE, FX-HD wB4U BASE, FX-PD w/B4U BASE (C), FX-PD w/IB4U BASE (C), FX-PD w/SB4U BASE (C), FX-PD w/SB
2d6e6286-e1ac-4da4-9a77-d85802504b04 | NFPA 170 SPEAKER STROBE |  |  | North | Hochiki |  | Speaker/Strobe |  |  |  | Module | TRUE | E60-24MCWH-FR |  | Speaker/Strobe, 24 VDC, Multi-Candela, , 25/70 Vrms, red | 1 | 0 | 0.455 |  |  |  |  | FALSE | FALSE |  | *Refer to Install Sheet |  |  | #FF0070C0 | FA-NFPA 170 SPEAKER STROBE | 1 | FALSE | FALSE | FALSE | 2019 | [13 empty] | FALSE | [7 empty] | THOR\acont | 2024-09-08 17:27 |  | [Eaton Wheelock, Hochiki] [NAC] E60-24MCWH-FR, E60-24MCWH-FW [Eaton Wheelock, Hochiki] [AUDIO 70.7v] [70V AUDIO] E60-24MCC-FR (C), E60-24MCC-FW (C), E60-24MCCH-FR (C), E60-24MCCH-FW (C), E60-24MCW-FR, E60-24MCW-FW, E60-24MCWH-FR, E60-24MCWH-FW, E60-R, E60-W [Eaton Wheelock, Hochiki] [AUDIO 25v] [25V AUDIO] E60-24MCC-FR (C), E60-24MCC-FW (C), E60-24MCCH-FR (C), E60-24MCCH-FW (C), E60-24MCW-FR, E60-24MCW-FW, E60-24MCWH-FR, E60-24MCWH-FW, E60-R, E60-W
67e160f3-5a2f-4bbf-8c7e-d858cfb694d4 | CADGEN INTERFACE MODULE |  |  | North | Protectowire |  | Interface Module |  |  |  | Module | TRUE | CTM-530 | ++ | Interface Module for Protectowire Type CTI with LCD display and navigation buttons. | 1 | 0.0667 | 0.0667 |  |  |  |  | TRUE |  |  |  | 6” W x 4” H x 1.5” D (15.24cm x 10.16cm x 3.8cm) |  | #FFFF0000 | FA-CADGEN INTERFACE MODULE | 1 | FALSE | FALSE | FALSE | [20 empty] | THOR\acont | 2023-09-11 07:45 | THOR\acont | 2024-09-08 17:27 | Cloned from Protectowire ZONE BOX | [Protectowire, SAFE Fire Detection, Viking] [IDC] [#3 SUPERVISORY] CTM-530, CTM-530E, CTM-530E-I, DLM-Z2, SRP-4x4 Main Board, VFR400 Main Board [Protectowire, SAFE Fire Detection, Viking] [IDC] [#1 ALARM] CTM-530, CTM-530E, CTM-530E-I, DLM-Z2, SRP-4x4 Main Board, VFR400 Main Board [Protectowire, SAFE Fire Detection] [AUX POWER] [*] [AUX] CTM-530, CTM-530E, CTM-530E-I, DLM-Z2 [Protectowire, SAFE Fire Detection, Viking] [IDC] [#2 TROUBLE] CTM-530, CTM-530E, CTM-530E-I, DLM-Z2, SRP-4x4 Main Board, VFR400 Main Board | [Protectowire] CTM-530, CTM-530E, CTM-530E-I
0648513c-97af-4bf4-88a2-d858e520252c |  |  |  | North | Edwards |  | Hardware |  |  |  | Hardware | TRUE | CM10941 |  | 5-Point Manifold | 1 | [6 empty] | FALSE | [5 empty] | #FFFFFFFF |  |  | FALSE | FALSE | FALSE | [14 empty] | FALSE | [7 empty] | THOR\acont | 2024-10-09 10:48
86779500-5399-4452-a2e7-d85ee076a2f3 | NFPA 170 SMOKE DETECTOR |  |  | North | System Sensor |  | Smoke Detector |  |  |  | Module | TRUE | 2151 w/B114LP | ++ | Low-profile photoelectric detector. 120v, 4-wire base. | 1 | 0.00012 | 0.075 |  |  |  |  | TRUE | TRUE |  |  |  |  | #FFFF0000 | FA-NFPA 170 SMOKE DETECTOR | 1 | FALSE | FALSE | FALSE | 1408 | [19 empty] | DESKTOP-7SAL8M7\acont | 2019-03-29 16:45 | THOR\acont | 2024-09-08 17:27 | 20191121 AC Detector with base | [Firelite, Macurco, Notifier, Silent Knight, System Sensor] [IDC] 01 [IDC 4-WIRE ++] 1251B (C), 1412B (C), 1424 (C), 2112/24AT (C), 2112/24S (C), 2112/24TS (C), 2112AITR (C), 2112ATR (C), 2112R (C), 2124AITR (C), 2124ATR (C), 2124R (C), 2151 w/B110RLP (C [Firelite, Macurco, Notifier, Silent Knight, System Sensor] [AUX POWER] [*] [AUX INPUT ++] 1251B (C), 1412B (C), 1424 (C), 2112/24AT (C), 2112/24S (C), 2112/24TS (C), 2112AITR (C), 2112ATR (C), 2112R (C), 2124AITR (C), 2124ATR (C), 2124R (C), 2151 w/B110
4d96d4ad-502c-4e53-8766-d86101f6aef3 | NFPA 170 SPEAKER WALL |  |  | North | Eaton Wheelock |  | Speaker |  |  |  | Module | TRUE | EL3RSPK-NR | ++ | Outdoor speaker, red | 1 | [6 empty] | TRUE | [5 empty] | #FF0070C0 | FA-NFPA 170 SPEAKER WALL | 1 | FALSE | FALSE | FALSE | 2020 | [16 empty] | WP |  |  | THOR\acont | 2025-01-28 12:24 | THOR\acont | 2025-01-28 12:25 | Cloned from Eaton Wheelock ELSPKR-AL | [Eaton Wheelock] [AUDIO 25v] [25V AUDIO] EL3RSPK-NR, EL3RSPK-NW, EL3RSPSTA-ALW, EL3RSPSTA-NW, EL3RSPST-FR, EL3RSPST-FW, EL4XSPK-NR, EL4XSPK-NW, EL4XSPSTA-ALW, EL4XSPSTA-NW, EL4XSPST-FR, EL4XSPST-FW [Eaton Wheelock] [AUDIO 70.7v] [70V AUDIO] EL3RSPK-NR, EL3RSPK-NW, EL3RSPSTA-ALW, EL3RSPSTA-NW, EL3RSPST-FR, EL3RSPST-FW, EL4XSPK-NR, EL4XSPK-NW, EL4XSPSTA-ALW, EL4XSPSTA-NW, EL4XSPST-FR, EL4XSPST-FW
21a2c484-99e1-4941-b214-d86106eb6421 | NFPA 170 SPEAKER STROBE CEILING |  |  | North | MIRCOM |  | Speaker/Strobe |  |  |  | Module | TRUE | SPPS-104-70R | ++ | Ceiling mounted speaker strobe 70V Red | 1 | 0 | 0.132 |  |  |  |  | FALSE | TRUE |  |  |  |  | #FF0070C0 | FA-NFPA 170 SPEAKER STROBE CEILING | 1 | FALSE | FALSE | FALSE | 2020 | [13 empty] | FALSE |  |  | C |  |  | DESKTOP-7EIEB7A\acont | 2022-08-30 12:00 | THOR\acont | 2024-09-08 17:27 | Cloned from MIRCOM SPPS-104-25 CLONED CLONED | [MIRCOM] [AUDIO 70.7v] [70V AUDIO] SPP-104-70 (C), SPP-104-70R (C), SPPS-104-70 (C), SPPS-104-70H (C), SPPS-104-70HR (C), SPPS-104-70R (C) [MIRCOM] [NAC] [VFWR] SPPS-104-25 (C), SPPS-104-25R (C), SPPS-104-70 (C), SPPS-104-70R (C) [MIRCOM] [NAC] [VDC] SPPS-104-25 (C), SPPS-104-25R (C), SPPS-104-70 (C), SPPS-104-70R (C)
513a0ce6-48ca-4252-a2fc-d87221249104 | NFPA 170 REMOTE ANNUNCIATOR | RISER ANNUNCIATOR |  | North | Edwards |  | Remote Annunciator |  |  |  | Assembly | TRUE | 4-ANN |  | Annunciator Assembly, Default | 1 | [6 empty] | FALSE | [5 empty] | #FFFF0000 | FA-NFPA 170 REMOTE ANNUNCIATOR | 1 | FALSE | FALSE | FALSE | 255 | [8 empty] | 7,12,18 |  |  |  |  | TRUE | [5 empty] | DESKTOP-7EIEB7A\acont | 2021-11-23 10:40 | THOR\acont | 2024-09-08 17:27 | Cloned from Edwards 3-6ANN
8737e1ae-afd9-4aa0-b566-d876e9a941fa |  |  |  | North | Silent Knight |  | Cards & Components |  |  |  | Card | TRUE | SK-IP-2 MAIN BOARD |  | FIRE ALARM CONTROL PANEL MAIN BOARD | 1 | [6 empty] | TRUE | [5 empty] | #FFFFFFFF |  |  | FALSE | FALSE | FALSE | [14 empty] | FALSE | [7 empty] | THOR\acont | 2024-10-09 10:48 |  | [Farenhyt, Silent Knight, Stanley Security Solutions] [VAC ] 5104B Main Board, 5204 Main Board, 5207 Main Board, 5208 Main Board, 5495 Main Board, 5496 Main Board, 5499 Main Board, 5600 Main Board, 5700 Main Board, 5808 Main Board, 5820XL Main Board, 588
d2061ce0-e41f-493b-9835-d87b28bfab89 | NFPA 170 FIRE ALARM CONTROL UNIT | RISER FACP |  | North | Farenhyt |  | Fire Alarm Control Unit |  |  |  | Assembly | TRUE | RFP-2100 IDP/SK protocol |  | Remote Fire Alarm Panel without built in display. Red | 1 | [6 empty] | FALSE | [5 empty] | #FFFF0000 | FA-NFPA 170 FIRE ALARM CONTROL UNIT | 1 | FALSE | FALSE | FALSE | 202 | [8 empty] | 7,12,18 |  |  |  |  | TRUE | [7 empty] | THOR\acont | 2024-09-08 17:27 | Assembly Created Need Circuits
49cac41c-0633-4e8e-a5be-d87c6b420a92 | NFPA 170 HORN STROBE CEILING |  |  | North | Hochiki |  | Horn/Strobe |  |  |  | Module | TRUE | HCC24PCR |  | Horn Strobe, 24 VDC, Red, Ceiling, Plain | 1 | 0 | 0.344 |  |  |  |  | FALSE | TRUE |  | *Refer to Install Sheet |  |  | #FF0070C0 | FA-NFPA 170 HORN STROBE CEILING | 1 | FALSE | FALSE | FALSE | 2013 | [13 empty] | FALSE |  |  | C |  |  | DESKTOP-7SAL8M7\acont | 2019-12-02 11:37 | THOR\acont | 2024-09-08 17:27 | Cloned from Gentex GCC24PCR | [Gentex, Hochiki] [NAC] [24 VDC] GCC24CR (C), GCC24CW (C), GCC24PCR (C), GCC24PCW (C), HCC24CR (C), HCC24CW (C), HCC24PCR (C), HCC24PCW (C) [Hochiki] [NAC] [24 VDC] HCC24CR (C), HCC24CW (C), HCC24PCR (C), HCC24PCW (C) [Gentex, Hochiki] [NAC] [UL MAX] GCC24CR (C), GCC24CW (C), GCC24PCR (C), GCC24PCW (C), HCC24CR (C), HCC24CW (C), HCC24PCR (C), HCC24PCW (C)
e1f91e9e-c5c1-4729-a75f-d886d7347f83 | NFPA 170 STROBE WALL |  |  | North | Federal Signal |  | Strobe |  |  |  | Module | TRUE | FB2PST-012-024G |  | Fireball Supervised Strobe Light, Green | 1 | [6 empty] | FALSE |  | 1/2" NPT Pipe/Surface |  |  |  | #FF0070C0 | FA-NFPA 170 STROBE WALL | 1 | FALSE | FALSE | FALSE | 2023 | [13 empty] | FALSE |  |  | WP |  |  | THOR\acont | 2024-11-01 08:59 |  |  | Cloned from Federal Signal FB24ST-024G | [Federal Signal] [AUX POWER, NAC] [24 VDC] FB24ST-024A, FB24ST-024B, FB24ST-024C, FB24ST-024G, FB24ST-024R, FB2PST-012-024A, FB2PST-012-024B, FB2PST-012-024C, FB2PST-012-024G, FB2PST-012-024R, FB2PST-I-024A, FB2PST-I-024B, FB2PST-I-024C, FB2PST-I-024G, F
2a43a9a2-d237-468a-bff3-d8874e483486 | NFPA 170 FLAME DETECTOR |  |  | North | Det-Tronics |  | Flame Detector |  |  |  | Module | TRUE | X5200 | + | UVIR Flame Detector | 1 | 0.116 | 0.116 |  |  |  |  | TRUE | [5 empty] | #FFFF0000 | FA-NFPA 170 FLAME DETECTOR | 1 | FALSE | FALSE | FALSE | 1401 | [16 empty] | XP |  |  | DESKTOP-7SAL8M7\acont | 2020-01-09 10:55 | THOR\acont | 2024-09-08 17:27 | Cloned from Det-Tronics U5015 | [Det-Tronics, Dräger, Potter] [IDC] 01 Flame 3000, U5015 (C), X3301, X3302, X5200 [Det-Tronics, Dräger, Potter] [AUX POWER] [*] Flame 3000, U5015 (C), X3301, X3302, X5200
1c751997-04a8-4135-89c0-d8878fe581e2 |  |  |  | North | Harrington |  | Cards & Components |  |  |  | Card | TRUE | AL1002ULADA Main Board |  | Main Board | 1 | 0.09 | 0.175 |  |  |  |  | TRUE | [5 empty] | #FFFFFFFF |  |  | FALSE | FALSE | FALSE | [14 empty] | FALSE | [7 empty] | THOR\acont | 2024-10-09 10:48 |  | [Altronix, Edwards, Harrington, Kidde] [NAC Trigger] AL1002ULADA Main Board, AL1002ULADA Main Board, APS10A Mainboard, APS6A Mainboard, BPS10A Mainboard, BPS10A/230 Mainboard, BPS6A Mainboard, BPS6A/230 Mainboard, MIRBPS10A Mainboard, MIRBPS10A/230 Mainb
0e6488b6-9aa8-4511-aa84-d88a785b6027 |  |  |  | North | Monaco Enterprises |  | Cards & Components |  |  |  | Card | TRUE | 710-072-0X Main Board | + | LOC/RDU with touch screen, fire/MNS, 19" H, surface-mount, 115/230 VAC, 50/60 Hz, 72-hour battery backup | 1 | 0.235 | 0.235 |  |  |  |  | TRUE | [5 empty] | #FFFFFFFF |  |  | FALSE | FALSE | FALSE | [20 empty] | AULAPTOP-PC\Aulaptop | 2019-04-20 03:50 | THOR\acont | 2024-10-09 10:48 |  |  | [Monaco Enterprises] 710-072-0X Main Board, 710-072-5X Main Board
9369e5da-9b90-417e-a1c5-d893f4027b9a |  |  |  | North | Gamewell FCI |  | Cards & Components |  |  |  | Card | TRUE | 1100-0505 |  | Network LCD Annunciator (NGA) | 1 | 0.2 | 0.2 |  |  |  |  | TRUE | [5 empty] | #FFFFFFFF |  |  | FALSE | FALSE | FALSE | [14 empty] | FALSE | [7 empty] | THOR\acont | 2024-10-09 10:48 |  | [Gamewell FCI] [AUX POWER] [*] 1100-0455, 1100-0503, 1100-0505, 1100-1321, 1100-1322, 1100-1323, 1100-1324, 1100-1325, 1100-1326, ANU-48, ASM-16, INI-VGC, INI-VGE, INI-VGX, LCD-7100 MAIN CARD, LCD-E3, LCD-SLP, LCD-SLP MAIN BOARD, M34-110, M34-56, NGA, RA [Gamewell FCI, Notifier] [RS-485] 1100-0455, 1100-0505, ANU-48, ANU-48 Assembly, ASM-16, LCD-7100 MAIN CARD, LCD-E3, LCD-SLP, LCD-SLP MAIN BOARD, LDM-32 Assembly, NGA, RA-1000
b105b560-7b7c-4021-b0c8-d8988d7a5d24 | NFPA 170 HORN STROBE |  |  | North | Eaton Wheelock |  | Horn/Strobe |  |  |  | Module | TRUE | CH70-24MCW-FR |  | Chime Strobe, 24 VDC, Multi-Candela, red | 1 | 0 | 0.369 |  |  |  |  | FALSE | FALSE |  |  |  |  | #FF0070C0 | FA-NFPA 170 HORN STROBE | 1 | FALSE | FALSE | FALSE | 2012 | [13 empty] | FALSE | [7 empty] | THOR\acont | 2024-09-08 17:27 |  | [Eaton Wheelock] [NAC] CH70-24MCW-FR, CH70-24MCW-FW
358b565d-94e3-4b34-8ba9-d89fdb780db1 |  |  |  | North | Firelite |  | Hardware |  |  |  | Hardware | TRUE | BB-2F | + | Optional cabinet for one or two modules | 1 | [6 empty] | TRUE | [5 empty] | #FFFFFFFF |  |  | FALSE | FALSE | FALSE | [20 empty] | DESKTOP-7SAL8M7\acont | 2019-03-28 05:04 | THOR\acont | 2024-10-09 10:48 | Cloned from Firelite TR-CE
aebd1100-ba26-499e-92a6-d8a21aa0a88e |  |  |  | North | Siemens | [5 empty] | Module | TRUE | X-204-2LD | S54430-A6-A1 | Ethernet Single mode Fiber Switch | 1 | [12 empty] | #FFFFFFFF |  |  | FALSE | FALSE | FALSE | [20 empty] | DESKTOP-7SAL8M7\acont | 2019-08-13 09:04 | THOR\acont | 2024-10-09 10:48
1ba3c2f7-788c-4f15-9f88-d8a28ac3afd5 | NFPA 170 HORN STROBE |  |  | North | Simplex |  | Horn/Strobe |  |  |  | Module | TRUE | 4906-9129 | + | Horn with Multi-Candela Strobe; Wall Mount, White | 1 | 0 | 0 |  |  |  |  | TRUE | [5 empty] | #FF0070C0 | FA-NFPA 170 HORN STROBE | 1 | FALSE | FALSE | FALSE | 2012 | [19 empty] | DESKTOP-7EIEB7A\acont | 2022-03-06 22:47 | THOR\acont | 2024-09-08 17:27 | Cloned from Autocall A4906-9129 | [Autocall, Simplex] [NAC] [24VDC STEADY] 4906-9127, 4906-9129, 4906-9139, 4906-9141, A4906-9127, A4906-9129, A4906-9139, A4906-9141
94cc48da-0895-40cb-8ca7-d8a7bdf41453 | NFPA 170 FIRE ALARM CONTROL UNIT | RISER FACP |  | North | Simplex |  | Fire Alarm Control Unit |  |  |  | Assembly | TRUE | 4007-9101(BA) |  | 4007ES Hybrid with 4 conventional 3 A NACs and a 6 A output power supply/battery charger; includes IDNet+ communications for 100 addressable points and 1, 4007-9801 Zone/Relay module; Red | 1 | 0.145 | 0.19 |  |  |  |  | TRUE | [5 empty] | #FFFF0000 | FA-NFPA 170 FIRE ALARM CONTROL UNIT | 1 | FALSE | FALSE | FALSE | 202 | [8 empty] | 7,12,18 |  |  |  |  | TRUE | [5 empty] | DESKTOP-7SAL8M7\acont | 2020-05-11 20:54 | THOR\acont | 2024-09-08 17:27 | Cloned from Simplex 4007-9201
9acc4845-a5f2-49f1-8cc8-d8ab8186c85f | NFPA 170 SPEAKER STROBE CEILING |  |  | North | Autocall |  | Speaker/Strobe |  |  |  | Module | TRUE | A49SVH-APPLC-BA | + | Ceiling Mount Addressable High candela S/V appliance only. Assembled in USA | 1 | 0 | 0 |  |  |  |  | TRUE | TRUE |  |  |  |  | #FF0070C0 | FA-NFPA 170 SPEAKER STROBE CEILING | 1 | FALSE | FALSE | FALSE | 2019 | [16 empty] | C |  |  | DESKTOP-7EIEB7A\acont | 2022-02-21 15:00 | THOR\acont | 2024-09-08 17:27 | Cloned from Autocall A49SVH-APPLC | [Autocall, Simplex] [AUDIO 70.7v] [70V AUDIO] 49HF-APPLC (C), 49HF-APPLC-BA (C), 49HFV-APPLC (C), 49HFV-APPLC-BA (C), 49HFVH-APPLC (C), 49HFVH-APPLC-BA (C), 49SO-APPLC (C), 49SO-APPLC-BA (C), 49SO-APPLC-O (C), 49SO-APPLC-O-BA (C), 49SV-APPLC (C), 49SV-AP [Autocall, Simplex] [IDNac] [23VDC] 49HFVH-APPLC (C), 49HFVH-APPLC-BA (C), 49SVH-APPLC (C), 49SVH-APPLC-BA (C), 49VOH-APPLC (C), 49VOH-APPLC-BA (C), A49HFVH-APPLC (C), A49HFVH-APPLC-BA (C), A49SVH-APPLC (C), A49SVH-APPLC-BA (C), A49VOH-APPLC (C), A49VOH- [Autocall, Simplex] [AUDIO 25v] [25V AUDIO] 49HF-APPLC (C), 49HF-APPLC-BA (C), 49HFV-APPLC (C), 49HFV-APPLC-BA (C), 49HFVH-APPLC (C), 49HFVH-APPLC-BA (C), 49SO-APPLC (C), 49SO-APPLC-BA (C), 49SO-APPLC-O (C), 49SO-APPLC-O-BA (C), 49SV-APPLC (C), 49SV-APPL
aaced1d5-c6e1-4ab9-a84b-d8abfe372e78 |  |  |  | North | Autocall |  | Cards & Components |  |  |  | Card | TRUE | A007-6308 | ++ | ES Net NIC Dual Channel Single-mode Fiber Media Card | 1 | 0.135 | 0.135 |  |  |  |  | TRUE | [5 empty] | #FFFFFFFF |  |  | FALSE | FALSE | FALSE | [20 empty] | DESKTOP-7EIEB7A\acont | 2022-02-16 08:48 | THOR\acont | 2024-10-09 10:48 | Cloned from Autocall A007-6304 | [Autocall, Simplex] [Fiber Optic] [NETWORK ++] 4007-6307, 4007-6308, 4007-6309, 4010-6307, 4010-6308, 4100-6307, 4100-6308, 4190-9858, 4190-9859, A007-6307, A007-6308, A007-6309, A010-6307, A010-6308, A100-6307, A100-6308, A190-9858, A190-9859 | [Autocall, Simplex] 4007-6307, 4007-6308, 4010-6307, 4100-6307, 4190-9858, A007-6307, A007-6308, A010-6307, A100-6307, A190-9858
7a6d15bc-3793-4a8c-9e51-d8ad58cf750c |  |  |  | North | Autocall |  | Hardware |  |  |  | Hardware | TRUE | 2099-9804 | + | Replacement break-rod | 1 | [6 empty] | TRUE | [5 empty] | #FFFFFFFF |  |  | FALSE | FALSE | FALSE | [20 empty] | DESKTOP-7EIEB7A\acont | 2022-02-21 12:51 | THOR\acont | 2024-10-09 10:48 | Cloned from Simplex 2099-9804
665f882c-bc67-4fe2-b451-d8b31551c4bc |  |  |  | North | Edwards |  | Cards & Components |  |  |  | Card | TRUE | MN-GVZINTWE |  | HPSA to Wireless Ethernet Interface kit | 1 | [6 empty] | TRUE | [5 empty] | #FFFFFFFF |  |  | FALSE | FALSE | FALSE | [14 empty] | FALSE | [7 empty] | THOR\acont | 2024-10-09 10:48
19a80c4e-b443-4b73-836b-d8b6459030b2 | NFPA 170 ADDRESSABLE OUTPUT MODULE |  |  | North | Notifier |  | Addressable Control/Relay |  |  |  | Module | TRUE | FTM-1 | ++ | Addressable Firephone Control Module with FlashScan | 1 | 0.0075 | 0.0075 |  |  |  |  | FALSE | FALSE |  |  |  |  | #FFFF0000 | FA-NFPA 170 ADDRESSABLE OUTPUT MODULE | 1 | FALSE | FALSE | FALSE | 1100 | [13 empty] | FALSE | [7 empty] | THOR\acont | 2024-09-08 17:27 |  | [Honeywell, Notifier, System Sensor] [SLC MODULES] [*] [#3 TYPE ADDR ¦ MODULES] 30-3013 w/FMM-101, Q3013D, ACM-8R, ACPS-610, AMPS-24, AMPS-24E, EM-1M, EM-1MI, EM-1MM, EM-1MMI, EM-1R, EM-1RI, EM-1SR, EM-1SRI, FCM-1, FCM-1-REL, FD7044 MM-101, FDM-1, FDRM-1 [Notifier] [FFT] [FFT] AFAWS-TELA, AFAWS-TELC, FPJ, FTM-1 [Honeywell, Notifier, System Sensor] [SLC MODULES SENSORS] [*] [#1 SHARED ADDR ¦ MODULES] 30-3013 w/FMM-101, Q3013D, ACM-8R, ACPS-610, AMPS-24, AMPS-24E, EM-1M, EM-1MI, EM-1MM, EM-1MMI, EM-1R, EM-1RI, EM-1SR, EM-1SRI, FCM-1, FCM-1-REL, FD7044 MM-101, FDM | [Edwards, Farenhyt, MIRCOM, Notifier] 3-ASU/4, FFT-7, FFT-7S, FTM-1, IFP-FPJ, MIX-M500FP, SIGA-CC1
2d67e5a3-171b-4197-94c3-d8b74b145075 | NFPA 170 MANUAL PULL |  |  | North | Siemens |  | Manual Station |  |  |  | Module | TRUE | FDM226-RP/FDMC295 | ++ | Weatherproof (IP67) Manual Call Point with Resettable Element and and Short Circuit Isolator. Supplied with Protective Cover & Housing | 1 | 0.00018 | 0.00018 | [10 empty] | #FFFF0000 | FA-NFPA 170 MANUAL PULL | 1 | FALSE | FALSE | FALSE | [20 empty] | DESKTOP-7EIEB7A\acont | 2021-11-19 10:16 | THOR\acont | 2024-09-08 17:27 |  | [Siemens] [C-NET] [*] [#1 MODULE] FDCIO221/FDCH221, FDCIO222/FDCH221, FDM225-RP/FDMC295, FDM226-RP/FDMC295
27603090-1181-4440-8c76-d8bb39e0cb38 | NFPA 170 HORN STROBE CEILING |  |  | North | Simplex |  | Horn/Strobe |  |  |  | Module | TRUE | 49AV-APPLC-BA | + | Audible/Visible Notification Appliances, Ceiling Mount Multi-Candela Horn/Strobe, Specify Cover, Assembled in USA | 1 | 0 | 0 |  |  |  |  | TRUE | TRUE |  |  |  |  | #FF0070C0 | FA-NFPA 170 HORN STROBE CEILING | 1 | FALSE | FALSE | FALSE | 2013 | [16 empty] | C |  |  | DESKTOP-7EIEB7A\acont | 2022-02-21 22:06 | THOR\acont | 2024-09-08 17:27 | Cloned from Simplex 49AV-APPLC | [Autocall, Simplex] [IDNac] [23VDC, STEADY HIGH] 49AV-APPLC (C), 49AV-APPLC-BA (C), A49AV-APPLC (C), A49AV-APPLC-BA (C)
8eed8953-1d51-4dae-88de-d8bce9b74713 |  |  |  | North | Edwards |  | Cards & Components |  |  |  | Card | TRUE | ANS25MDG |  | OBSOLETE - 25W Audio Notification Panel, Gray | 1 | [6 empty] | TRUE | [5 empty] | #FFFFFFFF |  |  | FALSE | FALSE | FALSE | [14 empty] | FALSE | [7 empty] | THOR\acont | 2024-10-09 10:48
de510852-16a5-4720-ad52-d8be9d0887d2 | NFPA 170 DOOR HOLDER |  |  | North | Hochiki |  | Door Holder |  |  |  | Module | TRUE | DH24120GPC1 |  | RSG Door Holder, Ground Mount, Chrome Finish, Single Coil, 24V | 1 | 0.02 | [5 empty] | FALSE |  | GROUND | *Refer to Install Sheet | SINGLE GANG | 1-GANG | #FFFF0000 | FA-NFPA 170 DOOR HOLDER | 1 | FALSE | FALSE | FALSE | 2500 |  |  | 3550-0028:0210 | [10 empty] | FALSE | [5 empty] | DESKTOP-7SAL8M7\acont | 2019-12-02 11:11 | THOR\acont | 2024-09-08 17:27 | Cloned from Hochiki DH24120FPC CLONED CLONED CLONED | [ASSA ABLOY, Bosch, Hochiki, N/A, Notifier, Potter, Rixson, RSG, Silent Knight, System Sensor] [AUX POWER] [DOOR RELEASE] 7200, ADI_K7-998TRI689, D370, D370C, DH Series, DH(1224)FPC, DH(1224)GPC, DH(1224)RPC, DH(1224)SPC, DH(24120)FPC, DH(24120)GPC, DH(2 [Bosch, Generic, Hochiki, N/A, Notifier, Potter, Rixson, RSG, Silent Knight, System Sensor] [RELAY] [DOOR RELEASE] 110VAC DOOR HOLDER, ADI_K7-998TRI689, D370, D370C, DH Series, DH(1224)FPC, DH(1224)GPC, DH(1224)RPC, DH(1224)SPC, DH(24120)FPC, DH(24120)GP [Bosch, Hochiki, N/A, Notifier, Potter, Rixson, RSG, Silent Knight, System Sensor] [AUX POWER] [DOOR RELEASE] ADI_K7-998TRI689, D370, D370C, DH Series, DH(1224)FPC, DH(1224)GPC, DH(1224)RPC, DH(1224)SPC, DH(24120)FPC, DH(24120)GPC, DH(24120)GPC2, DH(2412
f7b2edb1-862f-47be-97f4-d8c1da2edd71 | NFPA 170 SMOKE DETECTOR |  |  | North | MIRCOM |  | Smoke Detector |  |  |  | Module | TRUE | SD-100-2WP | ++ | 2 wire Photoelectric Smoke Detector with remote LED output, includes 6-inch base. | 1 | 0.00014 | 0.09 |  |  |  |  | TRUE | TRUE |  |  |  |  | #FFFF0000 | FA-NFPA 170 SMOKE DETECTOR | 1 | FALSE | FALSE | FALSE | 1408 | [19 empty] | DESKTOP-7EIEB7A\acont | 2023-08-04 15:00 | THOR\acont | 2024-09-08 17:27 | Cloned from System Sensor 2151 w/B110LP | [MIRCOM] [IDC] 05 [*] [IDC 2-WIRE ++] SD-100-2WP (C), SD-100-2WT-6K (C), TD 135 (C), TD 200 (C)
d06decc5-f7e7-48e3-9f86-d8c2b1d48cec | NFPA 170 SYNC MODULE |  |  | North | Siemens |  | Sync Module |  |  |  | Module | TRUE | DSC-W | 500-696873++ | Dual Sync Control Module | 1 | 0 | 0.055 | [10 empty] | #FFFF0000 | FA-NFPA 170 SYNC MODULE | 1 | FALSE | FALSE | FALSE | [20 empty] | DESKTOP-7SAL8M7\acont | 2019-08-13 09:04 | THOR\acont | 2024-09-08 17:27 |  | [Eaton Wheelock, Siemens] [NAC Trigger] [#1 INPUT] DSC, DSC-W, DSM-12/24-R [Eaton Wheelock, Siemens] [NAC Trigger] [#2 INPUT] DSC, DSC-W, DSM-12/24-R | [Siemens] DSC, DSC-W
0b5bb0c2-3000-4931-a7de-d8c3904d170e |  |  |  | North | Siemens | [5 empty] | Module | TRUE | FHK2001-U3 | S54400-C54-A1 | Black 1 Height Unit Enclosure kit (for FT924) Consists of: One FHB2001-U1, one FHD2004-U1, one FHD2006-U1, one FHD2001-U3 | 1 | [12 empty] | #FFFFFFFF |  |  | FALSE | FALSE | FALSE | [20 empty] | DESKTOP-7SAL8M7\acont | 2019-08-13 09:04 | THOR\acont | 2024-10-09 10:48
c69756a9-bac5-4184-aa1d-d8c9bcc15902 | NFPA 170 ADDRESSABLE OUTPUT MODULE |  |  | North | Fike |  | Addressable Control/Relay |  |  |  | Module | TRUE | 55-052 | + | Releasing Control Module | 1 | 0.00045 | 0.06 |  |  |  |  | TRUE | [5 empty] | #FFFF0000 | FA-NFPA 170 ADDRESSABLE OUTPUT MODULE | 1 | FALSE | FALSE | FALSE | 1100 | [13 empty] | FALSE | [5 empty] | AULAPTOP-PC\Aulaptop | 2018-11-28 04:45 | THOR\acont | 2024-09-08 17:27 | Cloned from Fike New Part CLONED CLONED CLONED | [Fike] [SLC FIKE] [*] [#1 SHARED ADDR ¦ ALL] 20-1063, 20-1064, 20-1343, 55-019/020 (C), 55-021 (C), 55-023 (C), 55-041, 55-042, 55-043, 55-045, 55-046, 55-047, 55-048, 55-050, 55-052, 55-055, 55-056, 55-060, 55-061, 60-1028 (C), 60-1039 (C), 60-1040 (C), [Fike] [AUX POWER] 55-052 | [Fike] 10-2748, 55-052
0a601d88-1dd0-4efb-8d50-d8ce77fe747c | NFPA 170 SMOKE DETECTOR |  |  | North | Potter |  | Smoke Detector |  |  |  | Module | TRUE | PSA | + | Addressable Photoelectric Smoke Detector | 1 | 0.000325 | 0.000325 |  |  |  |  | FALSE | TRUE |  |  |  |  | #FFFF0000 | FA-NFPA 170 SMOKE DETECTOR | 1 | FALSE | FALSE | FALSE | 1408 | [13 empty] | FALSE | [5 empty] | DESKTOP-7EIEB7A\acont | 2021-03-09 10:46 | THOR\acont | 2024-09-08 17:27 | Cloned from Potter PSA | [Potter] [SLC NOHMI] [*] [#2 SHARED ADDR ¦ SENSORS] ARB, ASB, DDA (C), FHA, PSA (C), PSHA (C), RHA
01ea6bdd-f696-4fc4-9feb-d8d3d379edca | NFPA 170 INTEGRAL VALVE SUPERVISORY SWITCH |  |  | North | Block Definition Only |  | Supervisory Switch |  |  |  | Module | TRUE | NFPA 170 INTEGRAL VALVE SUPERVISORY SWITCH |  | NFPA 170 INTEGRAL VALVE SUPERVISORY SWITCH | 1 | [12 empty] | #FFFF0000 | FA-NFPA 170 INTEGRAL VALVE SUPERVISORY SWITCH | 1 | FALSE | FALSE | FALSE | 908 | [19 empty] | AULAPTOP-PC\Aulaptop | 2020-03-26 07:41 | THOR\acont | 2024-09-08 17:27
4067ea6c-da6c-416a-b442-d8d4ffef01d6 | NFPA 170 HORN STROBE |  |  | North | Monaco Enterprises |  | Horn/Strobe |  |  |  | Module | TRUE | 585-067-01 |  | HORN:12/24VDC,WALL MOUNT,WEATHERPROOF,RED | 1 | 0 | 0.069 |  |  |  |  | FALSE | FALSE | FLUSH |  | 5.1" X 5.7" X 2.0" (BY TSI) | N/A | #FF0070C0 | FA-NFPA 170 HORN STROBE | 1 | FALSE | FALSE | FALSE | 2012 |  |  | 7135-1653:0189 | [10 empty] | FALSE | [5 empty] | DESKTOP-7SAL8M7\acont | 2020-02-23 12:15 | THOR\acont | 2024-09-08 17:27 | Cloned from System Sensor HRK | [Monaco Enterprises] [NAC] 585-067-01
527046a0-7513-41b9-ab4b-d8d8d2f61a98 | AT WATER FLOW SWITCH |  |  | North | Farenhyt |  | Waterflow Switch |  |  |  | Module | TRUE | WATERFLOW w/IDP-MINIMON | ++ | WATERFLOW w/IDP-MINIMON | 1 | 0.00035 | 0.00035 |  |  |  |  | FALSE | [5 empty] | #FFFF0000 | FA-AT WATER FLOW SWITCH | 1 | FALSE | FALSE | FALSE | 921 | [13 empty] | FALSE | [7 empty] | THOR\acont | 2024-09-08 17:27 |  | [Farenhyt] [SLC IDP MODULES] [*] [#3 TYPE ADDR ¦ MODULES] CO1224TR w/ IDP-MINIMON, CO1224TR w/ IDP-MONITOR, Hood System/IDP-MINIMON, IDP-CONTROL, IDP-CONTROL-6, IDP-MINIMON, IDP-MON-10, IDP-MONITOR, IDP-MONITOR-2, IDP-PULL-DA, IDP-PULL-SA, IDP-RELAY, IDP [Farenhyt, Silent Knight] [SLC MODULES SENSORS] [*] [#1 SHARED ADDR ¦ MODULES] HFS-MM, Hood System/IDP-MINIMON, IDP-CONTROL, IDP-CONTROL-6, IDP-MINIMON, IDP-MON-10, IDP-MONITOR, IDP-MONITOR-2, IDP-PULL-DA, IDP-PULL-SA, IDP-RELAY, IDP-RELAY-6, IDP-RELAYMO [Farenhyt, Generic, N/A, Notifier, Potter, Silent Knight] [AUX POWER] [BELL POWER ++] FURNISHED BY OTHERS, PS10 Series, PS10-EX, VSG, VSR Series, VSR-10, VSR-AT, VSR-C, VSR-CF, VSR-FE-2, VSR-FEX Series, VSR-S Series, VSR-SF, VSR-SFG, VSR-SFT, VSR-SG, VSR
81ad6924-8929-4102-b21b-d8daf1fb8d29 |  |  |  | North | Autocall |  | Cards & Components |  |  |  | Card | TRUE | A100-6303 |  | Left port, multi-mode 4120 duplex fiber media card | 1 | 0.055 | 0.055 |  |  |  |  | TRUE | [5 empty] | #FFFFFFFF |  |  | FALSE | FALSE | FALSE | [20 empty] | DESKTOP-0D6CQVA\lousc | 2019-07-06 11:35 | THOR\acont | 2024-10-09 10:48 | Cloned from AutoCall A100-6302
10fb8c52-e4c4-4b17-8469-d8de113ddeca | NFPA 170 MANUAL PULL |  |  | North | MIRCOM |  | Hardware |  |  |  | Hardware | TRUE | MS-DA | + | Double Action Lever Kit | 1 | [6 empty] | FALSE | [5 empty] | #FFFF0000 | FA-NFPA 170 MANUAL PULL | 1 | FALSE | FALSE | FALSE | 957 | [13 empty] | FALSE | [5 empty] | DESKTOP-7EIEB7A\acont | 2022-05-13 12:36 | THOR\acont | 2024-09-08 17:27 | Cloned from MIRCOM MS-401AP
9b3f260e-b980-4050-bf1d-d8def8d5a6e6 |  |  |  | North | Monaco Enterprises |  | Cards & Components |  |  |  | Card | TRUE | 729-097-00 |  | BASE,DET:24VDC,6"DIA,2 WIRE | 1 | [6 empty] | TRUE | FALSE |  |  |  |  | #FFFFFFFF |  |  | FALSE | FALSE | FALSE | [14 empty] | FALSE | [5 empty] | DESKTOP-7SAL8M7\acont | 2020-02-23 09:32 | THOR\acont | 2024-10-09 10:48 | Cloned from Notifier B110RLP
4d668070-f0f8-471f-8422-d8e127dbf498 | NFPA 170 SMOKE HEAT DETECTOR |  |  | North | Potter |  | Smoke/Heat Detector |  |  |  | Module | TRUE | PS-24H w/SB | + | Photoelectric Smoke / Heat Detector | 1 |  | 0.15 |  |  |  |  | FALSE | [5 empty] | #FFFF0000 | FA-NFPA 170 SMOKE HEAT DETECTOR | 1 | FALSE | FALSE | FALSE | [14 empty] | FALSE | [7 empty] | THOR\acont | 2024-09-08 17:27 |  | [Potter] [IDC] 07 [*] CPS-24 w/SB, PS-24 w/SB, PS-24H w/SB
710c6d5f-89d8-4897-9216-d8e19daff98f | NFPA 170 SPEAKER STROBE |  |  | North | Edwards |  | Speaker/Strobe |  |  |  | Module | TRUE | G4F-S2V1575 |  | 25V Speaker/Strobe, White, FIRE 15/75 cd | 1 | 0 | 0.294 |  |  |  |  | FALSE | [5 empty] | #FF0070C0 | FA-NFPA 170 SPEAKER STROBE | 1 | FALSE | FALSE | FALSE | 2019 | [13 empty] | FALSE | [7 empty] | THOR\acont | 2024-09-08 17:27 |  | [Edwards, Kidde] [AUDIO 25v] [25V AUDIO] EGCF-S2VMH (C), G4F-S2, G4F-S2V1575, G4F-S2VM, G4HFRF-S2, G4HFRF-S2VMC, G4HFRN-S2, G4HFRN-S2VMC, G4HFWA-S2, G4HFWA-S2VMA, G4HFWA-S2VMC, G4HFWF-S2, G4HFWF-S2VMC, G4HFWN-S2, G4HFWN-S2VMA, G4HFWN-S2VMC, G4RF-S2, G4RF [Edwards, Kidde] [NAC] [16 VDC] G4ERA-A, G4ERA-B, G4ERA-G, G4ERA-R, G4ERF-C, G4ERN-A, G4ERN-B, G4ERN-C, G4ERN-G, G4ERN-R, G4EWA-A, G4EWA-B, G4EWA-G, G4EWA-R, G4EWF-C, G4EWN-A, G4EWN-B, G4EWN-C, G4EWN-G, G4EWN-R, G4F-S2V1575, G4F-S2VM, G4F-S7V1575, G4F-S7 [Edwards, Kidde] [NAC] [24 VDC] G4ERA-A, G4ERA-B, G4ERA-G, G4ERA-R, G4ERF-C, G4ERN-A, G4ERN-B, G4ERN-C, G4ERN-G, G4ERN-R, G4EWA-A, G4EWA-B, G4EWA-G, G4EWA-R, G4EWF-C, G4EWN-A, G4EWN-B, G4EWN-C, G4EWN-G, G4EWN-R, G4F-S2V1575, G4F-S2VM, G4F-S7V1575, G4F-S7
60d0c087-dfeb-4b68-bc15-d8e2abf5389a | NFPA 170 FIRE ALARM CONTROL UNIT | RISER FACP |  | North | Firelite |  | Fire Alarm Control Unit |  |  |  | Assembly | TRUE | ES-1000X | ++ | Intelligent Addressable FACP with Communicator | 1 | [6 empty] | FALSE | [5 empty] | #FFFF0000 | FA-NFPA 170 FIRE ALARM CONTROL UNIT | 1 | FALSE | FALSE | FALSE | 202 | [8 empty] | 18,26,33,55 |  | 26 |  |  | TRUE | [5 empty] | THOR\acont | 2023-10-03 16:24 | THOR\acont | 2024-09-08 17:27 | Cloned from Firelite ES-200X
da163fbf-ad5b-44b6-a1fd-d8e628d22316 | NFPA 170 STROBE CEILING |  |  | North | Edwards |  | Strobe |  |  |  | Module | TRUE | GCVRF |  | Strobe, running man, red, fire | 1 | [6 empty] | FALSE | TRUE |  |  |  |  | #FF0070C0 | FA-NFPA 170 STROBE CEILING | 1 | FALSE | FALSE | FALSE | 2022 | [13 empty] | FALSE |  |  | C |  |  | DESKTOP-7SAL8M7\acont | 2019-11-07 12:45 | THOR\acont | 2024-09-08 17:27 | Cloned from Kidde EGCVRF | [Edwards, Kidde] [NAC] [24 FWR] EGCSVRF (C), EGCSVRN (C), EGCSVWA (C), EGCSVWF (C), EGCSVWN (C), EGCVRF (C), EGCVRN (C), EGCVWF (C), EGCVWN (C), GCSVRF (C), GCSVRN (C), GCSVWA (C), GCSVWF (C), GCSVWN (C), GCVRF (C), GCVRN (C), GCVWF (C), GCVWN (C) [Edwards, Kidde] [NAC] [24 VDC] EGCSVRF (C), EGCSVRN (C), EGCSVWA (C), EGCSVWF (C), EGCSVWN (C), EGCVRF (C), EGCVRN (C), EGCVWF (C), EGCVWN (C), GCSVRF (C), GCSVRN (C), GCSVWA (C), GCSVWF (C), GCSVWN (C), GCVRF (C), GCVRN (C), GCVWF (C), GCVWN (C)
898b355e-54c7-43d8-9b34-d8f1f6ff6427 | NFPA 170 HEAT DETECTOR |  |  | North | Fenwal |  | Heat Detector |  |  |  | Module | TRUE | 27120-0 140°F |  | Vertical, Brass Head 140°F | 1 | [6 empty] | FALSE | TRUE |  |  |  |  | #FFFF0000 | FA-NFPA 170 HEAT DETECTOR | 1 | FALSE | FALSE | FALSE | 1403 | [13 empty] | FALSE |  |  | 140° |  |  | DESKTOP-7SAL8M7\acont | 2020-11-17 10:17 | THOR\acont | 2024-09-08 17:27 | Cloned from Fenwal 27021-0 | [Fenwal] [IDC] 01 12-E27121-000-04-0T (C), 12-F27121-000-06-0T (C), 12-X27020-000 (C), 12-X27020-001 (C), 12-X27021-000 (C), 12-X27021-001 (C), 12-X27121-000-600 (C), 12-X27121-001-600 (C), 27020-0 140°F (C), 27020-0 190°F (C), 27020-1 140°F (C), 27021-0
99d816f9-9393-4f01-9ba5-d903c9fe351e | NFPA 170 HORN STROBE CEILING |  |  | North | FCI |  | Strobe |  |  |  | Module | TRUE | PC24177 | ++ | Horn, electronic, red, w/177 cd strobe | 1 | 0 | 0.347 |  |  |  |  | FALSE | TRUE |  |  |  |  | #FF0070C0 | FA-NFPA 170 HORN STROBE CEILING | 1 | FALSE | FALSE | FALSE | 2022 | [13 empty] | FALSE |  |  | C |  |  | THOR\acont | 2025-02-25 16:23 | THOR\acont | 2025-02-25 16:25 | Cloned from FCI PC2415W CLONED CLONED CLONED CLONED CLONED CLONED CLONED CLONED CLONED | [Eaton Wheelock, FCI] [NAC] [DC MAX] PC24177 (C), PC24177W (C), RS-2415W-FR
883056ab-3089-4683-9d27-d90678dcf12e | NFPA 170 FIRE ALARM CONTROL UNIT | RISER FACP |  | North | Simplex |  | Fire Alarm Control Unit |  |  |  | Assembly | TRUE | 4007-9102(BA) |  | 4007ES Hybrid with 4 conventional 3 A NACs and a 6 A output power supply/battery charger; includes IDNet+ communications for 100 addressable points and 1, 4007-9801 Zone/Relay module; Platinum | 1 | 0.145 | 0.19 |  |  |  |  | TRUE | [5 empty] | #FFFF0000 | FA-NFPA 170 FIRE ALARM CONTROL UNIT | 1 | FALSE | FALSE | FALSE | 202 | [8 empty] | 7,12,18 |  |  |  |  | TRUE | [5 empty] | DESKTOP-7SAL8M7\acont | 2020-05-11 20:54 | THOR\acont | 2024-09-08 17:27 | Cloned from Simplex 4007-9101(BA)
3b5913af-72f7-4165-846b-d906a406385b | NFPA 170 HEAT DETECTOR |  |  | North | Fike |  | Heat Detector |  |  |  | Module | TRUE | FIK-5351H w/B200S-WH | ++ | White, low‐profile intelligent 190°F fixed high‐temperature thermal sensor, Sounder Base | 1 | 0.0002 | 0.0045 |  |  |  |  | FALSE | TRUE |  |  |  |  | #FFFF0000 | FA-NFPA 170 HEAT DETECTOR | 1 | FALSE | FALSE | FALSE | 1403 | [13 empty] | FALSE |  |  | 190° |  |  | DESKTOP-7EIEB7A\acont | 2023-01-02 16:15 | THOR\acont | 2024-09-08 17:27 | Cloned from Firelite H365HT w/B200S-WH | [Fike] [AUX POWER] [SOUNDER ++] FIK-2351 w/B200S-WH (C), FIK-2351T w/B200S-WH (C), FIK-2351TIR w/B200S-WH (C), FIK-5351 w/B200S-WH (C), FIK-5351H w/B200S-WH (C), FIK-5351R w/B200S-WH (C), FIK-FC351 w/B200S-WH (C) [Fike] [SLC IDP SENSORS] [*] [#4 TYPE ADDR ¦ SENSORS] DNR w/FIK‐2351R (C), FIK-2351 w/B200S-LF-WH (C), FIK-2351 w/B200S-WH (C), FIK-2351 w/B224RB-WH (C), FIK-2351 w/B300-6 (C), FIK-2351T w/B200S-LF-WH (C), FIK-2351T w/B200S-WH (C), FIK-2351T w/B224RB-WH
2c65cbdb-baa0-4616-8a66-d907d58f02cf |  |  |  | North | MIRCOM | [5 empty] | Module | TRUE | ALCN-4792D | ++ | Daughter board for Isolated Quad Loop Controller Module | 1 | 0.13 | 0.145 | [10 empty] | #FFFFFFFF |  |  | FALSE | FALSE | FALSE | [22 empty] | THOR\acont | 2025-01-14 14:41 |  |  | [MIRCOM] ALCN-792D, ALCN-792M [MIRCOM] ALCN-4792D, ALCN-4792MISO, ALCN-960D, ALCN-960MISO
b5e005ad-988f-4f46-8438-d90ac2149f7a |  |  |  | North | Gamewell FCI |  | Cards & Components |  |  |  | Card | TRUE | LCD-SLP MAIN BOARD |  | LCD Touchscreen Annunciator Display, Main Board | 1 | 0.03 | 0.065 |  |  |  |  | TRUE | [5 empty] | #FFFFFFFF |  |  | FALSE | FALSE | FALSE | [14 empty] | FALSE | [7 empty] | THOR\acont | 2024-10-09 10:48 |  | [Gamewell FCI, Honeywell] [VAC ] 7100 Main Board, FireVac IV (50W, 25V) Main Board, FireVac IV (50W, 70V) Main Board, FLEX 410 Main Board, GF505 Main Board, GF506R Main Board, GF510 Main Board, GFPS-6 Main Board, GFPS-9 Main Board, GWF402 Main Board, GWF [Gamewell FCI, Notifier] [RS-485] 1100-0455, 1100-0505, ANU-48, ANU-48 Assembly, ASM-16, LCD-7100 MAIN CARD, LCD-E3, LCD-SLP, LCD-SLP MAIN BOARD, LDM-32 Assembly, NGA, RA-1000 [Gamewell FCI] [AUX POWER] [*] 1100-0455, 1100-0503, 1100-0505, 1100-1321, 1100-1322, 1100-1323, 1100-1324, 1100-1325, 1100-1326, ANU-48, ASM-16, INI-VGC, INI-VGE, INI-VGX, LCD-7100 MAIN CARD, LCD-E3, LCD-SLP, LCD-SLP MAIN BOARD, M34-110, M34-56, NGA, RA
c635f86e-6c08-4e2b-bb6d-d90b641fd62c | NFPA 170 FIRE ALARM CONTROL UNIT | RISER FACP |  | North | Kidde |  | Fire Alarm Control Unit |  |  |  | Assembly | TRUE | VS4-G-2 |  | FACP, 1-4 Loop, 1000pt max, 4 Cl B NACs, gray, 230v | 1 | [6 empty] | FALSE | [5 empty] | #FFFF0000 | FA-NFPA 170 FIRE ALARM CONTROL UNIT | 1 | FALSE | FALSE | FALSE | 202 | [8 empty] | 7,12,18 |  |  |  |  | TRUE | [7 empty] | THOR\acont | 2024-09-08 17:27
d239c4a6-98dd-42ea-8309-d90d425cfec3 | NFPA 170 FIRE ALARM CONTROL UNIT | RISER FACP |  | North | Siemens |  | Fire Alarm Control Unit |  |  |  | Assembly | TRUE | FC723-ZA | ++ | 6 Loop Control Panel in Comfort Housing (supplied with printer, extension battery enclosure and 2 x 12v 45Ah Batteries) c/w 48z LEDs | 1 | [12 empty] | #FFFF0000 | FA-NFPA 170 FIRE ALARM CONTROL UNIT | 1 | FALSE | FALSE | FALSE | [9 empty] | 45 |  |  | 5 |  | TRUE | [5 empty] | DESKTOP-7EIEB7A\acont | 2021-11-21 09:05 | THOR\acont | 2024-09-08 17:27 | Cloned from Siemens FC722-YZ
e981b7ae-a34a-44a6-a52a-d919d8e7b6a0 | NFPA 170 SMOKE DETECTOR |  |  | North | MIRCOM |  | Smoke Detector |  |  |  | Module | TRUE | MIX-1251B w/B200SR-WH | + | Intelligent Ionization Smoke Sensor, Sounder Base | 1 | 0.0003 | 0.0065 |  |  |  |  | FALSE | TRUE |  |  |  |  | #FFFF0000 | FA-NFPA 170 SMOKE DETECTOR | 1 | FALSE | FALSE | FALSE | 1408 | [13 empty] | FALSE |  |  | I, SB |  |  | DESKTOP-7SAL8M7\acont | 2019-04-14 08:11 | THOR\acont | 2024-09-08 17:27 | 20191121 AC Detector with base | [MIRCOM] [SLC MODULES SENSORS] [*] [#2 SHARED ADDR ¦ SENSORS] DNR w/MIX-2251BR (C), DNR w/MIX-2351RAP (C), MIX-1251AP w/B200SR-LF-WH (C), MIX-1251AP w/B200SR-WH (C), MIX-1251AP w/B210LP (C), MIX-1251AP w/B224RB-WH (C), MIX-1251AP w/B501 (C), MIX-1251B w/ [MIRCOM] [SLC SENSORS] [*] [#4 TYPE ADDR ¦ SENSORS] DNR w/MIX-2251BR (C), DNR w/MIX-2351RAP (C), MIX-1251AP w/B200SR-LF-WH (C), MIX-1251AP w/B200SR-WH (C), MIX-1251AP w/B210LP (C), MIX-1251AP w/B224RB-WH (C), MIX-1251AP w/B501 (C), MIX-1251B w/B200SR-LF- [MIRCOM, Monaco Enterprises] [AUX POWER] 721-121-00 w/B200SR-WH (C), 721-124-00 w/B200SR-WH (C), 722-121-00 w/B200SR-WH (C), 722-406-00 w/B200SR-WH (C), 723-345-00 w/B200SR-WH (C), 723-353-00 w/B200SR-WH (C), 723-361-00 w/B200SR-WH (C), MIX-1251AP w/B200
08e372fb-108e-4fd6-b539-d91f8a8949d7 | NFPA 170 SOLENOID VALVE |  |  | North | BERMAD |  | Solenoid |  |  |  | Module | TRUE | BE370D-U-B2-87 | ++ | 3-way solenoid valve, Ex d standard type | 1 | 0 | 0.333 |  |  |  |  | FALSE | [5 empty] | #FFFF0000 | FA-NFPA 170 SOLENOID VALVE | 1 | FALSE | FALSE | FALSE | 1701 | [13 empty] | FALSE | [5 empty] | THOR\acont | 2024-08-02 12:14 | THOR\acont | 2024-09-08 17:27 | Cloned from BERMAD BE370D-B2-88 | [ASCO, BERMAD, Fenwal, Generic, Pyro-Chem, Skinner, Viking] [AUX POWER, RELEASING] [*] [INPUT TYPE] 11601, 11602, 13215, 13843, 13844, 486500-01, 73218BN4UN00, 8210G009, BE370D-B2-87, BE370D-B2-88, BE370D-B5-87, BE370D-B5-87N, BE370D-B5-88, BE370D-B5-88N
e2128585-8074-4a66-a87f-d92443217c7e |  |  |  | North | Siemens |  | Hardware |  |  |  | Hardware | TRUE | BTX-3 | 599-034220 | BATTERY SET 12V 100AH MOUNTS IN CAB-BATT | 1 | [12 empty] | #FFFFFFFF |  |  | FALSE | FALSE | FALSE | [20 empty] | DESKTOP-7SAL8M7\acont | 2019-08-13 09:04 | THOR\acont | 2024-10-09 10:48
909f8950-9c95-4810-b3a9-d925893ee753 |  |  |  | North | Potter | [5 empty] | Module | TRUE | UDACT-9000 |  | Universal Digital Alarm Communicator Transmitter | 1 | [6 empty] | FALSE | [5 empty] | #FFFFFFFF |  |  | FALSE | FALSE | FALSE | [14 empty] | FALSE | [7 empty] | THOR\acont | 2024-10-09 10:48 |  | [Potter] [DACT] 01 [ALL DEVICES ++] UD-1000, UD-2000, UDACT-9000, UDACT-9100 [Honeywell, Potter] [DACT] [#2] HW-AV-LTE-M, UD-1000, UD-2000, UDACT-9000, UDACT-9100
69c4861e-479f-4cd5-998c-d92c64663ed9 | NFPA 170 SMOKE DETECTOR |  |  | North | Hochiki |  | Smoke Detector |  |  |  | Module | TRUE | SOC-24V w/NS6-221 STANDARD BASE | SOC-24V w/NS6-221 STANDARD BASE | PHOTOELECTRIC SMOKE DETECTOR w/ STANDARD BASE | 1 |  | 0.196 |  |  |  |  | TRUE | TRUE |  | *Refer to Install Sheet |  |  | #FFFF0000 | FA-NFPA 170 SMOKE DETECTOR | 1 | FALSE | FALSE | FALSE | 1408 | [19 empty] | DESKTOP-0D6CQVA\lousc | 2019-10-06 17:23 | THOR\acont | 2024-09-08 17:27 | from Hochiki SOC-24V w/NS4-221 BASE | [Hochiki] [IDC] 02 [IDC] SLR-24H w/HSC-220L LATCHING LED BASE (C), SLR-24H w/HSC-220R - 2 WIRE RELAY BASE (C), SLR-24H w/HSC-221L LATCHING LED BASE (C), SLR-24H w/HSC-221R - 2 WIRE RELAY BASE (C), SLR-24H w/HSC-224L LATCHING LED BASE (C), SLR-24H w/HSC-2
0e575557-de4f-4cef-8da4-d93614056a6f | NFPA 170 STROBE CEILING |  |  | North | Siemens |  | Strobe |  |  |  | Module | TRUE | ZR-HMC-CR | 500-636175 | Z STROBE HI MULTI-CANDELA CEILING RED | 1 | [7 empty] | TRUE |  |  |  |  | #FF0070C0 | FA-NFPA 170 STROBE CEILING | 1 | FALSE | FALSE | FALSE | 2022 | [16 empty] | C |  |  | DESKTOP-7SAL8M7\acont | 2019-08-13 09:04 | THOR\acont | 2024-09-08 17:27 | B,T | [Siemens] [NAC] [DC] ZR-HMC-CR (C), ZR-HMC-CW (C)
6a60a198-b444-431a-a0d3-d937741cbb11 | NFPA 170 FIRE PHONE |  |  | North | Siemens |  | Fire Phone |  |  |  | Module | TRUE | FJ-304 | ++ | Fireman's Phone Jack | 1 | 0 | 0.02 |  |  |  |  | FALSE | [5 empty] | #FFFF0000 | FA-NFPA 170 FIRE PHONE | 1 | FALSE | FALSE | FALSE | 208 | [13 empty] | FALSE |  |  | FPJ |  |  | DESKTOP-7EIEB7A\acont | 2023-07-10 17:22 | THOR\acont | 2024-09-08 17:27 | Cloned from Siemens FT-302CL CLONED | [Siemens] [FFT] [FFT] FJ-303, FJ-304, FT-302, FT-302C, FT-302CL
1bce7c73-d4eb-4bbf-bb76-d942793cc92e | NFPA 170 HORN STROBE |  |  | North | Eaton Wheelock |  | Horn/Strobe |  |  |  | Module | TRUE | AS-24W-FR |  | Horn Strobe, 24 VDC, | 1 | 0 | 0.178 |  |  |  |  | FALSE | FALSE |  |  |  |  | #FF0070C0 | FA-NFPA 170 HORN STROBE | 1 | FALSE | FALSE | FALSE | 2012 | [13 empty] | FALSE | [7 empty] | THOR\acont | 2024-09-08 17:27 |  | [Eaton Wheelock] [NAC] AS-24W-FR
f9aab970-941c-4098-bf53-d9461b994e60 | CADGEN SIGN |  |  | North | Rath Area of Refuge | Area of Refuge | Signage |  |  |  | Module | TRUE | 7050 | ++ | Area of Refuge Sign, Single Sided | 1 | 0 | 0 |  |  |  |  | FALSE |  | Surface Mounted |  | 10.5" H x 14” W x 3” D |  | #FFFF0000 | FA-CADGEN SIGN | 1 | FALSE | FALSE | FALSE | [20 empty] | DESKTOP-QGO6JOK\acont | 2024-07-16 10:40 | THOR\acont | 2024-09-08 17:27 | Cloned from Rath Area of Refuge 7049SS
a1bd2fc2-26bb-4b9d-bdee-d948e059cba8 | NFPA 170 HEAT DETECTOR |  |  | North | MIRCOM |  | Heat Detector |  |  |  | Module | TRUE | MIX-5251HAP w/B200SR-LF | + | White, Low-profile 190°F fixed thermal sensor, Low Frequency Sounder Base | 1 | 0.0003 | 0.0065 |  |  |  |  | FALSE | TRUE |  |  |  |  | #FFFF0000 | FA-NFPA 170 HEAT DETECTOR | 1 | FALSE | FALSE | FALSE | 1403 | [13 empty] | FALSE |  |  | 190°¦LF |  |  | DESKTOP-7SAL8M7\acont | 2019-04-12 13:26 | THOR\acont | 2024-09-08 17:27 | 20191121 AC Detector with base | [MIRCOM] [SLC SENSORS] [*] [#4 TYPE ADDR ¦ SENSORS] DNR w/MIX-2251BR (C), DNR w/MIX-2351RAP (C), MIX-1251AP w/B200SR-LF-WH (C), MIX-1251AP w/B200SR-WH (C), MIX-1251AP w/B210LP (C), MIX-1251AP w/B224RB-WH (C), MIX-1251AP w/B501 (C), MIX-1251B w/B200SR-LF- [MIRCOM] [SLC MODULES SENSORS] [*] [#2 SHARED ADDR ¦ SENSORS] DNR w/MIX-2251BR (C), DNR w/MIX-2351RAP (C), MIX-1251AP w/B200SR-LF-WH (C), MIX-1251AP w/B200SR-WH (C), MIX-1251AP w/B210LP (C), MIX-1251AP w/B224RB-WH (C), MIX-1251AP w/B501 (C), MIX-1251B w/ [MIRCOM, Monaco Enterprises] [AUX POWER] [24 VDC] 721-121-00 w/B200SR-LF-WH (C), 721-124-00 w/B200SR-LF-WH (C), 722-121-00 w/B200SR-LF-WH (C), 722-406-00 w/B200SR-LF-WH (C), 723-345-00 w/B200SR-LF-WH (C), 723-353-00 w/B200SR-LF-WH (C), 723-361-00 w/B200S
c5a05369-f168-452e-8d7a-d94c5087fb2a | NFPA 170 HORN STROBE |  |  | North | Generic |  | Horn/Strobe |  |  |  | Module | TRUE | Existing NAC Load (.07A) |  |  | 1 |  | 0.07 |  |  |  |  | TRUE | [5 empty] | #FF0070C0 | FA-NFPA 170 HORN STROBE | 1 | FALSE | FALSE | FALSE | 2012 | [16 empty] | EXP |  |  | DESKTOP-7SAL8M7\acont | 2020-11-20 07:26 | THOR\acont | 2024-09-08 17:27 | Cloned from Existing NAC Load (.03A) | [Generic] [NAC] [*] Existing NAC Load (.01A), Existing NAC Load (.02A), Existing NAC Load (.03A), Existing NAC Load (.04A), Existing NAC Load (.05A), Existing NAC Load (.06A), Existing NAC Load (.07A), Existing NAC Load (.08A), Existing NAC Load (.09A),
4ac2abec-df9e-451b-9e70-d9531fd89780 | NFPA 170 FIRE ALARM CONTROL INTERFACE |  |  | North | Autocall |  | Interface |  |  |  | Assembly | TRUE | A190-9832 | ++ | ES Net external NIC and media cards for TSW, Red | 1 | 0.075 | 0.075 | [10 empty] | #FFFF0000 | FA-NFPA 170 FIRE ALARM CONTROL INTERFACE | 1 | FALSE | FALSE | FALSE | [20 empty] | THOR\acont | 2024-02-23 06:09 | THOR\acont | 2024-09-08 17:27 | Cloned from Simplex 4007-6306
43c81a1b-fee0-4ed3-962c-d958e4cfba1e | NFPA 170 HORN STROBE |  |  | North | Hochiki |  | Horn/Strobe |  |  |  | Module | TRUE | WHEC24-75WW |  | 24 Volt Low Profile Evacuation Outdoor Horn/Strobe, Weather Proof, Wall, White | 1 | 0 | 0.198 |  |  |  |  | FALSE |  |  | *Refer to Install Sheet |  |  | #FF0070C0 | FA-NFPA 170 HORN STROBE | 1 | FALSE | FALSE | FALSE | 2012 | [13 empty] | FALSE |  |  | WP |  |  | DESKTOP-7SAL8M7\acont | 2019-12-02 11:19 | THOR\acont | 2024-09-08 17:27 | Cloned from Gentex WGEC24-75WW | [Bosch, Gentex, Hochiki, VES] [NAC] [UL MAX] VF4007-X0, WGEC24-75PWR, WGEC24-75PWRLP, WGEC24-75PWW, WGEC24-75PWWLP, WGEC24-75WR, WGEC24-75WRLP, WGEC24-75WW, WGEC24-75WWLP, WHEC24-75WR, WHEC24-75WW [Hochiki] [NAC] [24 VDC] WHEC24-75WR, WHEC24-75WW
c0b9f96b-d284-4304-a890-d96ecbd9a9fc |  |  |  | North | Edwards |  | Cards & Components |  |  |  | Card | TRUE | 3-LCD | + | Liquid Crystal Display Module | 1 | 0.04 | 0.042 |  |  |  |  | TRUE | [5 empty] | #FFFFFFFF |  |  | FALSE | FALSE | FALSE | [14 empty] | FALSE | [7 empty] | THOR\acont | 2024-10-09 10:48
cc4ef8d6-9163-4b3d-a437-d972ddfd2c7e |  |  |  | North | Siemens | [5 empty] | Module | TRUE | OH121 | S54372-F2-A1 | Conventional Optical/Heat combined | 1 | [12 empty] | #FFFFFFFF |  |  | FALSE | FALSE | FALSE | [20 empty] | DESKTOP-7SAL8M7\acont | 2019-08-13 09:04 | THOR\acont | 2024-10-09 10:48
829c1d90-709e-4a19-bb9a-d97366035e5f | NFPA 170 FIRE ALARM CONTROL UNIT | RISER FACP |  | North | Autocall |  | Fire Alarm Control Unit |  |  |  | Assembly | TRUE | A007-9102 |  | 4007ES Hybrid Platinum, Electrically isolated IDNet 2 addressable initiating device SLC 100 points, Four notification appliance circuits (NACs) selectable as Class A or Class B with 6 A total available current, Eight point zone/relay module. | 1 | [6 empty] | TRUE | [5 empty] | #FFFF0000 | FA-NFPA 170 FIRE ALARM CONTROL UNIT | 1 | FALSE | FALSE | FALSE | 202 | [8 empty] | 7,12,18 |  |  | 6 |  | TRUE | [5 empty] | AUGUSTXPS17-EUP\aucon | 2022-11-30 06:49 | THOR\acont | 2024-09-08 17:27 | Cloned from Autocall A007-9101
f6701bae-28a6-4b1c-92ff-d9744f651621 |  |  |  | North | Edwards |  | Hardware |  |  |  | Hardware | TRUE | MN-BRKT1F |  | Series Switch mounting bracket for EST3 enclosures | 1 | [6 empty] | FALSE | [5 empty] | #FFFFFFFF |  |  | FALSE | FALSE | FALSE | [14 empty] | FALSE | [7 empty] | THOR\acont | 2024-10-09 10:48
3b89569d-052c-4e47-9062-d978bcdf6467 | NFPA 170 SMOKE DETECTOR |  |  | North | Notifier |  | Smoke Detector |  |  |  | Module | TRUE | FSD-751PL w/B200SR | ++ | DETECTOR, SMOKE, ADDRESSABLE PHOTO w/SOUNDER BASE | 1 | 0.0003 | 0.0003 |  |  |  |  | FALSE | TRUE |  |  |  |  | #FFFF0000 | FA-NFPA 170 SMOKE DETECTOR | 1 | FALSE | FALSE | FALSE | 1408 | [13 empty] | FALSE |  |  | SB |  |  |  |  | THOR\acont | 2024-09-08 17:27 | 20191121 AC Detector with base | [Honeywell, Notifier, System Sensor] [SLC SENSORS] [*] [#4 TYPE ADDR ¦ SENSORS] 2251B (C), 2251-COPTIR (C), 2251-COPTIR w/B200S-WH (C), 2251TB (C), 2251TMB (C), 5251B (C), 5251B-WP (C), 5251H (C), 5251RB (C), 5251RB-WP (C), 7251 (C), 7251DH (C), DH200LP [Notifier] [AUX POWER] B200SR-WH, FSD-751P w/B200SR (C), FSD-751PL w/B200SR (C), FSD-751RP w/B200SR (C), FSD-751RPL w/B200SR (C), FSI-851 w/B200SR (C), FSL-751 w/B200SR (C), FSP-851 w/B200SR (C), FSP-851T w/B200SR (C), FST-851 w/B200SR (C), FST-851H w/B2 [Honeywell, Notifier, System Sensor] [SLC MODULES SENSORS] [*] [#2 SHARED ADDR ¦ SENSORS] 2251B (C), 2251-COPTIR (C), 2251-COPTIR w/B200S-WH (C), 2251TB (C), 2251TMB (C), 5251B (C), 5251B-WP (C), 5251H (C), 5251RB (C), 5251RB-WP (C), 7251 (C), 7251DH (C)
c08dba75-3d10-4416-bea9-d978ce0795ef | NFPA 170 HORN STROBE |  |  | North | Siemens |  | Horn/Strobe |  |  |  | Module | TRUE | CH-MC-W | 500-636018 | CHIME MULTI CANDELA WHITE | 1 | [12 empty] | #FF0070C0 | FA-NFPA 170 HORN STROBE | 1 | FALSE | FALSE | FALSE | [17 empty] | CH |  |  | DESKTOP-7SAL8M7\acont | 2019-08-13 09:04 | THOR\acont | 2024-09-08 17:27 |  | [Siemens] [NAC] [16-33VDC] CH-HMC-CW (C), CH-MC-CR (C), CH-MC-CW (C), CH-MC-R, CH-MC-W [Siemens] [NAC] [16-33VFWR] CH-HMC-CW (C), CH-MC-CR (C), CH-MC-CW (C), CH-MC-R, CH-MC-W
e4fa207d-9fab-4961-bf12-d97a48be22da |  |  |  | North | Autocall |  | Cards & Components |  |  |  | Card | TRUE | A100-1281 |  | 8 Switch, 8 Yellow LED Module | 1 | 0 | 0.024 |  |  |  |  | TRUE | [5 empty] | #FFFFFFFF |  |  | FALSE | FALSE | FALSE | [20 empty] | DESKTOP-0D6CQVA\lousc | 2019-07-07 17:57 | THOR\acont | 2024-10-09 10:48 | Cloned from AutoCall A100-1280
49639329-8db4-4a33-8f54-d97e2b97718a |  |  |  | North | Edwards |  | Cards & Components |  |  |  | Card | TRUE | QSC-CPU-2-SP |  | OBSOLETE - CPU/Display with 2 Annunciator Option Space, Spanish | 1 | [6 empty] | TRUE | [5 empty] | #FFFFFFFF |  |  | FALSE | FALSE | FALSE | [14 empty] | FALSE | [7 empty] | THOR\acont | 2024-10-09 10:48
9bf0529c-71fe-44a9-befa-d98109d5a4a7 | NFPA 170 REMOTE VOICE EVACUATION MICROPHONE |  |  | North | MIRCOM |  | Remote Microphone |  |  |  | Module | TRUE | QX-MINI-RM-W | + | Remote Microphone: Backbox, White Door, Microphone, RMIC PCB – UL Only | 1 | 0.013 | 0.0161 |  |  |  |  | FALSE | [5 empty] | #FFFF0000 | FA-NFPA 170 REMOTE VOICE EVACUATION MICROPHONE | 1 | FALSE | FALSE | FALSE | 265 | [8 empty] | 7,12,18 |  |  |  |  | FALSE | [7 empty] | THOR\acont | 2024-09-08 17:27 |  | [MIRCOM] [AUX POWER] [*] MGD-32 Card, QX-MINI-LOC, QX-MINI-LOCMAIN, QX-MINI-LOC-W, QX-MINI-RM, QX-MINI-RMMIC, QX-MINI-RM-W, RAM-208, RAM-216, RAM-300LCD, RAM-3318-LCD, RAM-3500-LCD Card
ff89a779-4f11-4994-a77c-d9816306c94b | CADGEN CARD ACCESS CONTROL PANEL |  |  | North | Brivo | Security/Access Control | Card Access Control Panel |  |  |  | Assembly | TRUE | B-ACS6100R-E Regular Panel |  | Includes regular chassis, main board, power supply board, battery, and transformer. This chassis will accommodate two additional accessory boards | 1 | [6 empty] | TRUE | [5 empty] | #FFFF0000 | FA-CADGEN CARD ACCESS CONTROL PANEL | 1 | FALSE | FALSE | FALSE | [20 empty] | AUGUSTALIEN\aucon | 2023-03-07 15:42 | THOR\acont | 2024-09-08 17:27
3530a900-851b-4323-896e-d981a2b42393 |  |  |  | North | Astrodyne |  | Cards & Components |  |  |  | Card | TRUE | RS75-2 |  | 75 W Single Output Switching Power Supply | 1 | [6 empty] | TRUE | [5 empty] | #FFFFFFFF |  |  | FALSE | FALSE | FALSE | [14 empty] | FALSE | [7 empty] | THOR\acont | 2024-10-09 10:48 |  |  | [Astrodyne] RS75-2
0564e614-f2d5-44cd-9ebc-d983fa0d9fa4 |  |  |  | North | Edwards |  | Hardware |  |  |  | Hardware | TRUE | 454737ARE |  | 16/4 Solid Twisted,OS, Red-Jacket FPLR | 1 | [6 empty] | FALSE | [5 empty] | #FFFFFFFF |  |  | FALSE | FALSE | FALSE | [14 empty] | FALSE | [7 empty] | THOR\acont | 2024-10-09 10:48
86597e93-897b-44b8-ac10-d984d4748815 |  |  |  | North | Potter |  | Hardware |  |  |  | Hardware | TRUE | AIB | + | Addressable Isolator Base | 1 | 0.000325 | 0.00234 |  |  |  |  | FALSE | [5 empty] | #FFFFFFFF |  |  | FALSE | FALSE | FALSE |  |  |  | 7272-0328:0194 | [10 empty] | FALSE | [7 empty] | THOR\acont | 2024-10-09 10:48 |  | [Potter] [ISO] 01 [*] [ISO ++] AIB, PAD100-IB, PAD100-IM, SCI
7366af99-63d5-418a-9bf9-d984ffa9636f | NFPA 170 ADDRESSABLE INPUT OUTPUT |  |  | North | Potter |  | Addressable Module |  |  |  | Module | TRUE | PAD100-OROI | + | One Relay One Input Module | 2 | 0.00024 | 0.00024 |  |  |  |  | FALSE | [5 empty] | #FFFF0000 | FA-NFPA 170 ADDRESSABLE INPUT OUTPUT | 1 | FALSE | FALSE | FALSE | 1200 | [13 empty] | FALSE | [7 empty] | THOR\acont | 2024-09-08 17:27 |  | [Potter] [SLC PAD] [#2 MODULES] PAD100-DIM, PAD100-OROI, PAD100-TRTI [Potter] [SLC PAD] [*] [#1 SHARED ADDR ¦ MODULES] PAD100-DIM, PAD100-DIM CL-A, PAD100-LED, PAD100-LEDK, PAD100-MIM, PAD100-NAC, PAD100-OROI, PAD100-PSDA, PAD100-PSSA, PAD100-RM, PAD100-SIM, PAD100-SM, PAD100-TRTI, PAD100-TRTI CL-A, PAD100-ZM, PAD100-ZM C | [Potter] PAD100-MIM, PAD100-OROI, PAD100-SIM, PAD100-ZM, WTX-M [Potter] PAD100-DUCTR, PAD100-OROI, PAD100-RM, PAD200-DUCTR, PAD300-DUCTR w/PAD300-DD
2185cbff-0c30-4b00-a7c2-d986718c0ddc |  |  |  | North | Power Sonic |  | Hardware |  |  |  | Hardware | TRUE | PS-1270 | + | (1) 12V 7 AH BATTERY | 1 | [6 empty] | FALSE | [5 empty] | #FFFFFFFF |  |  | FALSE | FALSE | FALSE | [14 empty] | FALSE | [5 empty] | AULAPTOP-PC\Aulaptop | 2018-12-06 06:03 | THOR\acont | 2024-10-09 10:48 | Cloned from Johnson Controls PS-1270
fd1d4bdd-1433-471a-bbb2-d987b56d22d7 |  |  |  | North | Bosch | [5 empty] | Module | TRUE | NDI-4502-A-TU | * | Camera ***(Tuesday Morning) 2MP vari-focal lens camera | 1 | [12 empty] | #FFFFFFFF |  |  | FALSE | FALSE | FALSE | [20 empty] | DESKTOP-7EIEB7A\acont | 2021-08-13 06:25 | THOR\acont | 2024-10-09 10:48
20a9340a-7085-447e-9f07-d98ac4861c5e | NFPA 170 ADDRESSABLE INPUT MONITOR MODULE |  |  | North | Notifier |  | Addressable Module |  |  |  | Module | TRUE | NZM-100 | ++ | Monitor module, two-wire detectors. | 1 | 0.00027 | 0.0051 |  |  |  |  | FALSE | FALSE |  |  |  |  | #FFFF0000 | FA-NFPA 170 ADDRESSABLE INPUT MONITOR MODULE | 1 | FALSE | FALSE | FALSE | 1000 | [13 empty] | FALSE | [7 empty] | THOR\acont | 2024-09-08 17:27 |  | [Notifier] [AUX POWER] [AUX INPUT ++] NZM-100 [Honeywell, Notifier, System Sensor] [SLC MODULES] [*] [#3 TYPE ADDR ¦ MODULES] 30-3013 w/FMM-101, Q3013D, ACM-8R, ACPS-610, AMPS-24, AMPS-24E, EM-1M, EM-1MI, EM-1MM, EM-1MMI, EM-1R, EM-1RI, EM-1SR, EM-1SRI, FCM-1, FCM-1-REL, FD7044 MM-101, FDM-1, FDRM-1 [Honeywell, Notifier, System Sensor] [SLC MODULES SENSORS] [*] [#1 SHARED ADDR ¦ MODULES] 30-3013 w/FMM-101, Q3013D, ACM-8R, ACPS-610, AMPS-24, AMPS-24E, EM-1M, EM-1MI, EM-1MM, EM-1MMI, EM-1R, EM-1RI, EM-1SR, EM-1SRI, FCM-1, FCM-1-REL, FD7044 MM-101, FDM | [Notifier] FZM-1, NZM-100
5859b009-e2a1-47dd-8e12-d98d9f1cbbc3 | NFPA 170 CELL COMM | RISER CELL COMM |  | North | Potter |  | Cellular Communicator |  |  |  | Module | TRUE | IntelliCom-5GA | ++ | 5G LTE-M Sole & Dual Path Cellular Commercial Fire Alarm Communicators AT&T | 1 | 0.068 | 0.14 |  |  |  |  | TRUE |  | Plastic housing includes three keyhole slots for triple gang boxes |  | 8 x 5-29/64 x 1½" (20.3 x 13.9 x 3.8cm) |  | #FFFF0000 | FA-NFPA 170 CELL COMM | 1 | FALSE | FALSE | FALSE | 250 | [13 empty] | FALSE | [5 empty] | XPS-17-9710\August | 2024-01-19 04:02 | THOR\acont | 2024-09-08 17:27 | Cloned from Potter IntelliCom-5GV | [NAPCO, Potter] [IDC] [#2 PS TRBL] IntelliCom-5GA, IntelliCom-5GV, SLE/4G-CDMA-CFB, SLE/4G-CDMA-CFB-PS, SLE/4G-CDMA-FIRE, SLE/4G-CDMAI-FIRE, SLE-CDMA-CFB, SLE-CDMA-CFB-PS, SLE-CDMA-FIRE, SLE-CDMAI-FIRE, SLE-LTEA-CFB-PS Main Card, SLE-LTEAI-CFB-PS Main Ca [NAPCO, Potter] [DACT] [#1 DACT] IntelliCom-5GA, IntelliCom-5GV, SLE/4G-CDMA-CFB, SLE/4G-CDMA-CFB-PS, SLE/4G-CDMA-FIRE, SLE/4G-CDMAI-FIRE, SLE-CDMA-CFB, SLE-CDMA-CFB-PS, SLE-CDMA-FIRE, SLE-CDMAI-FIRE, SLE-LTEA-CFB-PS Main Card, SLE-LTEAI-CFB-PS Main Card [NAPCO, Potter] [DACT] [#2 DACT] IntelliCom-5GA, IntelliCom-5GV, SLE/4G-CDMA-CFB, SLE/4G-CDMA-CFB-PS, SLE/4G-CDMA-FIRE, SLE/4G-CDMAI-FIRE, SLE-CDMA-CFB, SLE-CDMA-CFB-PS, SLE-CDMA-FIRE, SLE-CDMAI-FIRE, SLE-LTEA-CFB-PS Main Card, SLE-LTEAI-CFB-PS Main Card [NAPCO, Potter] [AUX POWER] [*] CDMA-FIRE, IntelliCom-5GA, IntelliCom-5GV, SLE/4G-CDMA-CFB, SLE/4G-CDMA-CFB-PS, SLE/4G-CDMA-FIRE, SLE/4G-CDMAI-FIRE, SLE-CDMA-CFB, SLE-CDMA-CFB-PS, SLE-CDMA-FIRE, SLE-CDMAI-FIRE, SLE-LTEV-CB, SLE-LTEV-CB-TF, SLE-LTEV-CFB, [NAPCO, Potter] [IDC] [#1 LINE TRBL] IntelliCom-5GA, IntelliCom-5GV, SLE/4G-CDMA-CFB, SLE/4G-CDMA-CFB-PS, SLE/4G-CDMA-FIRE, SLE/4G-CDMAI-FIRE, SLE-CDMA-CFB, SLE-CDMA-CFB-PS, SLE-CDMA-FIRE, SLE-CDMAI-FIRE, SLE-LTEA-CFB-PS Main Card, SLE-LTEAI-CFB-PS Main | [NAPCO, Potter] IntelliCom-5GA, IntelliCom-5GV, SLE-LTEAI-CFB-PS Main Card, SLE-LTEVI-CFB, SLE-LTEVI-CFB-PS Main Card, SLE-LTEVI-FIRE, SLE-MAXAI-CFB, SLE-MAXAI-CFBPS, SLE-MAXAI-CFBPS Main Board, SLE-MAXAI-FIRE, SLE-MAXVI-CFB, SLE-MAXVI-CFBPS, SLE-MAXVI-CF
7070d0f3-c648-4e41-b870-d993cf97fbd9 | NFPA 170 MANUAL PULL |  |  | North | MIRCOM |  | Manual Station |  |  |  | Module | TRUE | MPS-822MP | ++ | Estación Manual de doble acción, direccionable, MP, Cerradura Magnalock, dos etapas, con listado ULC | 1 | 0.002 | 0.0033 |  |  | 30 | 15 | FALSE |  |  |  | 5 ½” H x 4 1/8” W x 1 3/8” D |  | #FFFF0000 | FA-NFPA 170 MANUAL PULL | 1 | FALSE | FALSE | FALSE | 957 | [13 empty] | FALSE | [5 empty] | THOR\acont | 2024-08-12 14:32 | THOR\acont | 2024-09-08 17:27 | Cloned from MIRCOM MPS-822MP | [MIRCOM] [SLC MODULES SENSORS] [*] [#1 SHARED ADDR ¦ MODULES] CR-6, CZ-6, IM-10, MIX-100P, MIX-100R, MIX-100S, MIX-100X, MIX-101P, MIX-4040, MIX-4040M, MIX-4041, MIX-4045, MIX-4045-M, MIX-4046, MIX-M500DM, MIX-M500DMAP, MIX-M500FP, MIX-M500M, MIX-M500MAP
b19caf52-af47-4586-a9d2-d99d1a801a7b | NFPA 170 STROBE WALL |  |  | North | Siemens |  | Strobe |  |  |  | Module | TRUE | SLSWW-N | S54329-F30-A2 | SLSWW-N ST,WALL,WHT,NO-TXT | 1 | [12 empty] | #FF0070C0 | FA-NFPA 170 STROBE WALL | 1 | FALSE | FALSE | FALSE | 2023 | [19 empty] | DESKTOP-7SAL8M7\acont | 2019-08-13 09:04 | THOR\acont | 2024-09-08 17:27 |  | [Siemens] [NAC] [24 VDC] SLSWR-A, SLSWR-AL, SLSWR-ALA, SLSWR-F, SLSWR-FB, SLSWR-N, SLSWR-NA, SLSWW-AL, SLSWW-ALA, SLSWW-F, SLSWW-FB, SLSWW-N, SLSWW-NA [Siemens] [NAC] [24 VDC] SLSPSWR-AL, SLSPSWR-ALA, SLSPSWR-F, SLSPSWR-M, SLSPSWR-N, SLSPSWR-NA, SLSPSWW-AL, SLSPSWW-ALA, SLSPSWW-F, SLSPSWW-M, SLSPSWW-N, SLSPSWW-NA, SLSWR-A, SLSWR-AL, SLSWR-ALA, SLSWR-F, SLSWR-FB, SLSWR-N, SLSWR-NA, SLSWW-AL, SLSWW-ALA, [Siemens] [NAC] [16 VDC] SLSPSWR-AL, SLSPSWR-ALA, SLSPSWR-F, SLSPSWR-M, SLSPSWR-N, SLSPSWR-NA, SLSPSWW-AL, SLSPSWW-ALA, SLSPSWW-F, SLSPSWW-M, SLSPSWW-N, SLSPSWW-NA, SLSWR-A, SLSWR-AL, SLSWR-ALA, SLSWR-F, SLSWR-FB, SLSWR-N, SLSWR-NA, SLSWW-AL, SLSWW-ALA,
2dec8de3-fdfd-4f15-83a4-d9a1645c126e | NFPA 170 SMOKE DETECTOR |  |  | North | Kidde |  | Smoke Detector |  |  |  | Module | TRUE | KI-PCD w/KI-ABST BASE | ++ | Photoelectric smoke and carbon monoxide life safety detector, | 1 | 5.1e-05 | 6.8e-05 |  |  |  |  | FALSE | TRUE |  |  |  |  | #FFFF0000 | FA-NFPA 170 SMOKE DETECTOR | 1 | FALSE | FALSE | FALSE | 1408 | [13 empty] | FALSE | [5 empty] | DESKTOP-7SAL8M7\acont | 2020-01-02 08:38 | THOR\acont | 2024-10-08 16:26 | Cloned from Edwards SIGA-PCD w/SIGA-AB4G BASE | [Kidde] [SLC EST MODULES SENSORS] [*] [#2 SHARED ADDR ¦ SENSORS] DS-HFS (C), DS-PS (C), FX-HD w/IB4U BASE, FX-HD w/RB4U BASE, FX-HD w/SB4U BASE, FX-HD w/SB4U-LF BASE, FX-HD wB4U BASE, FX-PD w/B4U BASE (C), FX-PD w/IB4U BASE (C), FX-PD w/SB4U BASE (C), FX [Kidde] [SLC EST SENSORS] [*] [#4 TYPE ADDR ¦ SENSORS] DS-HFS (C), DS-PS (C), FX-HD w/IB4U BASE, FX-HD w/RB4U BASE, FX-HD w/SB4U BASE, FX-HD w/SB4U-LF BASE, FX-HD wB4U BASE, FX-PD w/B4U BASE (C), FX-PD w/IB4U BASE (C), FX-PD w/SB4U BASE (C), FX-PD w/SB4U [Edwards, Kidde] [AUX POWER] FX-HD w/SB4U BASE, FX-PD w/SB4U BASE (C), FX-PHD w/SB4U BASE (C), KI-COD w/KI-ABST BASE (C), KI-HCD w/KI-ABST BASE, KI-HRD w/KI-ABST BASE, KI-PCD w/KI-ABST BASE (C), KI-PD w/KI-ABST BASE (C), KI-PHCD w/KI-ABST BASE (C), KI-PH [Edwards, Kidde] [SLC EST SENSORS] 01 [*] [EST3, iO1000] DS-HFS (C), DS-PS (C), FX-HD w/IB4U BASE, FX-HD w/RB4U BASE, FX-HD w/SB4U BASE, FX-HD w/SB4U-LF BASE, FX-HD wB4U BASE, FX-PD w/B4U BASE (C), FX-PD w/IB4U BASE (C), FX-PD w/SB4U BASE (C), FX-PD w/SB [Edwards, Kidde] [SLC EST MODULES/SENSORS] 01 [*] [iO64] DS-HFS (C), DS-PS (C), FX-HD w/IB4U BASE, FX-HD w/RB4U BASE, FX-HD w/SB4U BASE, FX-HD w/SB4U-LF BASE, FX-HD wB4U BASE, FX-PD w/B4U BASE (C), FX-PD w/IB4U BASE (C), FX-PD w/SB4U BASE (C), FX-PD w/SB
72b7dfbb-d03e-42a1-9ce7-d9a3bb4760b6 | NFPA 170 FIRE ALARM CONTROL UNIT | RISER FACP |  | North | DMP |  | Fire Alarm Control Unit |  |  |  | Assembly | TRUE | XR100FC-R |  | XR100 Fire Control Panel with Network | 1 | [6 empty] | FALSE | [5 empty] | #FFFF0000 | FA-NFPA 170 FIRE ALARM CONTROL UNIT | 1 | FALSE | FALSE | FALSE | 202 | [8 empty] | 7,12,18 |  |  |  |  | TRUE | [5 empty] | DESKTOP-7EIEB7A\acont | 2022-03-10 06:44 | THOR\acont | 2024-09-08 17:27 | Cloned from DMP XR100FC-R
02d1512d-5ea3-433e-9f14-d9a3c3f5e133 | NFPA 170 FIRE PHONE |  |  | North | Simplex |  | Fire Phone |  |  |  | Module | TRUE | 2084-9023 | ++ | Firefighter Telephone Jack Station | 1 | [6 empty] | FALSE | [5 empty] | #FFFF0000 | FA-NFPA 170 FIRE PHONE | 1 | FALSE | FALSE | FALSE | [14 empty] | FALSE | [5 empty] | THOR\acont | 2025-02-04 12:31 |  |  | Cloned from Autocall A2084-9023 | [Autocall, Potter, Simplex] [FFT] [FFT] 2084-9001, 2084-9002, 2084-9003, 2084-9006, 2084-9007, 2084-9014, 2084-9018, 2084-9023, 2084-9024, A2084-9001, A2084-9002, A2084-9003, A2084-9006, A2084-9007, A2084-9014, A2084-9018, A2084-9023, A2084-9024, FFT-FPJ
6207694b-d511-435b-8975-d9adf0060202 |  |  |  | North | Potter | [5 empty] | Module | TRUE | PFC-3005T |  | Conventional 5 Zone Fire Panel | 1 | [6 empty] | FALSE | [5 empty] | #FFFFFFFF |  |  | FALSE | FALSE | FALSE | [14 empty] | FALSE | [7 empty] | THOR\acont | 2024-10-09 10:48
4f76a43e-571c-4430-ac37-d9b5e68f9643 |  |  |  | North | Potter | [5 empty] | Module | TRUE | THERMOFLEX® CR-EWT Series |  | Explosion Proof Rate of RiseTemperature Heat Detector | 1 | [6 empty] | FALSE | [5 empty] | #FFFFFFFF |  |  | FALSE | FALSE | FALSE | [14 empty] | FALSE | [7 empty] | THOR\acont | 2024-10-09 10:48
57753a34-9f96-4d8f-ae87-d9b74a6f8818 | NFPA 170 HEAT DETECTOR |  |  | North | Notifier |  | Heat Detector |  |  |  | Module | TRUE | FST-851 w/B200S-LF | ++ | Intelligent Addressable 135°F (57°C) Thermal Detector w/ Flashscan, European 4" Base | 1 | 0.0003 | 0.0065 |  |  |  |  | FALSE | TRUE | FLUSH |  | 4" SQ. DEEP | 3 "O" PLASTER RING | #FFFF0000 | FA-NFPA 170 HEAT DETECTOR | 1 | FALSE | FALSE | FALSE | 1403 |  |  | 7270-0028:0196 | [10 empty] | FALSE |  |  | LF |  |  |  |  | THOR\acont | 2024-09-08 17:27 | 20191121 AC Detector with base | [Notifier] [AUX POWER] [16VDC, HIGH VOLUME] B200S-LF-WH, FCO-851 w/B200S-LF (C), FCO-951 w/B200S-LF-WH (C), FPC-951 w/B200S-LF-IV (C), FPC-951 w/B200S-LF-WH (C), FPTI-951 w/B200S-LF-IV (C), FPTI-951 w/B200S-LF-WH (C), FSCO-951 w/B200S-LF-IV (C), FSCO-951 [Notifier] [AUX POWER] [16VDC, LOW VOLUME] B200S-LF-WH, FCO-851 w/B200S-LF (C), FCO-951 w/B200S-LF-WH (C), FPC-951 w/B200S-LF-IV (C), FPC-951 w/B200S-LF-WH (C), FPTI-951 w/B200S-LF-IV (C), FPTI-951 w/B200S-LF-WH (C), FSCO-951 w/B200S-LF-IV (C), FSCO-951 [Honeywell, Notifier, System Sensor] [SLC SENSORS] [*] [#4 TYPE ADDR ¦ SENSORS] 2251B (C), 2251-COPTIR (C), 2251-COPTIR w/B200S-WH (C), 2251TB (C), 2251TMB (C), 5251B (C), 5251B-WP (C), 5251H (C), 5251RB (C), 5251RB-WP (C), 7251 (C), 7251DH (C), DH200LP [Honeywell, Notifier, System Sensor] [SLC MODULES SENSORS] [*] [#2 SHARED ADDR ¦ SENSORS] 2251B (C), 2251-COPTIR (C), 2251-COPTIR w/B200S-WH (C), 2251TB (C), 2251TMB (C), 5251B (C), 5251B-WP (C), 5251H (C), 5251RB (C), 5251RB-WP (C), 7251 (C), 7251DH (C)
254dcd43-b205-4cc7-8b7c-d9b7f6c3956c | NFPA 170 SMOKE DETECTOR |  |  | North | System Sensor |  | Smoke Detector |  |  |  | Module | TRUE | 2112AITR | ++ | Photoelectric Detector, 4-wire direct, 12VDC isolated the | 1 | 0.0005 | 0.06 |  |  |  |  | FALSE | TRUE |  |  |  |  | #FFFF0000 | FA-NFPA 170 SMOKE DETECTOR | 1 | FALSE | FALSE | FALSE | 1408 | [13 empty] | FALSE | [7 empty] | THOR\acont | 2024-09-08 17:27 | 20191121 AC Detector without base | [Firelite, Macurco, Notifier, Silent Knight, System Sensor] [IDC] 01 [IDC 4-WIRE ++] 1251B (C), 1412B (C), 1424 (C), 2112/24AT (C), 2112/24S (C), 2112/24TS (C), 2112AITR (C), 2112ATR (C), 2112R (C), 2124AITR (C), 2124ATR (C), 2124R (C), 2151 w/B110RLP (C [Firelite, Macurco, Notifier, Silent Knight, System Sensor] [AUX POWER] [*] [AUX INPUT ++] 1251B (C), 1412B (C), 1424 (C), 2112/24AT (C), 2112/24S (C), 2112/24TS (C), 2112AITR (C), 2112ATR (C), 2112R (C), 2124AITR (C), 2124ATR (C), 2124R (C), 2151 w/B110
b32ce49c-be75-4174-b719-d9b9b3c8d9ac | CADGEN MOTION DETECTOR LONG RANGE |  |  | North | NAPCO |  | Motion Detector |  |  |  | Module | TRUE | GEMC-BSLC-PIR | + | Addressable SLC Commercial PIR, 50 x 50’ | 1 | 0.019 | 0.019 | [10 empty] | #FFFF0000 | FA-CADGEN MOTION DETECTOR LONG RANGE | 1 | FALSE | FALSE | FALSE | [20 empty] | DESKTOP-7SAL8M7\acont | 2020-01-21 11:59 | THOR\acont | 2024-09-08 17:27 |  | [NAPCO] [SLC NAPCO BURG] 01 [*] GEMC-BSLC-1PT, GEMC-BSLC-4PT, GEMC-BSLC-DT, GEMC-BSLC-PIR, GEMC-BSLC-RLY
a82be7b4-2df4-475b-a428-d9ba9eafff81 | NFPA 170 HEAT DETECTOR |  |  | North | Potter |  | Heat Detector |  |  |  | Module | TRUE | RHA | + | Addressable Rate of Rise / Fixed Heat Detector | 1 | 0.000325 | 0.000325 |  |  |  |  | FALSE | [5 empty] | #FFFF0000 | FA-NFPA 170 HEAT DETECTOR | 1 | FALSE | FALSE | FALSE | [14 empty] | FALSE |  |  | R |  |  |  |  | THOR\acont | 2024-09-08 17:27 |  | [Potter] [SLC NOHMI] [*] [#2 SHARED ADDR ¦ SENSORS] ARB, ASB, DDA (C), FHA, PSA (C), PSHA (C), RHA
87f22de7-0003-4e4f-a63a-d9bec82bb61e | NFPA 170 MANUAL RELEASING STATION |  |  | North | Janus |  | Manual Releasing Station |  |  |  | Module | TRUE | MMS-1 |  | Momentary Releasing Station | 1 | [6 empty] | FALSE | [5 empty] | #FFFF0000 | FA-NFPA 170 MANUAL RELEASING STATION | 1 | FALSE | FALSE | FALSE | 957 | [13 empty] | FALSE |  |  | REL |  |  | DESKTOP-QGO6JOK\acont | 2021-06-01 11:38 | THOR\acont | 2024-09-08 17:27 | Cloned from Janus ARS-1 | [Janus] [IDC] 01 20722, ARS-1, LOS-1, MAS-1, MAS-2, MMS-1, MMS-4, MRS-1, SG-42SK1, SGX-32SK1
39e162ab-df23-4817-b946-d9ceb072ab0c | NFPA 170 GAS DETECTOR |  |  | North | Macurco |  | Gas Detection |  |  |  | Module | TRUE | EX-CO-1000P-O | ++ | Explosion Proof Carbon Monoxide, Electrochemical, 0-1000PPM | 1 | 0.3 | 0.3 |  |  |  |  | FALSE | [5 empty] | #FFFF0000 | FA-NFPA 170 GAS DETECTOR | 1 | FALSE | FALSE | FALSE | 1402 | [13 empty] | FALSE |  |  | CO, XP |  |  | DESKTOP-7EIEB7A\acont | 2023-03-13 15:20 | THOR\acont | 2024-09-08 17:27 | Cloned from Macurco CM-15 | [Honeywell, Macurco] [AUX POWER] [*] [24VDC] 8100 EC, C7233A, C7263A, CD-6G, CD-6H, CD-6MC, CM-15, CM-15A, CM-6, CM-E1, CM-E1-FTG, CM-E1-RF, CM-E1-RS, CM-S1, CX-6, EX-CO-1000P-O, GD-2B, TXP-T40, XNX-UTAV-RNCB1 [Honeywell, Macurco] [IDC] [#1 ALARM] 8100 EC, C7233A, C7263A, CD-6G, CD-6H, CD-6MC, CM-15, CM-15A, CM-6, CM-E1, CM-E1-FTG, CM-E1-RF, CM-E1-RS, CM-S1, CX-6, EX-CO-1000P-O, GD-2B, TXP-T40, XNX-UTAV-RNCB1 [Honeywell, Macurco] [RS-485] [DATA INPUT] 8100 EC, C7233A, C7263A, CD-6G, CD-6H, CD-6MC, CM-15, CM-15A, CM-6, CM-E1, CM-E1-FTG, CM-E1-RF, CM-E1-RS, CM-S1, CX-6, EX-CO-1000P-O, GD-2B, XNX-UTAV-RNCB1
1d090f71-c349-4b97-a8d6-d9d06c789fd6 |  |  |  | North | EDCO |  | Cards & Components |  |  |  | Card | TRUE | FAS120AC |  | Surge protection 110VAC (fire panel surge protection) | 1 | [6 empty] | TRUE | [5 empty] | #FFFFFFFF |  |  | FALSE | FALSE | FALSE | [14 empty] | FALSE |  |  | 120v |  |  |  |  | THOR\acont | 2024-10-09 10:48 |  |  | [Ditek, EDCO, Monaco Enterprises, Space Age Electronics, WBOX] 0E-SPROACHW, 210-524-00, DTK-120HW, DTK-120HWLOK, DTK-120HW-SS, DTK-120SRD, DTK-120X12, DTK-1F, DTK-1FF, DTK-DF120S1, E120V-GT, FAS120AC, T120-DG w/Snap Track
f3c989a4-9355-4264-a21e-d9d087dee7bd |  |  |  | North | Siemens | [5 empty] | Module | TRUE | RSM-3 | 500-696165 | RSM-3 ROCKER SW MODULE (MAIN) | 1 | [12 empty] | #FFFFFFFF |  |  | FALSE | FALSE | FALSE | [20 empty] | DESKTOP-7SAL8M7\acont | 2019-08-13 09:04 | THOR\acont | 2024-10-09 10:48
9d0e2985-40d5-4617-8a66-d9d3b26687db | NFPA 170 SPEAKER STROBE CEILING |  |  | North | Edwards |  | Speaker/Strobe |  |  |  | Module | TRUE | 965-8A-8SW |  | 110cdW, 60cdC Strobe, 8" Square Cone, 70V .5, 1, 2, 4w | 1 | [6 empty] | FALSE | TRUE |  |  |  |  | #FF0070C0 | FA-NFPA 170 SPEAKER STROBE CEILING | 1 | FALSE | FALSE | FALSE | 2020 | [13 empty] | FALSE |  |  | C |  |  |  |  | THOR\acont | 2024-09-08 17:27
bec437e4-3ecc-42ee-8ccf-d9e7454bc1d2 | NFPA 170 HEAT DETECTOR |  |  | North | Hochiki |  | Heat Detector |  |  |  | Module | TRUE | ACD-V w/ASBL SOUNDER BASE | ACD-V MULTI-CRITERIA SENSOR | ACD-V MULTI-CRITERIA SENSOR w/ASBL SOUNDER BASE HEAT/CO | 1 | 0.00045 | 0.0072 |  |  |  |  | TRUE | TRUE |  | *Refer to Install Sheet |  |  | #FFFF0000 | FA-NFPA 170 HEAT DETECTOR | 1 | FALSE | FALSE | FALSE | 1403 | [16 empty] | SB, CO |  |  | DESKTOP-7SAL8M7\acont | 2019-12-04 11:23 | THOR\acont | 2024-09-08 17:27 | Cloned from Hochiki ACD-V w/ASBL SOUNDER BASE | [Hochiki] [AUX POWER] [24 VDC] ACC-V w/ASBL SOUNDER BASE (C), ACD-V w/ASBL SOUNDER BASE (C), AIE-EA w/ASBL SOUNDER BASE (C), ALK-V w/ASBL SOUNDER BASE (C), ALN-V w/ASBL SOUNDER BASE (C), ATG-EA w/ASBL SOUNDER BASE (C), ATJ-EA w/ASBL SOUNDER BASE (C) [Hochiki] [SLC HOCHIKI] 01 [*] [SLC] ACD-V w/ASBL SOUNDER BASE (C), ACD-V w/HSB-NSA-6 STANDARD BASE (C), ACD-V w/SCI-B4 SHORT CIRCUIT ISOLATOR BASE (C), ACD-V w/SCI-B6 SHORT CIRCUIT ISOLATOR BASE (C), ACD-V w/YBN-NSA-4 STANDARD BASE (C), ATG-EA w/ASB SOU
2ba0b285-77a6-4bbd-8589-d9e8ab42f2d1 | NFPA 170 HORN |  |  | North | Eaton Wheelock |  | Horn |  |  |  | Module | TRUE | EL3RMT-NR | ++ | WALL HORN, RED, WP | 1 | [6 empty] | TRUE | [5 empty] | #FF0070C0 | FA-NFPA 170 HORN | 1 | FALSE | FALSE | FALSE | 2020 | [16 empty] | WP |  |  | THOR\acont | 2024-09-11 19:16 | THOR\acont | 2024-10-09 10:48 | Cloned from Eaton Wheelock EL3RHN-NW | [Eaton Wheelock] [NAC] [24VDC, HORN HIGH DB] EL3RMT-NR, EL3RMT-NR (C), EL3RMT-NW, EL3RMT-NW (C), EL4XMT-NR, EL4XMT-NR (C), EL4XMT-NW, EL4XMT-NW (C) [Eaton Wheelock] [NAC] [24VDC, HORN STD DB] EL3RMT-NR, EL3RMT-NR (C), EL3RMT-NW, EL3RMT-NW (C), EL4XMT-NR, EL4XMT-NR (C), EL4XMT-NW, EL4XMT-NW (C)
1e043d37-9d7d-4fdc-9f35-d9eb3480ff2b |  |  |  | North | Edwards |  | Hardware |  |  |  | Hardware | TRUE | 4-CAB24DRL |  | Red Door Assembly for 3-CAB21 | 1 | [12 empty] | #FFFFFFFF |  |  | FALSE | FALSE | FALSE | [20 empty] | DESKTOP-7SAL8M7\acont | 2019-12-13 12:52 | THOR\acont | 2024-10-09 10:48
4102bf39-c774-4d9b-b159-d9ee3161100a |  |  |  | North | Potter | [5 empty] | Module | TRUE | PSTA |  | System Trouble Alarm | 1 | [6 empty] | FALSE | [5 empty] | #FFFFFFFF |  |  | FALSE | FALSE | FALSE | [14 empty] | FALSE | [7 empty] | THOR\acont | 2024-10-09 10:48
66f6e355-3498-480c-8794-d9fc20cef879 |  |  |  | North | Siemens |  | Cards & Components |  |  |  | Card | TRUE | FP2011-U1 | 500-450222+ | Power Supply (170 W) Connects to 120/240VAC, and provides 170 Watts of DC power to the EBA2004-A1 Booste Amplfier main board. | 1 | [6 empty] | TRUE | [5 empty] | #FFFFFFFF |  |  | FALSE | FALSE | FALSE | [9 empty] | 18,33,55,100 |  |  | 6.5 |  | FALSE | [5 empty] | AULAPTOP-PC\Aulaptop | 2019-04-22 03:56 | THOR\acont | 2024-10-09 10:48 | Cloned from Siemens FP2016-U1
dd7b89c0-e516-4741-b504-d9fc6748c781 |  |  |  | North | Potter | [5 empty] | Module | TRUE | RDC-9 |  | Retractable Mini Cord | 1 | [6 empty] | FALSE | [5 empty] | #FFFFFFFF |  |  | FALSE | FALSE | FALSE | [14 empty] | FALSE | [7 empty] | THOR\acont | 2024-10-09 10:48
e55cc4ec-a29c-45d9-ba0b-d9fde7e0f71b | NFPA 170 SPEAKER WALL |  |  | North | Edwards |  | Speaker |  |  |  | Module | TRUE | 757-8A-RS70WA |  | 70V Re-ent Speaker, white, no markings, 88 cd, amber | 1 | [6 empty] | FALSE | [5 empty] | #FF0070C0 | FA-NFPA 170 SPEAKER WALL | 1 | FALSE | FALSE | FALSE | 2021 | [13 empty] | FALSE | [7 empty] | THOR\acont | 2024-09-08 17:27 |  | [Edwards, Kidde] [AUDIO 70.7v] [70V AUDIO] 757-1A-R70, 757-1A-R70W, 757-3A-RS70, 757-3A-RS70W, 757-7A-RS70, 757-7A-RS70W, 757-7A-RS70WA, 757-7A-SS70, 757-7A-SS70W, 757-8A-RS70, 757-8A-RS70W, 757-8A-RS70WA, INT-3A-RS70, INT-3A-RS70W, INT-7A-RS70, INT-7A-R
a20b78af-45dc-4915-9054-d9fff36620ab |  |  |  | North | Edwards |  | Cards & Components |  |  |  | Card | TRUE | APS10A MB |  | 10 Amp Booster Power Supply | 1 | [6 empty] | TRUE | [5 empty] | #FFFFFFFF |  |  | FALSE | FALSE | FALSE | [14 empty] | FALSE | [7 empty] | THOR\acont | 2024-10-09 10:48
07fb4de5-92cd-45aa-bf05-da01fc9ba086 | NFPA 170 STROBE WALL |  |  | North | Edwards |  | Strobe |  |  |  | Module | TRUE | G4VWF |  | Wall strobe, white, FIRE | 1 | [6 empty] | FALSE |  | GRSW-10 |  |  |  | #FF0070C0 | FA-NFPA 170 STROBE WALL | 1 | FALSE | FALSE | FALSE | 2023 | [13 empty] | FALSE | [5 empty] | DESKTOP-7SAL8M7\acont | 2019-08-29 12:20 | THOR\acont | 2024-09-08 17:27 |  | [Edwards, Kidde] [NAC] [VFWR] EG4VRF, EG4VRF-FR, EG4VRF-SP, EG4VRN, EG4VWF, EG4VWF-FR, EG4VWF-SP, EG4VWN, G4VRF, G4VRF-FR, G4VRF-SP, G4VRN, G4VWF, G4VWF-FR, G4VWF-SP, G4VWN [Edwards, Kidde] [NAC] [VDC] EG4VRF, EG4VRF-FR, EG4VRF-SP, EG4VRN, EG4VWF, EG4VWF-FR, EG4VWF-SP, EG4VWN, G4VRF, G4VRF-FR, G4VRF-SP, G4VRN, G4VWF, G4VWF-FR, G4VWF-SP, G4VWN
1af60da1-c85f-465e-aca0-da07432aee45 |  |  |  | North | Potter | [5 empty] | Module | TRUE | PS-TM Series |  | Preassembled Test Module | 1 | [6 empty] | FALSE | [5 empty] | #FFFFFFFF |  |  | FALSE | FALSE | FALSE | [14 empty] | FALSE | [7 empty] | THOR\acont | 2024-10-09 10:48
787372af-664a-483a-8e8c-da07de500503 |  |  |  | North | Notifier |  | Cards & Components |  |  |  | Card | TRUE | UDACT |  | Universal Digital Alarm Communicator Transmitter | 1 | 0.04 | 0.1 |  |  |  |  | TRUE | [5 empty] | #FFFFFFFF |  |  | FALSE | FALSE | FALSE | [14 empty] | FALSE | [7 empty] | THOR\acont | 2024-10-09 10:48 |  |  | [Notifier] UDACT, UDACT-2
c80b054d-d621-4638-b6e3-da0b6f995c90 | NFPA 170 SPEAKER WALL |  |  | North | Kidde |  | Speaker |  |  |  | Module | TRUE | WGSRF-SP | ++ | Outdoor rated speaker, wall, red, feugo | 1 | [6 empty] | FALSE | FALSE |  |  |  |  | #FF0070C0 | FA-NFPA 170 SPEAKER WALL | 1 | FALSE | FALSE | FALSE | 2021 | [13 empty] | FALSE |  |  | WP |  |  | THOR\acont | 2024-12-19 13:51 | THOR\acont | 2024-12-19 13:57 | Cloned from Edwards WGSRF-SP | [Edwards, Hochiki, Kidde] [AUDIO 70.7v] [70V AUDIO] EG4SRF, EG4SRN, EG4SVRF, EG4SVRN, EG4SVWA, EG4SVWF, EG4SVWN, EG4SWA, EG4SWF, EG4SWN, G4SRF, G4SRN, G4SVRF, G4SVRN, G4SVWA, G4SVWF, G4SVWN, G4SWA, G4SWF, G4SWN, WGSRA, WGSRF, WGSRF-FR, WGSRF-SP, WGSRN, W [Edwards, Hochiki, Kidde] [AUDIO 25v] [25V AUDIO] EG4SRF, EG4SRN, EG4SVRF, EG4SVRN, EG4SVWA, EG4SVWF, EG4SVWN, EG4SWA, EG4SWF, EG4SWN, G4SRF, G4SRN, G4SVRF, G4SVRN, G4SVWA, G4SVWF, G4SVWN, G4SWA, G4SWF, G4SWN, WGSRA, WGSRF, WGSRF-FR, WGSRF-SP, WGSRN, WGS
d840f41a-9ac2-4efd-b409-da0dd3256bdd |  |  |  | North | System Sensor |  | Hardware |  |  |  | Hardware | TRUE | DST5 |  | Sampling Tube, Steel | 1 | [6 empty] | FALSE |  | FLUSH |  | N/A | N/A | #FFFFFFFF |  |  | FALSE | FALSE | FALSE |  |  |  | 3242-1653:0209 | [10 empty] | FALSE | [5 empty] | DESKTOP-7SAL8M7\acont | 2020-02-23 09:56 | THOR\acont | 2024-10-09 10:48 | Cloned from System Sensor DST1.5 CLONED CLONED
3387f7ed-5e51-48c3-bb76-da0f006706cd | NFPA 170 SMOKE DETECTOR |  |  | North | Apollo |  | Smoke Detector |  |  |  | Module | FALSE | 55000-650 w/SA5300-806 | + | PHOTOELECTRIC SMOKE DETECTOR W/ INTELLIGENT LF SOUNDER BASE | 1 | 0.00034 | 0.0045 |  |  |  |  | FALSE | TRUE |  |  |  |  | #FFFF0000 | FA-NFPA 170 SMOKE DETECTOR | 1 | FALSE | FALSE | FALSE | 1408 | [13 empty] | FALSE |  |  | LF |  |  | AUGUSTALIEN\aucon | 2024-12-09 15:51 |  |  | Cloned from Apollo 55000-650 w/45681-805 | [Apollo] [NAC] [HIGH DB] 45681-805 (C), 55000-650 w/45681-805 (C), 55000-650 w/SA5300-805 (C), 55000-650 w/SA5300-806 (C), SA5050-250 w/SA5300-805 , SA5050-250 w/SA5300-806 , SA5050-350 w/SA5300-805 , SA5050-350 w/SA5300-806 [Apollo] [AUX POWER] [LOW DB] 45681-805 (C), 55000-650 w/45681-805 (C), 55000-650 w/SA5300-805 (C), 55000-650 w/SA5300-806 (C), SA5050-250 w/SA5300-805 , SA5050-250 w/SA5300-806 , SA5050-350 w/SA5300-805 , SA5050-350 w/SA5300-806 [Apollo] [AUX POWER] [HIGH DB] 45681-805 (C), 55000-650 w/45681-805 (C), 55000-650 w/SA5300-805 (C), 55000-650 w/SA5300-806 (C), SA5050-250 w/SA5300-805 , SA5050-250 w/SA5300-806 , SA5050-350 w/SA5300-805 , SA5050-350 w/SA5300-806 [Apollo] [NAC] [LOW DB] 45681-805 (C), 55000-650 w/45681-805 (C), 55000-650 w/SA5300-805 (C), 55000-650 w/SA5300-806 (C), SA5050-250 w/SA5300-805 , SA5050-250 w/SA5300-806 , SA5050-350 w/SA5300-805 , SA5050-350 w/SA5300-806 [Advanced, Apollo] [SLC APOLLO MODULES SENSORS] [*] [#2 SHARED ADDR ¦ SENSORS] SA5150-650ADV w/SA5000-230ADV (C), SA5150-750ADV w/SA5000-210ADV (C), 45681-800 (C), 45681-805 (C), 55000-450 w/45681-210UL (C), 55000-450 w/45681-225APO (C), 55000-450 w/ [Apollo] [NAC] [LOW DB] 45681-805 (C), 55000-650 w/45681-805 (C), 55000-650 w/SA5300-805 (C), 55000-650 w/SA5300-806 (C), SA5050-250 w/SA5300-805 , SA5050-250 w/SA5300-806 , SA5050-350 w/SA5300-805 , SA5050-350 w/SA5300-806
856cfffe-c2a7-4c1b-a231-da2660ae9aed |  |  |  | North | Siemens | [5 empty] | Module | TRUE | REMBOX2R | 500-650612 | SMALL REMOTE LOBBY RED ENCLOSURE PROVIDES MOUNTING SPACE FOR, LVM OR FMT OR REMOTE SWITCH AND LED MODULES (8) LCM/SCM OR (4) FCM MAX. FIELD MOUNTED | 1 | [12 empty] | #FFFFFFFF |  |  | FALSE | FALSE | FALSE | [20 empty] | DESKTOP-7SAL8M7\acont | 2019-08-13 09:04 | THOR\acont | 2024-10-09 10:48
0b8a9ba8-a377-4a78-84e6-da321aaa44dc |  |  |  | North | Edwards |  | Hardware |  |  |  | Hardware | TRUE | MN-HSECCFAN1 |  | ECC Top-mount ventilation fan system with side louvers. 115 VAC. Changes ECC rating to NEMA 3R | 1 | [6 empty] | FALSE | [5 empty] | #FFFFFFFF |  |  | FALSE | FALSE | FALSE | [14 empty] | FALSE | [7 empty] | THOR\acont | 2024-10-09 10:48
03a4602f-505b-4f18-b335-da357de59855 |  |  |  | North | Altronix |  | Cards & Components |  |  |  | Card | TRUE | eFlow104N8 Main Board | + | Fire Alarm Power Supply Main Board | 1 |  |  | 10 |  |  |  | TRUE | FALSE |  |  |  |  | #FFFFFFFF |  |  | FALSE | FALSE | FALSE | [14 empty] | FALSE | [5 empty] | THOR\acont | 2024-10-23 09:51 |  |  | Cloned from Altronix eFlow104N Main Board | [Altronix, LifeSafety Power] [IDC] 01 [BATTERY] AL1024ULM MAIN CARD, AL1024ULX Main Board, AL300ULX Main Board, AL400ULX Main Board, AL400ULXJ Main Board (24VDC), AL600ULXR Main Board, eFlow104N Main Board, eFlow104N16 Main Board, eFlow104N8 Main Board, [Altronix, LifeSafety Power] [IDC] 02 [AC FAIL] AL1024ULX Main Board, AL300ULX Main Board, AL400ULX Main Board, AL400ULXJ Main Board (24VDC), AL600ULXR Main Board, eFlow104N Main Board, eFlow104N16 Main Board, eFlow104N8 Main Board, FPO150/250-2C82D8PE4M [Altronix, Hochiki, LifeSafety Power] [NAC Trigger] AL1024ULM MAIN CARD, AL1024ULX Main Board, AL125UL Main Board, AL300ULX Main Board, AL400ULX Main Board, AL400ULXJ Main Board (24VDC), AL600ULACM Main Board, AL600ULXR Main Board, eFlow104N Main Board, | [Altronix] eFlow104N8 Main Board
aa0670b2-8d99-4fe7-adb4-da360b615b58 | NFPA 170 HEAT DETECTOR |  |  | North | Gamewell FCI |  | Heat Detector |  |  |  | Module | TRUE | ATD-L3H-IV w/B300-6-IV | + | Thermal heat detector, 190°F high temp, ivory, Velociti/CLIP w/ 6” Flanged mounting base, ivory | 1 | 0.0002 | 0.0045 |  |  |  |  | FALSE | TRUE | FLUSH |  | 4" SQ. DEEP | 3 "O" PLASTER RING | #FFFF0000 | FA-NFPA 170 HEAT DETECTOR | 1 | FALSE | FALSE | FALSE | 1403 | [13 empty] | FALSE |  |  | 190° |  |  | DESKTOP-7SAL8M7\acont | 2019-05-06 10:45 | THOR\acont | 2024-09-08 17:27 | 20191121 AC Detector with base | [Gamewell FCI] [SLC MODULES SENSORS] [*] [#2 SHARED ADDR ¦ SENSORS] ADPF (C), ASD-PL2F w/B200S-LF-WH (C), ASD-PL2F w/B210LP (C), ASD-PL2FR (C), ASD-PL3 w/B200S-LF-WH (C), ASD-PL3 w/B200SR-LF-WH (C), ASD-PL3 w/B200SR-WH (C), ASD-PL3 w/B224BI-WH (C), ASD-P [Gamewell FCI] [SLC SENSORS] [*] [#4 TYPE ADDR ¦ SENSORS] ADPF (C), ASD-PL2F w/B200S-LF-WH (C), ASD-PL2F w/B210LP (C), ASD-PL2FR (C), ASD-PL3 w/B200S-LF-WH (C), ASD-PL3 w/B200SR-LF-WH (C), ASD-PL3 w/B200SR-WH (C), ASD-PL3 w/B224BI-WH (C), ASD-PL3 w/B224R
f260273d-0b77-4f9c-959c-da3c76797976 | NFPA 170 SMOKE DETECTOR |  |  | North | System Sensor |  | Smoke Detector |  |  |  | Module | TRUE | 2124ATR | ++ | Photoelectric Detector, 4-wire direct, 24VDC, Temporal, F | 1 | 0.0005 | 0.045 |  |  |  |  | FALSE | TRUE |  |  |  |  | #FFFF0000 | FA-NFPA 170 SMOKE DETECTOR | 1 | FALSE | FALSE | FALSE | 1408 | [13 empty] | FALSE | [7 empty] | THOR\acont | 2024-09-08 17:27 | 20191121 AC Detector without base | [Firelite, Macurco, Notifier, Silent Knight, System Sensor] [AUX POWER] [*] [AUX INPUT ++] 1251B (C), 1412B (C), 1424 (C), 2112/24AT (C), 2112/24S (C), 2112/24TS (C), 2112AITR (C), 2112ATR (C), 2112R (C), 2124AITR (C), 2124ATR (C), 2124R (C), 2151 w/B110 [Firelite, Macurco, Notifier, Silent Knight, System Sensor] [IDC] 01 [IDC 4-WIRE ++] 1251B (C), 1412B (C), 1424 (C), 2112/24AT (C), 2112/24S (C), 2112/24TS (C), 2112AITR (C), 2112ATR (C), 2112R (C), 2124AITR (C), 2124ATR (C), 2124R (C), 2151 w/B110RLP (C
499d9710-11d9-4b08-a727-da429fe3fa5f | NFPA 170 HORN STROBE |  |  | North | Potter |  | Horn/Strobe |  |  |  | Module | TRUE | PE-LFHSW | ++ | Low Frequency Sounder Strobe, White, Fire | 1 | [6 empty] | FALSE | [5 empty] | #FF0070C0 | FA-NFPA 170 HORN STROBE | 1 | FALSE | FALSE | FALSE | 2010 | [13 empty] | FALSE |  |  | LF |  |  | THOR\acont | 2024-03-05 07:46 | THOR\acont | 2024-09-08 17:27 | Cloned from Potter PE-LFHNW | [Potter] [NAC] [24VDC] PE-LFHSR, PE-LFHSW
21997056-b317-4617-ac4e-da445c94e0b3 | NFPA 170 REMOTE TEST SWITCH |  |  | North | Monaco Enterprises |  | REMOTE TEST SWITCH |  |  |  | Module | TRUE | 729-138-00 | + | STATION:RMT TEST,W/KEY | 1 | 0 | 0.012 |  |  |  |  | FALSE | FALSE |  |  |  |  | #FFFF0000 | FA-NFPA 170 REMOTE TEST SWITCH | 1 | FALSE | FALSE | FALSE | 914 | [13 empty] | FALSE | [5 empty] | DESKTOP-7SAL8M7\acont | 2020-02-23 12:45 | THOR\acont | 2024-09-08 17:27 | Cloned from Firelite RTS151KEY | [Monaco Enterprises] [RTS] 729-108-00, 729-138-00
d1924d90-1641-4434-80b9-da4756d7bef6 |  |  |  | North | Edwards |  | Cards & Components |  |  |  | Card | TRUE | 2-LCX |  | OBSOLETE - Signature Data Circuit Expander /w 2 NACs | 1 | [6 empty] | TRUE | [5 empty] | #FFFFFFFF |  |  | FALSE | FALSE | FALSE | [14 empty] | FALSE | [7 empty] | THOR\acont | 2024-10-09 10:48
93c7097a-1c06-41e6-bcfe-da4957b3c9be | NFPA 170 HORN STROBE CEILING |  |  | North | Edwards |  | Horn/Strobe |  |  |  | Module | TRUE | WG4RF-HVMC (C) |  | Outdoor rated horn-strobe, red with FIRE marking, clear lens | 1 | 0 | 0.107 |  |  |  |  | FALSE | TRUE |  |  |  |  | #FF0070C0 | FA-NFPA 170 HORN STROBE CEILING | 1 | FALSE | FALSE | FALSE | 2013 | [13 empty] | FALSE |  |  | C, WP |  |  | DESKTOP-7SAL8M7\acont | 2018-08-27 11:47 | THOR\acont | 2024-09-08 17:27 | Cloned from Edwards WG4RF-HVMC | [Edwards, Kidde] [NAC] [24 VDC, CONTINUOUS] WG4RF-HVMC, WG4RF-HVMC (C) (C), WG4RN-HVMC, WG4RN-HVMC (C) (C), WG4WF-HVMC, WG4WF-HVMC (C) (C), WG4WN-HVMC, WG4WN-HVMC (C) (C) [Edwards, Kidde] [NAC] [16 VDC, CONTINUOUS] WG4RF-HVMC, WG4RF-HVMC (C) (C), WG4RN-HVMC, WG4RN-HVMC (C) (C), WG4WF-HVMC, WG4WF-HVMC (C) (C), WG4WN-HVMC, WG4WN-HVMC (C) (C) [Edwards, Kidde] [NAC] [16 VFWR, CONTINUOUS] WG4RF-HVMC, WG4RF-HVMC (C) (C), WG4RN-HVMC, WG4RN-HVMC (C) (C), WG4WF-HVMC, WG4WF-HVMC (C) (C), WG4WN-HVMC, WG4WN-HVMC (C) (C)
e1381b55-52b5-4ec8-b42a-da4de983bc2a | NFPA 170 REMOTE ANNUNCIATOR | RISER ANNUNCIATOR |  | North | Siemens |  | Remote Annunciator |  |  |  | Module | TRUE | FT2015-U3 | S54400-B88-A1++ | Remote terminal (key, bl) | 1 | 0.034 | 0.055 |  |  |  |  | FALSE | [5 empty] | #FFFF0000 | FA-NFPA 170 REMOTE ANNUNCIATOR | 1 | FALSE | FALSE | FALSE | 255 | [13 empty] | FALSE | [5 empty] | DESKTOP-7SAL8M7\acont | 2018-09-07 11:26 | THOR\acont | 2024-09-08 17:27 |  | [Siemens] [RS-485] FT2014-R3, FT2014-U3, FT2015-R3, FT2015-U3 [Siemens] [AUX POWER] [*] FT2014-R3, FT2014-U3, FT2015-R3, FT2015-U3
992829f9-b00c-4d9c-aac0-da560c4c0571 | NFPA 170 SMOKE DETECTOR |  |  | North | Gamewell FCI |  | Smoke Detector |  |  |  | Module | TRUE | ASD-PL2F w/B200S-LF-WH | F | DETECTOR, SMOKE, ADDRESSABLE PHOTO w/SOUNDER BASE, LOW FREQUENCY | 1 | 0.0005 | 0.035 |  |  |  |  | FALSE | TRUE |  |  |  |  | #FFFF0000 | FA-NFPA 170 SMOKE DETECTOR | 1 | FALSE | FALSE | FALSE | 1408 | [13 empty] | FALSE |  |  | SBLF |  |  |  |  | THOR\acont | 2024-09-08 17:27 | 20191121 AC Detector with base | [Gamewell FCI] [SLC SENSORS] [*] [#4 TYPE ADDR ¦ SENSORS] ADPF (C), ASD-PL2F w/B200S-LF-WH (C), ASD-PL2F w/B210LP (C), ASD-PL2FR (C), ASD-PL3 w/B200S-LF-WH (C), ASD-PL3 w/B200SR-LF-WH (C), ASD-PL3 w/B200SR-WH (C), ASD-PL3 w/B224BI-WH (C), ASD-PL3 w/B224R [Gamewell FCI] [AUX POWER] [16VDC, HIGH VOLUME, 16VDC, LOW VOLUME] ASD-PL2F w/B200S-LF-WH (C), ASD-PL3 w/B200S-LF-WH (C), ASD-PL3F w/B200S-LF-WH (C), ASD-PL3-IV w/B200S-LF-IV (C), ASD-PTL3 w/B200S-LF-WH (C), ASD-PTL3-IV w/B200S-LF-IV (C), ATD-L3 w/B200S- [Gamewell FCI] [SLC MODULES SENSORS] [*] [#2 SHARED ADDR ¦ SENSORS] ADPF (C), ASD-PL2F w/B200S-LF-WH (C), ASD-PL2F w/B210LP (C), ASD-PL2FR (C), ASD-PL3 w/B200S-LF-WH (C), ASD-PL3 w/B200SR-LF-WH (C), ASD-PL3 w/B200SR-WH (C), ASD-PL3 w/B224BI-WH (C), ASD-P
95c09bcc-05e6-4bdb-9dbe-da58f1057b2f | NFPA 170 FIRE ALARM CONTROL UNIT | RISER FACP |  | North | Autocall |  | Fire Alarm Control Unit |  |  |  | Assembly | TRUE | A010-9422 |  | Basic control unit with 2x40 Operator Interface, (1) Two-loop isolated IDNet2 Communications Channel and (1) Four-loop Isolated IDNet 2+2 Communications Channel Module, Class A or Class B operation, with support for up to 500 addressable IDNet points, Platinum | 1 | 0 | 0 |  |  |  |  | TRUE | [5 empty] | #FFFF0000 | FA-NFPA 170 FIRE ALARM CONTROL UNIT | 1 | FALSE | FALSE | FALSE | 202 | [8 empty] | 7,12,18,33,50 |  |  |  |  | TRUE | [5 empty] | DESKTOP-7SAL8M7\acont | 2020-03-10 06:40 | THOR\acont | 2024-09-08 17:27 | Cloned from AutoCall A010-9402
61a68e24-2987-42f6-9245-da68e4220e46 |  |  |  | North | Notifier |  | Cards & Components |  |  |  | Card | TRUE | IPGSM-4G |  | Internet and Digital Cellular Fire Alarm Communicator | 1 | [6 empty] | TRUE | FALSE |  |  |  |  | #FFFFFFFF |  |  | FALSE | FALSE | FALSE | [14 empty] | FALSE | [7 empty] | THOR\acont | 2024-10-09 10:48
36b4cd4f-72a6-4021-8592-da71e997fdbc |  |  |  | North | Firelite |  | Cards & Components |  |  |  | Card | TRUE | ANN-LC | + | Lite-Connect fiber network card | 1 | 0.15 | 0.15 |  |  |  |  | TRUE | FALSE |  |  |  |  | #FFFFFFFF |  |  | FALSE | FALSE | FALSE | [14 empty] | FALSE | [5 empty] | DESKTOP-7SAL8M7\acont | 2019-02-18 18:09 | THOR\acont | 2024-10-09 10:48 | Cloned from Firelite ANN-I/O LED | [Farenhyt, Firelite, Gamewell FCI] [RS-485] ANN-100, ANN-80, ANN-80-W, ANN-I/O, ANN-I/O LED, ANN-LC, ANN-LED, ANN-RLED, ANN-RLY, ANN-S/PG, GFANN-80, GFANN-80-W, VW-DIS-D, W-DIS-D [Firelite] [Fiber Optic] ANN-LC | [Firelite] ANN-LC
0934c838-9cea-4ad6-941a-da7307e5f999 | NFPA 170 STROBE WALL |  |  | North | System Sensor |  | Strobe |  |  |  | Module | TRUE | SRK | ++ | Strobe, Standard cd, Red, Outdoor | 1 | [6 empty] | FALSE | FALSE |  |  |  |  | #FF0070C0 | FA-NFPA 170 STROBE WALL | 1 | FALSE | FALSE | FALSE | 2023 | [13 empty] | FALSE |  |  | WP |  |  |  |  | THOR\acont | 2024-09-08 17:27 |  | [Bosch, System Sensor] [NAC] [8-17.5VFWR] SRK, SRK-P, SS-SRK, SWK, SWK-P [Bosch, System Sensor] [NAC] [16-33VDC] SRK, SRK-P, SS-SRK, SWK, SWK-P [Bosch, System Sensor] [NAC] [8-17.5VDC] SRK, SRK-P, SS-SRK, SWK, SWK-P [Bosch, System Sensor] [NAC] [16-33VFWR] SRK, SRK-P, SS-SRK, SWK, SWK-P
52c6d306-6669-4df1-a0e8-da81a73d0cc7 |  |  |  | North | Autocall |  | Cards & Components |  |  |  | Card | TRUE | A100-6033 | ++ | Alarm/Supv/Tbl Relay, 3 Form C relays | 1 | 0.015 | 0.037 |  |  |  |  | TRUE | [5 empty] | #FFFFFFFF |  |  | FALSE | FALSE | FALSE | [20 empty] | DESKTOP-0D6CQVA\lousc | 2019-07-06 11:41 | THOR\acont | 2024-10-09 10:48 | Cloned from AutoCall A100-6032 | [Autocall, Simplex] [IDC] [#1 ALARM] 4100-6033, 4100-9111 (4100U) Main Board, 4100-9111 Main Board, A009-970x MAIN BOARD, A009-970xx MAIN BOARD, A100-6033, A100-9111 Main Board [Autocall, Simplex] [IDC] [#2 TROUBLE] 4100-6033, A100-6033 [Autocall, Simplex] [IDC] [#3 SUPERVISORY] 4100-6033, A100-6033
ef47418c-3966-49c4-a6ef-da858732606c |  |  |  | North | West-Com | [5 empty] | Module | TRUE | NV-MMC |  | Novus® Audio Module | 1 | [6 empty] | FALSE | [5 empty] | #FFFFFFFF |  |  | FALSE | FALSE | FALSE | [14 empty] | FALSE |  |  | NV-MMC |  |  |  |  | THOR\acont | 2024-10-09 10:48
d0e50a75-68a7-4cac-b41f-da8af4c1f6c4 | NFPA 170 HORN STROBE |  |  | North | System Sensor |  | Horn/Strobe |  |  |  | Module | TRUE | P2RK | ++ | 2-Wire Horn Strobe, Standard cd, Red, Outdoor | 1 | [6 empty] | FALSE | FALSE | FLUSH |  | 4' SQ. DEEP | 2-GANG | #FF0070C0 | FA-NFPA 170 HORN STROBE | 1 | FALSE | FALSE | FALSE | 2012 |  |  | 7125-1653:0188 | [10 empty] | FALSE |  |  | WP |  |  |  |  | THOR\acont | 2024-09-08 17:27 |  | [Bosch, System Sensor] [NAC] [8-17.5VFWR, TEMPORAL HIGH] P2RK, P2RK-P, P2WK, P2WK-P, SS-P2RK [Bosch, System Sensor] [NAC] [16-33VFWR, TEMPORAL HIGH] P2RK, P2RK-P, P2WK, P2WK-P, SS-P2RK [Bosch, System Sensor] [NAC] [8-17.5VDC, TEMPORAL HIGH] P2RK, P2RK-P, P2WK, P2WK-P, SS-P2RK [Bosch, System Sensor] [NAC] [16-33VDC, TEMPORAL HIGH] P2RK, P2RK-P, P2WK, P2WK-P, SS-P2RK
7c10f183-d625-4b7e-956e-da978474c334 | NFPA 170 ASPIRATING SMOKE DETECTOR |  |  | North | Xtralis |  | Air Sampling Detection |  |  |  | Module | TRUE | VLF-250 |  | VLF-250 DETECTOR | 1 | 0.22 | 0.295 |  |  |  |  | TRUE | TRUE |  |  |  |  | #FFFF0000 | FA-NFPA 170 ASPIRATING SMOKE DETECTOR | 1 | FALSE | FALSE | FALSE | 1408 | [19 empty] | AULAPTOP-PC\Aulaptop | 2019-05-07 13:00 | THOR\acont | 2024-09-08 17:27 | 20191121 AC Detector without base | [Xtralis] [AUX POWER] [5] VEP-A00-1P, VEP-A00-1P-NTF, VEP-A00-P, VEP-A00-P-NTF, VEP-A10-P, VEP-A10-P-NTF, VEU-A00, VLF-250 (C), VLF-500 (C), VLI-880 (C), VLI-885 (C), XAS-1-US (C), XAS-2-US (C) [Xtralis] [AUX POWER] [10] VEP-A00-1P, VEP-A00-1P-NTF, VEP-A00-P, VEP-A00-P-NTF, VEP-A10-P, VEP-A10-P-NTF, VEU-A10, VLF-250 (C), VLF-500 (C), VLI-880 (C), VLI-885 (C), XAS-1-US (C), XAS-2-US (C) [Xtralis] [RS-485] VEP-A00-1P, VEP-A00-P, VEP-A10-P, VEU-A00, VEU-A10, VLF-250 (C), VLF-500 (C), VLI-885 (C) [Gamewell FCI, Xtralis] [IDC] 02 [ACTION] 7100X (C), 8100 (C), 9400X (C), AAD-7100X (C), AAD-8100 (C), VEP-A00-1P, VEP-A00-1P-NTF, VEP-A00-P, VEP-A00-P-NTF, VEP-A10-P, VEP-A10-P-NTF, VLF-250 (C), VLF-500 (C), VLI-880 (C), VLI-885 (C), XAS-1-US (C), XAS-2 [Gamewell FCI, Xtralis] [IDC] 03 [FIRE1] 7100X (C), 8100 (C), 9400X (C), AAD-7100X (C), AAD-8100 (C), VEP-A00-1P, VEP-A00-1P-NTF, VEP-A00-P, VEP-A00-P-NTF, VEP-A10-P, VEP-A10-P-NTF, VLF-250 (C), VLF-500 (C), VLI-880 (C), VLI-885 (C), XAS-1-US (C), XAS-2- [Xtralis] [AUX POWER] [10] VEP-A00-1P, VEP-A00-1P-NTF, VEP-A00-P, VEP-A00-P-NTF, VEP-A10-P, VEP-A10-P-NTF, VEU-A00, VLF-250 (C), VLF-500 (C), VLI-880 (C), VLI-885 (C), XAS-1-US (C), XAS-2-US (C) [Xtralis] [RS-232] VSR-13D01-S04 [Xtralis] [AUX POWER] [5] VEP-A00-1P, VEP-A00-1P-NTF, VEP-A00-P, VEP-A00-P-NTF, VEP-A10-P, VEP-A10-P-NTF, VEU-A10, VLF-250 (C), VLF-500 (C), VLI-880 (C), VLI-885 (C), XAS-1-US (C), XAS-2-US (C) [Xtralis] [AUX POWER] [*] VEP-A00-1P, VEP-A00-1P-NTF, VEP-A00-P, VEP-A00-P-NTF, VEP-A10-P, VEP-A10-P-NTF, VLF-250 (C), VLF-500 (C), VLI-880 (C), VLI-885 (C), XAS-1-US (C), XAS-2-US (C) [Xtralis] [AUX POWER] [1] VEP-A00-1P, VEP-A00-1P-NTF, VEP-A00-P, VEP-A00-P-NTF, VEP-A10-P, VEP-A10-P-NTF, VEU-A10, VLF-250 (C), VLF-500 (C), VLI-880 (C), VLI-885 (C), XAS-1-US (C), XAS-2-US (C) [Xtralis] [AUX POWER] [1] VEP-A00-1P, VEP-A00-1P-NTF, VEP-A00-P, VEP-A00-P-NTF, VEP-A10-P, VEP-A10-P-NTF, VEU-A00, VLF-250 (C), VLF-500 (C), VLI-880 (C), VLI-885 (C), XAS-1-US (C), XAS-2-US (C) [Gamewell FCI, Xtralis] [IDC] 01 [FAULT 1] 7100X (C), 8100 (C), 9400X (C), AAD-7100X (C), AAD-8100 (C), VEP-A00-1P, VEP-A00-1P-NTF, VEP-A00-P, VEP-A00-P-NTF, VEP-A10-P, VEP-A10-P-NTF, VLF-250 (C), VLF-500 (C), VLI-880 (C), VLI-885 (C), XAS-1-US (C), XAS-
573aeecb-3922-45c2-a6c8-da9a40d4c2b0 | NFPA 170 HORN STROBE |  |  | North | Edwards |  | Horn/Strobe |  |  |  | Module | TRUE | WGAVRF-FR | ++ | Outdoor rated horn-strobe, red, fire feu | 1 | [6 empty] | FALSE | [5 empty] | #FF0070C0 | FA-NFPA 170 HORN STROBE | 1 | FALSE | FALSE | FALSE | 2012 | [13 empty] | FALSE |  |  | WP |  |  | THOR\acont | 2024-04-09 07:58 | THOR\acont | 2024-09-08 17:27 | Cloned from Edwards WGAVRA CLONED CLONED CLONED CLONED CLONED | [Edwards, Kidde] [NAC] [VDC, TEMPORAL] WGAVRA, WGAVRF, WGAVRF-FR, WGAVRF-SP, WGAVRN, WGAVWA, WGAVWF, WGAVWF-FR, WGAVWF-SP, WGAVWN
f13dab17-68da-448e-98c1-da9dc60071f8 |  |  |  | North | Bosch | [5 empty] | Module | TRUE | DS9630 | * | CLASSIC LINE TRITECH CM | 1 | [12 empty] | #FFFFFFFF |  |  | FALSE | FALSE | FALSE | [20 empty] | DESKTOP-7EIEB7A\acont | 2021-08-13 06:25 | THOR\acont | 2024-10-09 10:48
3b1e1192-b209-4971-8b97-daa0b98a0912 |  |  |  | North | Siemens |  | Cards & Components |  |  |  | Card | TRUE | FCA2015-U1 | S54400-A63-A1++ | Dialer module (DACT) | 1 | 0.025 | 0.033 |  |  |  |  | TRUE | [5 empty] | #FFFFFFFF |  |  | FALSE | FALSE | FALSE | [22 empty] | THOR\acont | 2024-10-09 10:48 | 25 mA (standby), 33 mA (alarm) per module |  | [Siemens] FCA2015-U1
1dd1de46-57db-41e4-abb1-daa0dc4d2090 | NFPA 170 FIRE ALARM CONTROL UNIT | RISER FACP |  | North | Edwards |  | Fire Alarm Control Unit |  |  |  | Assembly | TRUE | iO1000G-2 |  | FACP, 1-4 Loop, 1000pt max, 4 Cl B NACs, gray, 230v | 1 | [6 empty] | FALSE | [5 empty] | #FFFF0000 | FA-NFPA 170 FIRE ALARM CONTROL UNIT | 1 | FALSE | FALSE | FALSE | 202 | [8 empty] | 7,12,18 |  |  |  |  | TRUE | [7 empty] | THOR\acont | 2024-09-08 17:27
7e968636-9659-4497-9c9c-dab17fc87ef4 | NFPA 170 FLOW DETECTOR |  |  | North | Potter |  | Flow Detector |  |  |  | Module | TRUE | VSR-SG | + | Waterflow Alarm Switch with Glue-in Union | 1 | [6 empty] | FALSE | [5 empty] | #FFFF0000 | FA-NFPA 170 FLOW DETECTOR | 1 | FALSE | FALSE | FALSE |  |  |  | 7770-0328:0001 | [10 empty] | FALSE | [7 empty] | THOR\acont | 2024-09-08 17:27 |  | [Potter] [IDC] 01 OSYSU Series, OSYSU-CRH, OSYSU-EX, OSYSU-EX-O, PCVS Series, PCVS-CRH, PIVS-U-EX, PIVSU-EX-O, PS10 Series, PS10-EX, PS15, PS25, PS40 Series, PS40-EX, RBVS, VSG, VSR Series, VSR-10, VSR-AT, VSR-C, VSR-CF, VSR-FE-2, VSR-FEX Series, VSR-S S [Farenhyt, Generic, N/A, Notifier, Potter, Silent Knight] [AUX POWER] [BELL POWER ++] FURNISHED BY OTHERS, PS10 Series, PS10-EX, VSG, VSR Series, VSR-10, VSR-AT, VSR-C, VSR-CF, VSR-FE-2, VSR-FEX Series, VSR-S Series, VSR-SF, VSR-SFG, VSR-SFT, VSR-SG, VSR
71fc09d1-9f66-4d91-b116-dab3b37022bf | NFPA 170 HORN CEILING |  |  | North | Siemens |  | Horn |  |  |  | Module | TRUE | SL2FSCW-N | S54329-F113-A1++ | Sounder, Ceiling, Clear, White, No Lettering | 1 | [7 empty] | TRUE |  |  |  |  | #FF0070C0 | FA-NFPA 170 HORN CEILING | 1 | FALSE | FALSE | FALSE | 2023 | [16 empty] | LF |  |  | DESKTOP-7EIEB7A\acont | 2023-08-03 12:10 | THOR\acont | 2024-09-08 17:27 | Cloned from Siemens SL2FSSCW-N | [Siemens] [NAC] [24 VDC, HORN TEMPORAL] SL2FSCR-AL (C), SL2FSCR-CO (C), SL2FSCR-F (C), SL2FSCR-N (C), SL2FSCW-AL (C), SL2FSCW-CO (C), SL2FSCW-F (C), SL2FSCW-N (C), SL2FSWR-AL, SL2FSWR-CO, SL2FSWR-F, SL2FSWR-N, SL2FSWW-AL, SL2FSWW-CO, SL2FSWW-F, SL2FSWW-N
16f3ee53-c9b9-41eb-b189-dab7e6ff61d7 | NFPA 170 ASPIRATING SMOKE DETECTOR |  |  | North | Xtralis |  | Air Sampling Detection |  |  |  | Module | TRUE | VEP-A10-P |  | VESDA-E VEP | 1 | 0.41667 | 0.48333 |  |  |  |  | FALSE | [5 empty] | #FFFF0000 | FA-NFPA 170 ASPIRATING SMOKE DETECTOR | 1 | FALSE | FALSE | FALSE | [14 empty] | FALSE | [5 empty] | DESKTOP-7SAL8M7\acont | 2020-11-06 11:14 | THOR\acont | 2024-09-08 17:27 | Cloned from Xtralis VEP-A00-1P | [Gamewell FCI, Xtralis] [IDC] 02 [ACTION] 7100X (C), 8100 (C), 9400X (C), AAD-7100X (C), AAD-8100 (C), VEP-A00-1P, VEP-A00-1P-NTF, VEP-A00-P, VEP-A00-P-NTF, VEP-A10-P, VEP-A10-P-NTF, VLF-250 (C), VLF-500 (C), VLI-880 (C), VLI-885 (C), XAS-1-US (C), XAS-2 [Xtralis] [IDC] 05 [ALERT] VEP-A00-1P, VEP-A00-1P-NTF, VEP-A00-P, VEP-A00-P-NTF, VEP-A10-P, VEP-A10-P-NTF, VEU-A00, VEU-A10, VIC-020, VIC-030 [Gamewell FCI, Xtralis] [IDC] 01 [FAULT 1] 7100X (C), 8100 (C), 9400X (C), AAD-7100X (C), AAD-8100 (C), VEP-A00-1P, VEP-A00-1P-NTF, VEP-A00-P, VEP-A00-P-NTF, VEP-A10-P, VEP-A10-P-NTF, VLF-250 (C), VLF-500 (C), VLI-880 (C), VLI-885 (C), XAS-1-US (C), XAS- [Autocall, Simplex, Xtralis] [IDC] [#5] 4098-VEP-A00-1P, 4098-VEP-A00-P, 4098-VEP-A10-P, 4098-VES-A00-P, 4098-VES-A10-P, A4098-VEP-A00-1P, A4098-VEP-A00-P, A4098-VEP-A10-P, A4098-VES-A00-P, A4098-VES-A10-P, VEP-A00-1P, VEP-A00-1P-NTF, VEP-A00-P, VEP-A10- [Autocall, Simplex, Xtralis] [IDC] [#3] 4098-VEP-A00-1P, 4098-VEP-A00-P, 4098-VEP-A10-P, 4098-VES-A00-P, 4098-VES-A10-P, A4098-VEP-A00-1P, A4098-VEP-A00-P, A4098-VEP-A10-P, A4098-VES-A00-P, A4098-VES-A10-P, VEP-A00-1P, VEP-A00-1P-NTF, VEP-A00-P, VEP-A10- [Autocall, Simplex, Xtralis] [IDC] [#1] 4098-VEP-A00-1P, 4098-VEP-A00-P, 4098-VEP-A10-P, 4098-VES-A00-P, 4098-VES-A10-P, A4098-VEP-A00-1P, A4098-VEP-A00-P, A4098-VEP-A10-P, A4098-VES-A00-P, A4098-VES-A10-P, VEP-A00-1P, VEP-A00-1P-NTF, VEP-A00-P, VEP-A10- [Xtralis] [AUX POWER] [5] VEP-A00-1P, VEP-A00-1P-NTF, VEP-A00-P, VEP-A00-P-NTF, VEP-A10-P, VEP-A10-P-NTF, VEU-A00, VLF-250 (C), VLF-500 (C), VLI-880 (C), VLI-885 (C), XAS-1-US (C), XAS-2-US (C) [Xtralis] [IDC] 02 [ACTION] VEP-A00-1P, VEP-A00-1P-NTF, VEP-A00-P, VEP-A00-P-NTF, VEP-A10-P, VEP-A10-P-NTF, VEU-A00, VEU-A10, VIC-020, VIC-030 [Xtralis] [IDC] 03 [FIRE 2] VEP-A00-1P, VEP-A00-1P-NTF, VEP-A00-P, VEP-A00-P-NTF, VEP-A10-P, VEP-A10-P-NTF, VEU-A00, VEU-A10, VIC-020, VIC-030 [Xtralis] [AUX POWER] [5] VEP-A00-1P, VEP-A00-1P-NTF, VEP-A00-P, VEP-A00-P-NTF, VEP-A10-P, VEP-A10-P-NTF, VEU-A10, VLF-250 (C), VLF-500 (C), VLI-880 (C), VLI-885 (C), XAS-1-US (C), XAS-2-US (C) [Xtralis] [AUX POWER] [1] VEP-A00-1P, VEP-A00-1P-NTF, VEP-A00-P, VEP-A00-P-NTF, VEP-A10-P, VEP-A10-P-NTF, VEU-A00, VLF-250 (C), VLF-500 (C), VLI-880 (C), VLI-885 (C), XAS-1-US (C), XAS-2-US (C) [Xtralis] [RS-232] VSR-13D01-S04 [Xtralis] [RS-485] VEP-A00-1P, VEP-A00-P, VEP-A10-P, VEU-A00, VEU-A10, VLF-250 (C), VLF-500 (C), VLI-885 (C) [Xtralis] [IDC] 04 [FAULT] VEP-A00-1P, VEP-A00-1P-NTF, VEP-A00-P, VEP-A00-P-NTF, VEP-A10-P, VEP-A10-P-NTF, VEU-A00, VEU-A10, VIC-020, VIC-030 [Xtralis] [AUX POWER] [10] VEP-A00-1P, VEP-A00-1P-NTF, VEP-A00-P, VEP-A00-P-NTF, VEP-A10-P, VEP-A10-P-NTF, VEU-A00, VLF-250 (C), VLF-500 (C), VLI-880 (C), VLI-885 (C), XAS-1-US (C), XAS-2-US (C) [Xtralis] [AUX POWER] [1] VEP-A00-1P, VEP-A00-1P-NTF, VEP-A00-P, VEP-A00-P-NTF, VEP-A10-P, VEP-A10-P-NTF, VEU-A10, VLF-250 (C), VLF-500 (C), VLI-880 (C), VLI-885 (C), XAS-1-US (C), XAS-2-US (C) [Xtralis] [IDC] 01 [FIRE 1] VEP-A00-1P, VEP-A00-1P-NTF, VEP-A00-P, VEP-A00-P-NTF, VEP-A10-P, VEP-A10-P-NTF, VEU-A00, VEU-A10, VIC-020, VIC-030 [Autocall, Simplex, Xtralis] [IDC] [#2] 4098-VEP-A00-1P, 4098-VEP-A00-P, 4098-VEP-A10-P, 4098-VES-A00-P, 4098-VES-A10-P, A4098-VEP-A00-1P, A4098-VEP-A00-P, A4098-VEP-A10-P, A4098-VES-A00-P, A4098-VES-A10-P, VEP-A00-1P, VEP-A00-1P-NTF, VEP-A00-P, VEP-A10- [Gamewell FCI, Xtralis] [IDC] 03 [FIRE1] 7100X (C), 8100 (C), 9400X (C), AAD-7100X (C), AAD-8100 (C), VEP-A00-1P, VEP-A00-1P-NTF, VEP-A00-P, VEP-A00-P-NTF, VEP-A10-P, VEP-A10-P-NTF, VLF-250 (C), VLF-500 (C), VLI-880 (C), VLI-885 (C), XAS-1-US (C), XAS-2- [Autocall, Simplex, Xtralis] [IDC] [#4] 4098-VEP-A00-1P, 4098-VEP-A00-P, 4098-VEP-A10-P, 4098-VES-A00-P, 4098-VES-A10-P, A4098-VEP-A00-1P, A4098-VEP-A00-P, A4098-VEP-A10-P, A4098-VES-A00-P, A4098-VES-A10-P, VEP-A00-1P, VEP-A00-1P-NTF, VEP-A00-P, VEP-A10- [Xtralis] [AUX POWER] [*] VEP-A00-1P, VEP-A00-1P-NTF, VEP-A00-P, VEP-A00-P-NTF, VEP-A10-P, VEP-A10-P-NTF, VLF-250 (C), VLF-500 (C), VLI-880 (C), VLI-885 (C), XAS-1-US (C), XAS-2-US (C) [Xtralis] [AUX POWER] [10] VEP-A00-1P, VEP-A00-1P-NTF, VEP-A00-P, VEP-A00-P-NTF, VEP-A10-P, VEP-A10-P-NTF, VEU-A10, VLF-250 (C), VLF-500 (C), VLI-880 (C), VLI-885 (C), XAS-1-US (C), XAS-2-US (C)
80016296-a896-4e47-858d-dab896b51db5 |  |  |  | North | Siemens | [5 empty] | Module | TRUE | PLM-35 | 500-893490 | POWER LIMITING DEVICE | 1 | [12 empty] | #FFFFFFFF |  |  | FALSE | FALSE | FALSE | [20 empty] | DESKTOP-7SAL8M7\acont | 2019-08-13 09:04 | THOR\acont | 2024-10-09 10:48
1a952cb2-aae3-47ed-9a6a-dab89d06120a |  |  |  | North | Edwards |  | Hardware |  |  |  | Hardware | TRUE | 2-WBSR |  | OBSOLETE - Red Surface Wallbox | 1 | [6 empty] | FALSE | [5 empty] | #FFFFFFFF |  |  | FALSE | FALSE | FALSE | [14 empty] | FALSE | [7 empty] | THOR\acont | 2024-10-09 10:48
ec550dd4-35e0-4874-94b3-dabfa312bc13 |  |  |  | North | Bosch | [5 empty] | Module | TRUE | SEC-3402-304 | * | Point Tracking Transmitter | 1 | [12 empty] | #FFFFFFFF |  |  | FALSE | FALSE | FALSE | [20 empty] | DESKTOP-7EIEB7A\acont | 2021-08-13 06:25 | THOR\acont | 2024-10-09 10:48
f4633d5e-a171-42ba-b524-daca044bb231 |  |  |  | North | Bosch | [5 empty] | Module | TRUE | VJM-4016-US-MO | * | ***(Motor Shop Electric Construction Co.)Encoder, 16-Channel, 2 Audio In, 1 Audio Out; 4 Alarm Input, 1 Relay Out, Dual Streaming @ 30IPS, A | 1 | [12 empty] | #FFFFFFFF |  |  | FALSE | FALSE | FALSE | [20 empty] | DESKTOP-7EIEB7A\acont | 2021-08-13 06:25 | THOR\acont | 2024-10-09 10:48
12482c7f-70dc-45e7-9e3d-dad21a53529b | NFPA 170 SPEAKER STROBE CEILING |  |  | North | Hochiki |  | Speaker/Strobe |  |  |  | Module | TRUE | ET70WP-24177C-FW |  | Speaker/Strobe, ceiling, 24 VDC, 177CD, WP, white | 1 | 0 | 0.155 |  |  |  |  | FALSE | TRUE |  |  |  |  | #FF0070C0 | FA-NFPA 170 SPEAKER STROBE CEILING | 1 | FALSE | FALSE | FALSE | 2020 | [13 empty] | FALSE |  |  | WP |  |  | DESKTOP-7SAL8M7\acont | 2020-11-17 11:41 | THOR\acont | 2024-09-08 17:27 | Cloned from Hochiki ET70WP-24185W-FW | [Eaton Wheelock, Hochiki] [AUDIO 25v] [25V AUDIO] ET70WP-24115C-FR (C), ET70WP-24115C-FW (C), ET70WP-24135C-FR (C), ET70WP-24135C-FW (C), ET70WP-24135W-FR (C), ET70WP-24135W-FW (C), ET70WP-24177C-FR (C), ET70WP-24177C-FW (C), ET70WP-24185W-FR, ET70WP-241 [Eaton Wheelock, Hochiki] [NAC] ET70WP-24177C-FR (C), ET70WP-24177C-FW (C) [Eaton Wheelock, Hochiki] [AUDIO 70.7v] [70V AUDIO] ET70WP-24115C-FR (C), ET70WP-24115C-FW (C), ET70WP-24135C-FR (C), ET70WP-24135C-FW (C), ET70WP-24135W-FR (C), ET70WP-24135W-FW (C), ET70WP-24177C-FR (C), ET70WP-24177C-FW (C), ET70WP-24185W-FR, ET70WP-2
5c20d772-29de-478d-ad87-dad4c5a58041 |  |  |  | North | WINLAND | Environmental |  |  |  |  | Module | TRUE | EA200-24 |  |  | 1 | [12 empty] | #FFFFFFFF |  |  | FALSE | FALSE | FALSE | [20 empty] | THOR\acont | 2024-03-12 21:43 | THOR\acont | 2024-10-09 10:48
56eb3d76-45b9-46b7-b6f8-dad59aeda9cf | NFPA 170 REMOTE INDICATOR |  |  | North | Apollo |  | Remote Indicator |  |  |  | Module | FALSE | D900-RMT LED |  | REMOTE LED | 1 | 0 | 0.015 |  |  |  |  | FALSE | [5 empty] | #FFFF0000 | FA-NFPA 170 REMOTE INDICATOR | 1 | FALSE | FALSE | FALSE | 2016 | [13 empty] | FALSE | [7 empty] | THOR\acont | 2024-09-08 17:27 |  | [Apollo] [RTS] D900-DD RMT TEST, D900-RMT LED
6f8a6d9d-7a7e-4107-a839-dad73dcb126b | NFPA 170 HEAT DETECTOR |  |  | North | Edwards |  | Heat Detector |  |  |  | Module | TRUE | SIGA-HFD w/SIGA-RB BASE | ++ | Intelligent fixed temperature heat detector, Relay Detector Base | 1 | 5.1e-05 | 6.8e-05 |  |  |  |  | FALSE | [5 empty] | #FFFF0000 | FA-NFPA 170 HEAT DETECTOR | 1 | FALSE | FALSE | FALSE | 1403 | [13 empty] | FALSE | [5 empty] | DESKTOP-7SAL8M7\acont | 2020-11-23 11:44 | THOR\acont | 2024-10-08 16:26 | Cloned from Edwards SIGA-HFS w/SIGA-RB BASE | [Edwards, Kidde] [SLC EST SENSORS] 01 [*] [EST3, iO1000] DS-HFS (C), DS-PS (C), FX-HD w/IB4U BASE, FX-HD w/RB4U BASE, FX-HD w/SB4U BASE, FX-HD w/SB4U-LF BASE, FX-HD wB4U BASE, FX-PD w/B4U BASE (C), FX-PD w/IB4U BASE (C), FX-PD w/SB4U BASE (C), FX-PD w/SB [Edwards, Kidde] [SLC EST MODULES SENSORS] [*] [#2 SHARED ADDR ¦ SENSORS] KI-DDOS (C), SIGA2-COS w/SIGA-AB4G BASE, SIGA2-COS w/SIGA-AB4G-LF BASE, SIGA2-COS w/SIGA-AB4GT BASE, SIGA2-COS w/SIGA-IB BASE, SIGA2-COS w/SIGA-RB BASE, SIGA2-COS w/SIGA-SB BASE, S [Edwards, Kidde] [SLC EST MODULES/SENSORS] 01 [*] [iO64] DS-HFS (C), DS-PS (C), FX-HD w/IB4U BASE, FX-HD w/RB4U BASE, FX-HD w/SB4U BASE, FX-HD w/SB4U-LF BASE, FX-HD wB4U BASE, FX-PD w/B4U BASE (C), FX-PD w/IB4U BASE (C), FX-PD w/SB4U BASE (C), FX-PD w/SB [Edwards, Kidde] [SLC EST SENSORS] [*] [#4 TYPE ADDR ¦ SENSORS] KI-DDOS (C), SIGA2-COS w/SIGA-AB4G BASE, SIGA2-COS w/SIGA-AB4G-LF BASE, SIGA2-COS w/SIGA-AB4GT BASE, SIGA2-COS w/SIGA-IB BASE, SIGA2-COS w/SIGA-RB BASE, SIGA2-COS w/SIGA-SB BASE, SIGA2-HCOS
c7fb5b3b-1d9b-487d-beac-daddb6e1d082 |  |  |  | North | MIRCOM |  | Cards & Components |  |  |  | Card | TRUE | QX-MINI-BP MAIN BOARD | + | QX-MINI-BP(-W) Main Board | 6 | 0.21 | 0.21 |  |  |  |  | TRUE | [5 empty] | #FFFFFFFF |  |  | FALSE | FALSE | FALSE | [14 empty] | FALSE | [7 empty] | THOR\acont | 2024-10-09 10:48 |  | [MIRCOM] [SLC MODULES] [#1 QX ++] QX-MINI MAIN BOARD, QX-MINI-BP MAIN BOARD [MIRCOM] [SLC MODULES] [#4 QX ++] QX-MINI MAIN BOARD, QX-MINI-BP MAIN BOARD [MIRCOM] [SLC MODULES] [#3 QX ++] QX-MINI MAIN BOARD, QX-MINI-BP MAIN BOARD [MIRCOM] [SLC MODULES] [#6 QX ++] QX-MINI MAIN BOARD, QX-MINI-BP MAIN BOARD [BluePoint, MIRCOM] [RS-485] ALC-198S, BP-MCQXM-BP MAIN BOARD, QX-MINI-BP MAIN BOARD [MIRCOM] [SLC MODULES] [#2 QX ++] QX-MINI MAIN BOARD, QX-MINI-BP MAIN BOARD [BluePoint, MIRCOM] [NAC Trigger] BP-MCQXM MAIN BOARD, BP-MCQXM-BP MAIN BOARD, QX-MINI MAIN BOARD, QX-MINI-BP MAIN BOARD [MIRCOM] [SLC MODULES] [#5 QX ++] QX-MINI MAIN BOARD, QX-MINI-BP MAIN BOARD | [BluePoint, MIRCOM] BP-MCQXM MAIN BOARD, BP-MCQXM-BP MAIN BOARD, QX-MINI MAIN BOARD, QX-MINI-BP MAIN BOARD
04554cbb-96a0-4010-95a2-dae95f5ef744 | NFPA 170 STROBE CEILING |  |  | North | Edwards |  | Strobe |  |  |  | Module | TRUE | GCVHRF-SP |  | Strobe, running man, red, FUEGO, high cd | 1 | [6 empty] | FALSE | TRUE |  |  |  |  | #FF0070C0 | FA-NFPA 170 STROBE CEILING | 1 | FALSE | FALSE | FALSE | 2022 | [13 empty] | FALSE |  |  | C |  |  | THOR\acont | 2024-09-17 12:33 | THOR\acont | 2024-10-09 10:48 | Cloned from Edwards GCVHRF CLONED | [Edwards, Kidde] [NAC] [24 VDC] EGCSVHRF (C), EGCSVHRF-FR (C), EGCSVHRF-SP (C), EGCSVHRN (C), EGCSVHWA (C), EGCSVHWF (C), EGCSVHWF-FR (C), EGCSVHWF-SP (C), EGCSVHWN (C), EGCVHRF (C), EGCVHRF-FR (C), EGCVHRF-SP (C), EGCVHRN (C), EGCVHWA (C), [Edwards, Kidde] [NAC] [24 FWR] EGCSVHRF (C), EGCSVHRF-FR (C), EGCSVHRF-SP (C), EGCSVHRN (C), EGCSVHWA (C), EGCSVHWF (C), EGCSVHWF-FR (C), EGCSVHWF-SP (C), EGCSVHWN (C), EGCVHRF (C), EGCVHRF-FR (C), EGCVHRF-SP (C), EGCVHRN (C), EGCVHWA (C),
c005aa68-f331-4f68-b4e4-daf4e8eb6278 | NFPA 170 AMPLIFIER RACK | RISER AMP |  | North | Sigcom |  | Amplifier |  |  |  | Assembly | TRUE | VECP-25 (25W, 25V) | + | Voice Evacuation/ Industrial Paging Control Panel - 2S Watts, 4 Speaker Circuits w/ Digital Message, Microphone and Power Supply | 1 | [6 empty] | FALSE | [5 empty] | #FFFF0000 | FA-NFPA 170 AMPLIFIER RACK | 1 | FALSE | FALSE | FALSE | 300 | [8 empty] | 7,12,18 |  |  |  | 100 | TRUE | [5 empty] | DESKTOP-7EIEB7A\acont | 2023-05-01 10:06 | THOR\acont | 2024-09-08 17:27 | Cloned from Sigcom MNS-100APB (100W, 25V)
6522b97d-6d76-4348-a337-dafc95c53f1d |  |  |  | North | MIRCOM |  | Cards & Components |  |  |  | Card | TRUE | BB-700 |  | SURFACE MOUNT BACKBOX | 1 | [6 empty] | TRUE | [5 empty] | #FFFFFFFF |  |  | FALSE | FALSE | FALSE | [14 empty] | FALSE | [7 empty] | THOR\acont | 2024-10-09 10:48
3791ca0c-b6e6-4c2d-b6b4-dafde18ff21e | NFPA 170 HORN CEILING |  |  | North | Eaton Wheelock |  | Horn |  |  |  | Module | TRUE | ELFHNWC-N | + | CEILING SOUNDER, WHITE, NONE, LOW FREQ | 1 | [6 empty] | TRUE | TRUE |  |  |  |  | #FF0070C0 | FA-NFPA 170 HORN CEILING | 1 | FALSE | FALSE | FALSE | 2020 | [16 empty] | LF |  |  | DESKTOP-7EIEB7A\acont | 2021-05-13 08:00 | THOR\acont | 2024-09-08 17:27 | Cloned from Eaton Wheelock ELFHSWC-N | [Eaton Wheelock] [NAC] [24VDC, MAX] ELFHNR, ELFHNR-AL, ELFHNRC (C), ELFHNRC-AL (C), ELFHNRC-CO (C), ELFHNRC-N (C), ELFHNR-CO, ELFHNR-N, ELFHNW, ELFHNW-AL, ELFHNWC (C), ELFHNWC-AL (C), ELFHNWC-CO (C), ELFHNWC-N (C), ELFHNW-CO, ELFHNW-N
42a421cc-34a0-4c91-b9a5-db01bfbf31a1 |  |  |  | North | Autocall |  | Cards & Components |  |  |  | Card | TRUE | A100-1334 |  | Digital 25VRMS Back-up 100 W Amplifier | 1 | 0.085 | 0 |  |  |  |  | TRUE | [5 empty] | #FFFFFFFF |  |  | FALSE | FALSE | FALSE | [20 empty] | DESKTOP-0D6CQVA\lousc | 2019-07-07 13:49 | THOR\acont | 2024-10-09 10:48 | Cloned from AutoCall A100-1320
95dede99-0b01-4962-81ca-db02890035bc | NFPA 170 HEAT DETECTOR |  |  | North | Autocall |  | Heat Detector |  |  |  | Module | TRUE | A4098-9733 w/A4098-9789 | + | TrueAlarm Heat Detector w/TrueAlarm Sensor Base w/LED or Relay Connections | 1 | 0.0008 | 0.001 |  |  |  |  | TRUE | TRUE |  |  |  |  | #FFFF0000 | FA-NFPA 170 HEAT DETECTOR | 1 | FALSE | FALSE | FALSE | 1403 | [19 empty] | DESKTOP-0D6CQVA\lousc | 2019-07-07 15:34 | THOR\acont | 2024-09-08 17:27 | 20191121 AC Detector with base | [Autocall, Simplex] [IDNet] [SENSORS ++] 4098-9714 (C), 4098-9714 w/4098-9770 (C), 4098-9714 w/4098-9771 (C), 4098-9714 w/4098-9772 (C), 4098-9714 w/4098-9773 (C), 4098-9714 w/4098-9780 (C), 4098-9714 w/4098-9789 (C), 4098-9714 w/4098-9791 (C), 4098-9714
97f72d03-27fc-4056-8258-db081f12e904 | NFPA 170 MANUAL PULL |  |  | North | Fike |  | Manual Station |  |  |  | Module | TRUE | FIK-PULL-SA | ++ | Single Action Pull Station | 1 | 0.00035 | 0.00035 |  |  | 24 |  | FALSE |  |  |  | 5.5” x 4” x 1.45” (14 x 10.2 x 3.7 cm) |  | #FFFF0000 | FA-NFPA 170 MANUAL PULL | 1 | FALSE | FALSE | FALSE | 1000 | [13 empty] | FALSE | [5 empty] | DESKTOP-7EIEB7A\acont | 2023-01-03 09:47 | THOR\acont | 2024-09-08 17:27 | Cloned from Fike FIK-M500M | [Fike] [SLC IDP MODULES] [*] [#3 TYPE ADDR ¦ MODULES] FIK-CR-6, FIK-CZ-6, FIK-IM-10, FIK-M500DM, FIK-M500M, FIK-M500MR-2, FIK-M500R, FIK-M500S, FIK-M501M, FIK-M502M, FIK-PULL-DA, FIK-PULL-SA, FIK-SC-6
9f1fe6d4-6635-4691-9318-db0911d853ed |  |  |  | North | Siemens | [5 empty] | Module | TRUE | SLESB-KIT-W | S54329-F64-A2 | SLESB-KIT-W SINGLE GANG PLATE,WHT | 1 | [12 empty] | #FFFFFFFF |  |  | FALSE | FALSE | FALSE | [20 empty] | DESKTOP-7SAL8M7\acont | 2019-08-13 09:04 | THOR\acont | 2024-10-09 10:48
3285059e-ba1f-4395-8f72-db096728d88c | NFPA 170 HORN |  |  | North | Edwards |  | Horn |  |  |  | Module | TRUE | WGAWF-FR | ++ | Outdoor rated horn, white, fire feu | 1 | [6 empty] | FALSE | [5 empty] | #FF0070C0 | FA-NFPA 170 HORN | 1 | FALSE | FALSE | FALSE | 2010 | [13 empty] | FALSE |  |  | WP |  |  | THOR\acont | 2024-04-09 06:58 | THOR\acont | 2024-09-08 17:27 | Cloned from Edwards WGARA CLONED CLONED CLONED CLONED CLONED CLONED | [Edwards, Kidde] [NAC] [VDC, TEMPORAL] WGARA, WGARF, WGARF-FR, WGARF-SP, WGARN, WGAWA, WGAWF, WGAWF-FR, WGAWF-SP, WGAWN
2c1daef7-72f7-4ce0-b318-db09a53d8480 |  |  |  | North | Autocall | [5 empty] | Module | TRUE | A100-6074 |  |  | 1 | [12 empty] | #FFFFFFFF |  |  | FALSE | FALSE | FALSE | [20 empty] | ALIENWIN10\AugWin7 | 2019-11-19 16:19 | THOR\acont | 2024-10-09 10:48
b0c3c685-0882-4b7c-8017-db0c6f107301 | NFPA 170 SMOKE DETECTOR |  |  | North | Gamewell FCI |  | Smoke Detector |  |  |  | Module | TRUE | ASD-PL3 w/B300-6 | + | Photoelectric smoke detector, bright white, Velociti w/ 6” Flanged mounting base, bright white | 1 | 0.0002 | 0.0045 |  |  |  |  | FALSE | TRUE | FLUSH |  | 4" SQ. DEEP | 3 "O" PLASTER RING | #FFFF0000 | FA-NFPA 170 SMOKE DETECTOR | 1 | FALSE | FALSE | FALSE | 1408 | [13 empty] | FALSE | [5 empty] | DESKTOP-7SAL8M7\acont | 2019-04-25 06:40 | THOR\acont | 2024-09-08 17:27 | 20191121 AC Detector with base | [Gamewell FCI] [SLC MODULES SENSORS] [*] [#2 SHARED ADDR ¦ SENSORS] ADPF (C), ASD-PL2F w/B200S-LF-WH (C), ASD-PL2F w/B210LP (C), ASD-PL2FR (C), ASD-PL3 w/B200S-LF-WH (C), ASD-PL3 w/B200SR-LF-WH (C), ASD-PL3 w/B200SR-WH (C), ASD-PL3 w/B224BI-WH (C), ASD-P [Gamewell FCI] [SLC SENSORS] [*] [#4 TYPE ADDR ¦ SENSORS] ADPF (C), ASD-PL2F w/B200S-LF-WH (C), ASD-PL2F w/B210LP (C), ASD-PL2FR (C), ASD-PL3 w/B200S-LF-WH (C), ASD-PL3 w/B200SR-LF-WH (C), ASD-PL3 w/B200SR-WH (C), ASD-PL3 w/B224BI-WH (C), ASD-PL3 w/B224R
eb3d6aa1-36c1-4723-bb11-db0d2ee5b414 | NFPA 170 CELL COMM | RISER CELL COMM |  | North | Telguard |  | Cellular Communicator |  |  |  | Module | TRUE | TG-7A | + | Commercial Fire & Central Station Monitoring Cellular Alarm Communicator For LTE Networks | 1 | [6 empty] | FALSE | [5 empty] | #FFFF0000 | FA-NFPA 170 CELL COMM | 1 | FALSE | FALSE | FALSE | 250 | [13 empty] | FALSE | [5 empty] | DESKTOP-7EIEB7A\acont | 2022-02-25 15:51 | THOR\acont | 2024-09-08 17:27 | Cloned from Telguard TG-7FS | [M2M Services, Telguard] [AUX POWER] [12VDC AUX INPUT] MQ03-LTE-M-FIRE-AV, TG-7A [Telguard] [DACT] [#1 DACT] TG-7A, TG-7A w/(2) TG-PEM, TG-7FE, TG-7FP, TG-7FS, TG-7FS LTE + TG-PEM, TG-7FS w/(2) TG-PEM [M2M Services, Telguard] [AUX POWER] [16VDC AUX INPUT] MQ03-LTE-M-FIRE-AV, TG-7A [Telguard] [IDC] [#2 SUPERVISORY INPUT] TG-7A, TG-7A w/(2) TG-PEM, TG-7FE, TG-7FP, TG-7FS, TG-7FS LTE + TG-PEM, TG-7FS w/(2) TG-PEM [Telguard] [IDC] [#1 SUPERVISORY INPUT] TG-7A, TG-7A w/(2) TG-PEM, TG-7FE, TG-7FP, TG-7FS, TG-7FS LTE + TG-PEM, TG-7FS w/(2) TG-PEM
b9d3dee7-cb59-4008-93e9-db13c57fa65b | NFPA 170 FIRE ALARM CONTROL UNIT | RISER FACP |  | North | Simplex |  | Fire Alarm Control Unit |  |  |  | Assembly | TRUE | 4006-9121 | ++ | Fire alarm control panel with 24 LED Annunciator on front door, Red | 1 | [6 empty] | FALSE | [5 empty] | #FFFF0000 | FA-NFPA 170 FIRE ALARM CONTROL UNIT | 1 | FALSE | FALSE | FALSE | 202 | [13 empty] | TRUE | [5 empty] | DESKTOP-7EIEB7A\acont | 2023-03-06 14:53 | THOR\acont | 2024-09-08 17:27 | Cloned from Simplex 4006-9101
49d8a283-d4b8-4370-8a87-db1554fbf894 |  |  |  | North | Potter | [5 empty] | Module | TRUE | PFC-7500 Series |  | Fire Alarm Communicators | 1 | [6 empty] | FALSE | [5 empty] | #FFFFFFFF |  |  | FALSE | FALSE | FALSE | [14 empty] | FALSE | [7 empty] | THOR\acont | 2024-10-09 10:48
dc6603bd-a909-4a0a-b0a9-db15b83f9f66 | NFPA 170 DAMPERS BAROMETRIC |  |  | North | Block Definition Only |  | Damper |  |  |  | Module | TRUE | NFPA 170 DAMPERS BAROMETRIC |  | NFPA 170 DAMPERS BAROMETRIC | 1 | [12 empty] | #FFFF0000 | FA-NFPA 170 DAMPERS BAROMETRIC | 1 | FALSE | FALSE | FALSE | 1900 | [19 empty] | AULAPTOP-PC\Aulaptop | 2020-03-26 07:41 | THOR\acont | 2024-09-08 17:27
9d136c02-6a1c-4829-b4c0-db1d87fe67bb | NFPA 170 ADDRESSABLE INPUT MONITOR MODULE |  |  | North | Kidde |  | Addressable Module |  |  |  | Module | TRUE | GSA-RM1 |  | Signature riser monitor module, two-gang standard mount | 1 | 0.000223 | 0.0001 |  |  |  |  | FALSE | [5 empty] | #FFFF0000 | FA-NFPA 170 ADDRESSABLE INPUT MONITOR MODULE | 1 | FALSE | FALSE | FALSE | 1000 | [13 empty] | FALSE | [5 empty] | AULAPTOP-PC\Aulaptop | 2018-09-03 13:55 | THOR\acont | 2024-09-08 17:27 |  | [Edwards, Kidde] [SLC EST MODULES] 01 [*] [EST3, iO1000 ] FX-2WIRE, FX-IDC1A, FX-IDC1B, FX-IDC2B, FX-IDCWS, FX-ISO, FX-NAC, GSA-CC1, GSA-CC1S, GSA-CC2, GSA-CT1, GSA-CT2, GSA-IO, GSA-MAB, GSA-MCC1, GSA-MCC1S, GSA-MCC2, GSA-MCT2, GSA-MIO, GSA-MM1, GSA-MRM1 [Edwards, Kidde] [AUDIO 25v, AUDIO 70.7v, AUX POWER, FFT, HORN, NAC] [RISER INPUT] ANSZM4B2A, FX-NAC, GSA-CC1, GSA-CC1S, GSA-CC2, GSA-MAB, GSA-MCC1, GSA-MCC1S, GSA-MCC2, GSA-MRM1, GSA-RM1, GSA-UM, SIGA-CC1, SIGA-CC1S, SIGA-CC2, SIGA-CC2A, SIGA-MAB, SIGA- [Edwards, Kidde] [SLC EST MODULES/SENSORS] 02 [*] [iO64] 70-417008-001, FX-2WIRE, FX-IDC1A, FX-IDC1B, FX-IDC2B, FX-IDCWS, FX-NAC, GSA-CC1, GSA-CC1S, GSA-CC2, GSA-CT1, GSA-CT2, GSA-IO, GSA-MAB, GSA-MCC1, GSA-MCC1S, GSA-MCC2, GSA-MCT2, GSA-MIO, GSA-MM1, GS [Kidde] [SLC EST MODULES SENSORS] [*] [#1 SHARED ADDR ¦ MODULES] 76-330002-101, 84-330002-001, FX-270, FX-278, FX-2WIRE, FX-IDC1A, FX-IDC1B, FX-IDC2B, FX-IDCWS, FX-ISO, FX-NAC, FX-RLY, GSA-CC1, GSA-CC1S, GSA-CC2, GSA-CR, GSA-CRH, GSA-CRR, GSA-CT1, GSA-CT [Kidde] [SLC EST MODULES] [*] [#3 TYPE ADDR ¦ MODULES] 76-330002-101, 84-330002-001, FX-270, FX-278, FX-2WIRE, FX-IDC1A, FX-IDC1B, FX-IDC2B, FX-IDCWS, FX-ISO, FX-NAC, FX-RLY, GSA-CC1, GSA-CC1S, GSA-CC2, GSA-CR, GSA-CRH, GSA-CRR, GSA-CT1, GSA-CT2, GSA-IO,
c136cb7b-64d1-4e47-b8d7-db1f1eef8a95 |  |  |  | North | Bosch | [5 empty] | Module | TRUE | PLM-8M8-US | * | 8-Zone Digital Matrix Mixer; Pc Or Ios Control | 1 | [12 empty] | #FFFFFFFF |  |  | FALSE | FALSE | FALSE | [20 empty] | DESKTOP-7EIEB7A\acont | 2021-08-13 06:25 | THOR\acont | 2024-10-09 10:48
e745b1f4-54c2-411a-ba8a-db206b51c8a2 |  |  |  | North | MIRCOM | [5 empty] | Module | TRUE | 51-15063-001 | new | 22" Class Wide Desktop Monitor UL864 / ULC-S527-11 / UL 2572 Recognized LED Backlit (Monitor for OGN-UL-STD) | 1 | [12 empty] | #FFFFFFFF |  |  | FALSE | FALSE | FALSE | [20 empty] | THOR\acont | 2024-02-24 16:13 | THOR\acont | 2024-10-09 10:48
ee62d6e7-2c82-48bc-bda3-db208e36f442 | NFPA 170 STROBE WALL |  |  | North | Potter |  | Strobe |  |  |  | Module | TRUE | CS-24WRR |  | Strobe, Wall, Red, Red | 1 | 0 | 0.203 |  |  |  |  | FALSE | FALSE |  |  |  |  | #FF0070C0 | FA-NFPA 170 STROBE WALL | 1 | FALSE | FALSE | FALSE | 2023 |  |  | 7135-0328:0209 | [10 empty] | FALSE | [7 empty] | THOR\acont | 2024-09-08 17:27 |  | [Potter] [NAC] [UL MAX] CS-24WBR, CS-24WBW, CS-24WGR, CS-24WGW, CS-24WRR, CS-24WRW
fd208c7c-260b-4e74-8614-db23b4c8bb92 |  |  |  | North | EDCO |  | Cards & Components |  |  |  | Card | TRUE | PC642C-030 |  | Surge protection loop or data (2 addr loop per item) | 1 | [6 empty] | TRUE | [5 empty] | #FFFFFFFF |  |  | FALSE | FALSE | FALSE | [14 empty] | FALSE | [7 empty] | THOR\acont | 2024-10-09 10:48 |  | [EDCO] [SURGE PROTECTION] PC642C-030, PC642C-043
00b7d762-2707-470d-b9cc-db2891fc1540 | NFPA 170 FIRE ALARM CONTROL UNIT | RISER FACP |  | North | Hochiki |  | Fire Alarm Control Unit |  |  |  | Assembly | TRUE | LA403K1-44 |  | FireNET L@TITUDE Analog Addressable Fire Alarm Control Panel, 4 Slot Deep Plex-Door Enclosure, 10.25 A Auto Voltage, 2-Loop Panel Module, Hochiki Protocol, Network Module, and Media Gateway™, Gray, Printer / 48 Zone LEDs | 1 | [6 empty] | FALSE |  |  | *Refer to Install Sheet | 16.5in (W) x 23.2in (H) x 8in (D) | KM5FCRD (Optional Semi-Flush Mounting Kit) | #FFFF0000 | FA-NFPA 170 FIRE ALARM CONTROL UNIT | 1 | FALSE | FALSE | FALSE | 202 | [8 empty] | 7,12,18,28 |  |  | 10.25 |  | TRUE | [5 empty] | DESKTOP-GHR3H5U\Anthony | 2019-11-27 07:23 | THOR\acont | 2024-09-08 17:27
4530867f-4aa8-4299-b106-db2d85fca817 | NFPA 170 HEAT DETECTOR |  |  | North | Simplex |  | Heat Detector |  |  |  | Module | TRUE | 4098-9733 w/4098-9773 | + | TrueAlarm Heat Sensing Detector w/TrueAlarm CO Sensor Base with 520 Hz Sounder | 1 | 0.0008 | 0.001 |  |  |  |  | TRUE | TRUE |  |  |  |  | #FFFF0000 | FA-NFPA 170 HEAT DETECTOR | 1 | FALSE | FALSE | FALSE | 1402 | [16 empty] | CO, SB |  |  | DESKTOP-7EIEB7A\acont | 2022-02-15 11:20 | THOR\acont | 2024-09-08 17:27 | Cloned from Autocall A4098-9733 w/A4098-9773 | [Autocall, Simplex] [IDNet] [SENSORS ++] 4098-9714 (C), 4098-9714 w/4098-9770 (C), 4098-9714 w/4098-9771 (C), 4098-9714 w/4098-9772 (C), 4098-9714 w/4098-9773 (C), 4098-9714 w/4098-9780 (C), 4098-9714 w/4098-9789 (C), 4098-9714 w/4098-9791 (C), 4098-9714 [Autocall, Simplex] [AUX POWER] [16VDC, 520 HZ SIGNAL] 4098-9714 w/4098-9773 (C), 4098-9733 w/4098-9773 (C), 4098-9754 w/4098-9773 (C), A4098-9714 w/A4098-9773 (C), A4098-9733 w/A4098-9773 (C), A4098-9754 w/A4098-9773 (C)
04549510-8bc6-4754-a6a8-db320e41fed5 |  |  |  | North | Edwards |  | Hardware |  |  |  | Hardware | TRUE | G4VWF-CVR | ++ | Replacement Appliance Cover, Strobe, White, FIRE | 1 | [12 empty] | #FFFFFFFF |  |  | FALSE | FALSE | FALSE | [20 empty] | THOR\acont | 2024-06-05 08:45 | THOR\acont | 2024-10-09 10:48 | Cloned from Edwards G4VRF-CVR
fbd53214-ae97-4f7a-be84-db34cebcfbec | NFPA 170 SPEAKER WALL |  |  | North | Edwards |  | Speaker |  |  |  | Module | TRUE | 90243A-804-05-L | UL1480 HyperSpike LineWave Loudspeaker Array 16 Red | HyperSpike UL LineWave line array loudspeaker 16 Red | 1 | [12 empty] | #FF0070C0 | FA-NFPA 170 SPEAKER WALL | 1 | FALSE | FALSE | FALSE | 2021 | [16 empty] | X16 |  |  | HOMEAUGUSTXPS-1\aucon | 2021-01-25 12:46 | THOR\acont | 2024-09-08 17:27 | August Added Hyperspike | [Edwards] [AUDIO 70.7v] 90243A-804-01-L, 90243A-804-05-L, 90243A-804-06-L, 90243A-804-07-L [Edwards] [AUDIO 25v] 90243A-804-01-L, 90243A-804-05-L, 90243A-804-06-L, 90243A-804-07-L
57343fb4-7857-4d6e-9258-db3656d2e42f | NFPA 170 HORN STROBE |  |  | North | Siemens |  | Horn/Strobe |  |  |  | Module | TRUE | SL2MTSWW-F | S54329-F235-A1++ | Multi-Tone Strobe, Wall, Clear, White, Fire | 1 | [12 empty] | #FF0070C0 | FA-NFPA 170 HORN STROBE | 1 | FALSE | FALSE | FALSE | 2023 | [19 empty] | DESKTOP-7EIEB7A\acont | 2023-08-02 08:18 | THOR\acont | 2024-09-08 17:27 | Cloned from Siemens SLSWR-A | [Siemens] [NAC] [24 VDC, HORN STD] SL2MTSWR-A, SL2MTSWR-F, SL2MTSWR-FB, SL2MTSWR-N, SL2MTSWR-NR, SL2MTSWW-F, SL2MTSWW-FB, SL2MTSWW-N, SL2MTSWW-NA, SL2MTSWW-NB, SL2MTSWW-NG, SL2MTSWW-NR
9c60f3dc-4417-4668-a8ff-db36964c8245 |  |  |  | North | Edwards |  | Cards & Components |  |  |  | Card | TRUE | MN-HSSOLAR2 |  | Solar Array System, 600 Watt. Includes power equalizer. Used with MN-HS Series ECC | 1 | [6 empty] | TRUE | [5 empty] | #FFFFFFFF |  |  | FALSE | FALSE | FALSE | [14 empty] | FALSE | [7 empty] | THOR\acont | 2024-10-09 10:48
3e300cea-9e93-429e-8738-db3b4ea7821c | NFPA 170 ADDRESSABLE OUTPUT MODULE |  |  | North | Bosch |  | Addressable Control/Relay |  |  |  | Module | TRUE | FLM-325-NAI4 | ++ | Supervised Output Module (Class A and B, with isolator) | 1 | 0.00042 | 0.006 |  |  | 24 | [7 empty] | #FFFF0000 | FA-NFPA 170 ADDRESSABLE OUTPUT MODULE | 1 | FALSE | FALSE | FALSE | [20 empty] | DESKTOP-7EIEB7A\acont | 2022-08-28 08:55 | THOR\acont | 2024-09-08 17:27 | Cloned from Bosch FLM-325-NA4 | [Bosch] [SLC BOSCH MODULES SENSORS] [*] [#02 MODULES ++] FLM-325-2I4, FLM-325-2R4-2A, FLM-325-2R4-2AI, FLM-325-2R4-8A, FLM-325-2R4-8AI, FLM-325A, FLM-325-CZM4, FLM-325-I4-A, FLM-325-I4-AI, FLM-325-IM, FLM-325-NA4, FLM-325-NAI4, FMM-325A, FMM-325A-D, FMM- [Bosch] [NAC] [#1 RISER INPUT ++] FLM-325-NA4, FLM-325-NAI4 | [Bosch] FLM-325-NA4, FLM-325-NAI4
73e83fc0-bbcd-421f-915a-db3cdbd04603 | NFPA 170 CELL COMM | RISER CELL COMM |  | North | NAPCO |  | Cellular Communicator |  |  |  | Module | TRUE | SLE-LTEV-CB | + | Commercial / Residential Burglary and Residential Fire Radio in white metal housing. Powered directly from control panel (no power supply, no transformer) | 1 | 0.071 | 0.2 |  |  |  |  | TRUE | [5 empty] | #FFFF0000 | FA-NFPA 170 CELL COMM | 1 | FALSE | FALSE | FALSE | 250 | [9 empty] | 1 |  |  |  | FALSE | [5 empty] | DESKTOP-7SAL8M7\acont | 2020-11-20 11:37 | THOR\acont | 2024-09-08 17:27 | Cloned from NAPCO SLE-LTEV-CFB | [NAPCO, Potter] [IDC] [#2 PS TRBL] IntelliCom-5GA, IntelliCom-5GV, SLE/4G-CDMA-CFB, SLE/4G-CDMA-CFB-PS, SLE/4G-CDMA-FIRE, SLE/4G-CDMAI-FIRE, SLE-CDMA-CFB, SLE-CDMA-CFB-PS, SLE-CDMA-FIRE, SLE-CDMAI-FIRE, SLE-LTEA-CFB-PS Main Card, SLE-LTEAI-CFB-PS Main Ca [NAPCO, Potter] [DACT] [#1 DACT] IntelliCom-5GA, IntelliCom-5GV, SLE/4G-CDMA-CFB, SLE/4G-CDMA-CFB-PS, SLE/4G-CDMA-FIRE, SLE/4G-CDMAI-FIRE, SLE-CDMA-CFB, SLE-CDMA-CFB-PS, SLE-CDMA-FIRE, SLE-CDMAI-FIRE, SLE-LTEA-CFB-PS Main Card, SLE-LTEAI-CFB-PS Main Card [NAPCO, Potter] [DACT] [#2 DACT] IntelliCom-5GA, IntelliCom-5GV, SLE/4G-CDMA-CFB, SLE/4G-CDMA-CFB-PS, SLE/4G-CDMA-FIRE, SLE/4G-CDMAI-FIRE, SLE-CDMA-CFB, SLE-CDMA-CFB-PS, SLE-CDMA-FIRE, SLE-CDMAI-FIRE, SLE-LTEA-CFB-PS Main Card, SLE-LTEAI-CFB-PS Main Card [NAPCO, Potter] [IDC] [#1 LINE TRBL] IntelliCom-5GA, IntelliCom-5GV, SLE/4G-CDMA-CFB, SLE/4G-CDMA-CFB-PS, SLE/4G-CDMA-FIRE, SLE/4G-CDMAI-FIRE, SLE-CDMA-CFB, SLE-CDMA-CFB-PS, SLE-CDMA-FIRE, SLE-CDMAI-FIRE, SLE-LTEA-CFB-PS Main Card, SLE-LTEAI-CFB-PS Main [NAPCO, Potter] [AUX POWER] [*] CDMA-FIRE, IntelliCom-5GA, IntelliCom-5GV, SLE/4G-CDMA-CFB, SLE/4G-CDMA-CFB-PS, SLE/4G-CDMA-FIRE, SLE/4G-CDMAI-FIRE, SLE-CDMA-CFB, SLE-CDMA-CFB-PS, SLE-CDMA-FIRE, SLE-CDMAI-FIRE, SLE-LTEV-CB, SLE-LTEV-CB-TF, SLE-LTEV-CFB, | [NAPCO] SLE-LTEA-CFB-PS Main Card, SLE-LTEV-CB, SLE-LTEV-CB-TF, SLE-LTEV-CFB, SLE-LTEV-CFB-PS Main Card, SLE-LTEV-FIRE
38332be4-bbfe-46c5-8408-db3f201954bf |  |  |  | North | MIRCOM | [5 empty] | Module | TRUE | QMB-5000N | ++ | Integrated Audio Network Control Chassis. Mounts in the BBX-FXMNS enclosure | 1 | [12 empty] | #FFFFFFFF |  |  | FALSE | FALSE | FALSE | [22 empty] | THOR\acont | 2024-10-09 10:48
e0ea98ca-cb2a-4d24-bd59-db4150f91526 |  |  |  | North | System Sensor |  | Cards & Components |  |  |  | Card | TRUE | B612LP | ++ | Detector Base, low profile, 4-wire, 24 VDC | 1 |  | 0.039 |  |  |  |  | TRUE | FALSE |  |  |  |  | #FFFFFFFF |  |  | FALSE | FALSE | FALSE | [14 empty] | FALSE | [7 empty] | THOR\acont | 2024-10-09 10:48
37691586-5bcb-4c01-a0bc-db4248883eb0 | NFPA 170 SMOKE HEAT CO DETECTOR |  |  | North | Kidde |  | Smoke/Heat/CO Detector |  |  |  | Module | TRUE | KIR-OSHCD w/KI-ABLT BASE | ++ | Multisensor Smoke, Heat, and CO Detector | 1 | 4.3e-05 | 7e-05 |  |  |  |  | FALSE | [5 empty] | #FFFF0000 | FA-NFPA 170 SMOKE HEAT CO DETECTOR | 1 | FALSE | FALSE | FALSE | 1403 | [13 empty] | FALSE | [5 empty] | AUGUSTALIEN\aucon | 2023-04-05 11:19 | THOR\acont | 2024-09-08 17:27 | Cloned from Kidde KI-OSCD w/KI-ABLT BASE | [Kidde] [SLC EST SENSORS] [*] [#4 TYPE ADDR ¦ SENSORS] DS-HFS (C), DS-PS (C), FX-HD w/IB4U BASE, FX-HD w/RB4U BASE, FX-HD w/SB4U BASE, FX-HD w/SB4U-LF BASE, FX-HD wB4U BASE, FX-PD w/B4U BASE (C), FX-PD w/IB4U BASE (C), FX-PD w/SB4U BASE (C), FX-PD w/SB4U [Kidde] [AUX POWER] [24VDC STEADY LOW] KI-COD w/KI-ABLT BASE (C), KI-HCD w/KI-ABLT BASE, KI-HRD w/KI-ABLT BASE, KI-OSCD w/KI-ABLT BASE, KI-OSD w/KI-ABLT BASE, KI-PCD w/KI-ABLT BASE (C), KI-PD w/KI-ABLT BASE (C), KI-PHCD w/KI-ABLT BASE (C), KI-PHD w/KI-AB [Kidde] [AUX POWER] [24VDC STEADY HIGH] KI-COD w/KI-ABLT BASE (C), KI-HCD w/KI-ABLT BASE, KI-HRD w/KI-ABLT BASE, KI-OSCD w/KI-ABLT BASE, KI-OSD w/KI-ABLT BASE, KI-PCD w/KI-ABLT BASE (C), KI-PD w/KI-ABLT BASE (C), KI-PHCD w/KI-ABLT BASE (C), KI-PHD w/KI-A [Kidde] [AUX POWER] [24VDC TC3/TC4 HIGH] KI-COD w/KI-ABLT BASE (C), KI-HCD w/KI-ABLT BASE, KI-HRD w/KI-ABLT BASE, KI-OSCD w/KI-ABLT BASE, KI-OSD w/KI-ABLT BASE, KI-PCD w/KI-ABLT BASE (C), KI-PD w/KI-ABLT BASE (C), KI-PHCD w/KI-ABLT BASE (C), KI-PHD w/KI- [Kidde] [AUX POWER] [24VDC TC4 HIGH] KI-COD w/KI-ABLT BASE (C), KI-HCD w/KI-ABLT BASE, KI-HRD w/KI-ABLT BASE, KI-OSCD w/KI-ABLT BASE, KI-OSD w/KI-ABLT BASE, KI-PCD w/KI-ABLT BASE (C), KI-PD w/KI-ABLT BASE (C), KI-PHCD w/KI-ABLT BASE (C), KI-PHD w/KI-ABLT [Kidde] [AUX POWER] [24VDC TC3/TC4 LOW] KI-COD w/KI-ABLT BASE (C), KI-HCD w/KI-ABLT BASE, KI-HRD w/KI-ABLT BASE, KI-OSCD w/KI-ABLT BASE, KI-OSD w/KI-ABLT BASE, KI-PCD w/KI-ABLT BASE (C), KI-PD w/KI-ABLT BASE (C), KI-PHCD w/KI-ABLT BASE (C), KI-PHD w/KI-A [Edwards, Kidde] [SLC EST SENSORS] 01 [*] [EST3, iO1000] DS-HFS (C), DS-PS (C), FX-HD w/IB4U BASE, FX-HD w/RB4U BASE, FX-HD w/SB4U BASE, FX-HD w/SB4U-LF BASE, FX-HD wB4U BASE, FX-PD w/B4U BASE (C), FX-PD w/IB4U BASE (C), FX-PD w/SB4U BASE (C), FX-PD w/SB [Kidde] [AUX POWER] [24VDC TC4 LOW] KI-COD w/KI-ABLT BASE (C), KI-HCD w/KI-ABLT BASE, KI-HRD w/KI-ABLT BASE, KI-OSCD w/KI-ABLT BASE, KI-OSD w/KI-ABLT BASE, KI-PCD w/KI-ABLT BASE (C), KI-PD w/KI-ABLT BASE (C), KI-PHCD w/KI-ABLT BASE (C), KI-PHD w/KI-ABLT [Kidde] [SLC EST MODULES SENSORS] [*] [#2 SHARED ADDR ¦ SENSORS] DS-HFS (C), DS-PS (C), FX-HD w/IB4U BASE, FX-HD w/RB4U BASE, FX-HD w/SB4U BASE, FX-HD w/SB4U-LF BASE, FX-HD wB4U BASE, FX-PD w/B4U BASE (C), FX-PD w/IB4U BASE (C), FX-PD w/SB4U BASE (C), FX [Edwards, Kidde] [SLC EST MODULES/SENSORS] 01 [*] [iO64] DS-HFS (C), DS-PS (C), FX-HD w/IB4U BASE, FX-HD w/RB4U BASE, FX-HD w/SB4U BASE, FX-HD w/SB4U-LF BASE, FX-HD wB4U BASE, FX-PD w/B4U BASE (C), FX-PD w/IB4U BASE (C), FX-PD w/SB4U BASE (C), FX-PD w/SB
e3939d67-d9d6-4ae3-ab85-db44e84d6ed1 | NFPA 170 STROBE WALL |  |  | North | Potter |  | Strobe |  |  |  | Module | TRUE | S-24WR |  | Strobe, 24 VDC, Red | 1 | 0 | 0.042 |  |  |  |  | FALSE | FALSE |  |  |  |  | #FF0070C0 | FA-NFPA 170 STROBE WALL | 1 | FALSE | FALSE | FALSE | 2023 | [13 empty] | FALSE | [7 empty] | THOR\acont | 2024-09-08 17:27 |  | [Janus, Potter] [NAC] [UL MAX] S-24WR, S-24WW [Janus, Potter] [NAC] [24 VDC] S-24WR, S-24WW
cbf4dd94-f53c-4f09-8d4f-db5262a3a060 | NFPA 170 STROBE WALL |  |  | North | MIRCOM |  | Strobe |  |  |  | Module | TRUE | FS-340R | + | Wall Mount Strobe, Red | 1 | [6 empty] | FALSE | [5 empty] | #FF0070C0 | FA-NFPA 170 STROBE WALL | 1 | FALSE | FALSE | FALSE | 2023 | [13 empty] | FALSE | [5 empty] | DESKTOP-7EIEB7A\acont | 2022-05-13 12:21 | THOR\acont | 2024-09-08 17:27 | Cloned from MIRCOM FS-340R/W CLONED | [MIRCOM] [NAC] [24 VDC] FS-340R, FS-340W [MIRCOM] [NAC] [24 VFWR] FS-340R, FS-340W
a8cbf70a-7a54-4839-a0f4-db57bf67d055 | NFPA 170 HVAC PANEL |  |  | North | Light Engineered Displays |  | HVAC Panel |  |  |  | Assembly | TRUE | FS-1 |  | Fan Status & Control Enclosure 7-13 Fans | 1 | [6 empty] | TRUE |  |  |  | 14” x 23 7/8“ |  | #FFFF0000 | FA-NFPA 170 HVAC PANEL | 1 | FALSE | FALSE | FALSE | [20 empty] | DESKTOP-7EIEB7A\acont | 2023-02-03 10:27 | THOR\acont | 2024-09-08 17:27 | Cloned from Light Engineered Displays FS-0
85c6c516-6d1d-492b-b267-db5810a91029 |  |  |  | North | [6 empty] | Module | TRUE | New Part | [9 empty] | TRUE | [5 empty] | #FFFFFFFF |  |  | FALSE | FALSE | [21 empty] | DESKTOP-7EIEB7A\acont | 2023-03-31 12:04
d02b8df6-96fe-4bbd-97ab-db5fd6e099d1 | NFPA 170 HORN STROBE |  |  | North | Hochiki |  | Horn/Strobe |  |  |  | Module | TRUE | MTWP-2475W-FR |  | NOTIFICATION, MULTI-TONE HORNSTROBE, RED, WALL, WP | 1 | 0 | 0.168 |  |  |  |  | FALSE | FALSE |  |  |  |  | #FF0070C0 | FA-NFPA 170 HORN STROBE | 1 | FALSE | FALSE | FALSE | 2012 | [13 empty] | FALSE |  |  | WP |  |  | DESKTOP-7SAL8M7\acont | 2020-11-17 09:33 | THOR\acont | 2024-09-08 17:27 | Cloned from Hochiki ASWP-2475W-FR | [Eaton Wheelock, Hochiki] [NAC] [24VDC, Code 3 Horn, HI] MT-12/24-R, MT-12/24-W, MTWP-2475C-FR (C), MTWP-2475C-FW (C), MTWP-2475W-FR, MTWP-2475W-FW, MTWP-24MCCH-FR (C), MTWP-24MCCH-FW (C) [Eaton Wheelock, Hochiki] [NAC] [24VDC, Code 3 Horn, STD] MT-12/24-R, MT-12/24-W, MTWP-2475C-FR (C), MTWP-2475C-FW (C), MTWP-2475W-FR, MTWP-2475W-FW, MTWP-24MCCH-FR (C), MTWP-24MCCH-FW (C)
821db86c-b32c-43d5-97a3-db667ba40205 | NFPA 170 SPEAKER STROBE |  |  | North | Gentex |  | Speaker/Strobe |  |  |  | Module | TRUE | SSPKA24-15/75PWR |  | Colored Lens Speaker/Strobe, Fixed 15/75 Candela, Wall, Red, Amber Lens | 1 | 0 | 0.148 |  |  |  |  | FALSE | [5 empty] | #FF0070C0 | FA-NFPA 170 SPEAKER STROBE | 1 | FALSE | FALSE | FALSE | 2019 |  |  | 7320-0569:0141 | [10 empty] | FALSE |  |  | WP |  |  |  |  | THOR\acont | 2024-09-08 17:27 |  | [Gentex, Hochiki, Potter] [AUDIO 70.7v] [70V AUDIO] CSPKSTR-24AR (C), CSPKSTR-24AW (C), CSPKSTR-24BR (C), CSPKSTR-24BW (C), CSPKSTR-24GR (C), CSPKSTR-24GW (C), CSPKSTR-24RR (C), CSPKSTR-24RW (C), FASPKR-R (C), FASPKR-W (C), FASPKR-WR, FASPKR-WW, FASPK-WP [Gentex] [NAC] [UL MAX] SSPKA24-15/75AWR, SSPKA24-15/75AWW, SSPKA24-15/75PWR, SSPKA24-15/75PWW [Gentex, Hochiki, Potter] [AUDIO 25v] [25V AUDIO] CSPKSTR-24AR (C), CSPKSTR-24AW (C), CSPKSTR-24BR (C), CSPKSTR-24BW (C), CSPKSTR-24GR (C), CSPKSTR-24GW (C), CSPKSTR-24RR (C), CSPKSTR-24RW (C), FASPKR-R (C), FASPKR-W (C), FASPKR-WR, FASPKR-WW, FASPK-WPR,
979ed26c-cb15-4973-8bbf-db6727ec4853 | NFPA 170 SMOKE HEAT DETECTOR |  |  | North | Kidde |  | Smoke/Heat Detector |  |  |  | Module | TRUE | KI-PHD w/KI-ABST BASE | ++ | Intelligent Multisensor Smoke and Heat Detector | 1 | 5.1e-05 | 4.5e-05 |  |  |  |  | FALSE | TRUE |  |  |  |  | #FFFF0000 | FA-NFPA 170 SMOKE HEAT DETECTOR | 1 | FALSE | FALSE | FALSE | 1408 | [13 empty] | FALSE | [5 empty] | DESKTOP-7SAL8M7\acont | 2020-01-02 08:41 | THOR\acont | 2024-10-08 16:33 | Cloned from Edwards SIGA-PHD w/SIGA-AB4G BASE | [Kidde] [SLC EST SENSORS] [*] [#4 TYPE ADDR ¦ SENSORS] DS-HFS (C), DS-PS (C), FX-HD w/IB4U BASE, FX-HD w/RB4U BASE, FX-HD w/SB4U BASE, FX-HD w/SB4U-LF BASE, FX-HD wB4U BASE, FX-PD w/B4U BASE (C), FX-PD w/IB4U BASE (C), FX-PD w/SB4U BASE (C), FX-PD w/SB4U [Edwards, Kidde] [SLC EST MODULES/SENSORS] 01 [*] [iO64] DS-HFS (C), DS-PS (C), FX-HD w/IB4U BASE, FX-HD w/RB4U BASE, FX-HD w/SB4U BASE, FX-HD w/SB4U-LF BASE, FX-HD wB4U BASE, FX-PD w/B4U BASE (C), FX-PD w/IB4U BASE (C), FX-PD w/SB4U BASE (C), FX-PD w/SB [Edwards, Kidde] [SLC EST SENSORS] 01 [*] [EST3, iO1000] DS-HFS (C), DS-PS (C), FX-HD w/IB4U BASE, FX-HD w/RB4U BASE, FX-HD w/SB4U BASE, FX-HD w/SB4U-LF BASE, FX-HD wB4U BASE, FX-PD w/B4U BASE (C), FX-PD w/IB4U BASE (C), FX-PD w/SB4U BASE (C), FX-PD w/SB [Kidde] [SLC EST MODULES SENSORS] [*] [#2 SHARED ADDR ¦ SENSORS] DS-HFS (C), DS-PS (C), FX-HD w/IB4U BASE, FX-HD w/RB4U BASE, FX-HD w/SB4U BASE, FX-HD w/SB4U-LF BASE, FX-HD wB4U BASE, FX-PD w/B4U BASE (C), FX-PD w/IB4U BASE (C), FX-PD w/SB4U BASE (C), FX [Edwards, Kidde] [AUX POWER] FX-HD w/SB4U BASE, FX-PD w/SB4U BASE (C), FX-PHD w/SB4U BASE (C), KI-COD w/KI-ABST BASE (C), KI-HCD w/KI-ABST BASE, KI-HRD w/KI-ABST BASE, KI-PCD w/KI-ABST BASE (C), KI-PD w/KI-ABST BASE (C), KI-PHCD w/KI-ABST BASE (C), KI-PH
9d8f5683-04d9-45d6-96c2-db6e2ca1fe90 | NFPA 170 HORN STROBE |  |  | North | Calibration Technologies Inc. |  | Horn/Strobe |  |  |  | Module | TRUE | SHA-24-Clear |  | Horn/Strobe Clear Lens | 1 | 0 | 0 |  |  |  |  | FALSE | FALSE |  |  |  |  | #FF0070C0 | FA-NFPA 170 HORN STROBE | 1 | FALSE | FALSE | FALSE | 2012 | [13 empty] | FALSE |  |  | WP |  |  | THOR\acont | 2024-10-31 09:00 | THOR\acont | 2024-10-31 09:01 | Cloned from Macurco SHA-24-Blue CLONED | [Calibration Technologies Inc.] [NAC] [24VDC] SHA-24-Amber, SHA-24-Blue, SHA-24-Clear, SHA-24-Green, SHA-24-Red
057921fa-f033-4bea-9a7d-db71b8615afa |  |  |  | North | Bosch | [5 empty] | Module | TRUE | NDA-8000-PIPW | * | Outdoor Pendant Interface Plate 0000184485 | 1 | [12 empty] | #FFFFFFFF |  |  | FALSE | FALSE | FALSE | [20 empty] | DESKTOP-7EIEB7A\acont | 2021-08-13 06:25 | THOR\acont | 2024-10-09 10:48
6a62ae48-af07-4f56-aa47-db742649178d |  |  |  | North | Edwards |  | Cards & Components |  |  |  | Card | TRUE | MN-GVZINTD4 |  | HPSA to EST3 interface kit (hard wire). | 1 | [6 empty] | TRUE | [5 empty] | #FFFFFFFF |  |  | FALSE | FALSE | FALSE | [14 empty] | FALSE | [7 empty] | THOR\acont | 2024-10-09 10:48
da4b0b95-0452-4ebe-b4a7-db7acd963293 |  |  |  | North | Edwards |  | Hardware |  |  |  | Hardware | TRUE | QSA-2-S |  | OBSOLETE - Surface Cabinet, 2 Annunciator Option Space | 1 | [6 empty] | FALSE | [5 empty] | #FFFFFFFF |  |  | FALSE | FALSE | FALSE | [14 empty] | FALSE | [7 empty] | THOR\acont | 2024-10-09 10:48
04f69973-1d6e-49b0-bd04-db7d2b14b15f |  |  |  | North | Bosch |  | Hardware |  |  |  | Hardware | TRUE | D166 | ++ | Telephone Jack | 1 | [12 empty] | #FFFFFFFF |  |  | FALSE | FALSE | FALSE | [20 empty] | DESKTOP-7EIEB7A\acont | 2021-08-13 06:25 | THOR\acont | 2024-10-09 10:48
50808b29-f541-4fec-bdb8-db82b6103a04 | NFPA 170 NON ADDRESSABLE RELAY |  |  | North | Edwards |  | Non-Addressable Relay |  |  |  | Module | TRUE | MR199X13 |  | DPDT Relay, 24Vdc | 1 | 0 | 0.085 |  |  |  |  | FALSE | [5 empty] | #FFFF0000 | FA-NFPA 170 NON ADDRESSABLE RELAY | 1 | FALSE | FALSE | FALSE | 1300 | [13 empty] | FALSE | [7 empty] | THOR\acont | 2024-09-08 17:27 |  | [Edwards] [AUX POWER] MR199X13, MR199X13/C
76a13f4f-6528-411f-8387-db8359c1de44 | NFPA 170 ADDRESSABLE INPUT MONITOR MODULE |  |  | North | Kidde |  | Addressable Module |  |  |  | Module | TRUE | GSA-UM |  | Signature universal Class A/B module, two-gang standard mount | 2 | 0.000223 | 0.0001 |  |  |  |  | FALSE | [5 empty] | #FFFF0000 | FA-NFPA 170 ADDRESSABLE INPUT MONITOR MODULE | 1 | FALSE | FALSE | FALSE | 1000 | [13 empty] | FALSE | [5 empty] | AULAPTOP-PC\Aulaptop | 2018-09-03 13:55 | THOR\acont | 2024-09-08 17:27 |  | [Kidde] [SLC EST MODULES] [*] [#3 TYPE ADDR ¦ MODULES] 76-330002-101, 84-330002-001, FX-270, FX-278, FX-2WIRE, FX-IDC1A, FX-IDC1B, FX-IDC2B, FX-IDCWS, FX-ISO, FX-NAC, FX-RLY, GSA-CC1, GSA-CC1S, GSA-CC2, GSA-CR, GSA-CRH, GSA-CRR, GSA-CT1, GSA-CT2, GSA-IO, [Edwards, Kidde] [AUDIO 25v, AUDIO 70.7v, AUX POWER, FFT, HORN, NAC] [RISER INPUT] ANSZM4B2A, FX-NAC, GSA-CC1, GSA-CC1S, GSA-CC2, GSA-MAB, GSA-MCC1, GSA-MCC1S, GSA-MCC2, GSA-MRM1, GSA-RM1, GSA-UM, SIGA-CC1, SIGA-CC1S, SIGA-CC2, SIGA-CC2A, SIGA-MAB, SIGA- [Kidde] [SLC EST MODULES SENSORS] [*] [#1 SHARED ADDR ¦ MODULES] 76-330002-101, 84-330002-001, FX-270, FX-278, FX-2WIRE, FX-IDC1A, FX-IDC1B, FX-IDC2B, FX-IDCWS, FX-ISO, FX-NAC, FX-RLY, GSA-CC1, GSA-CC1S, GSA-CC2, GSA-CR, GSA-CRH, GSA-CRR, GSA-CT1, GSA-CT [Edwards, Kidde] [SLC EST MODULES/SENSORS] 02 [*] [iO64] 70-417008-001, FX-2WIRE, FX-IDC1A, FX-IDC1B, FX-IDC2B, FX-IDCWS, FX-NAC, GSA-CC1, GSA-CC1S, GSA-CC2, GSA-CT1, GSA-CT2, GSA-IO, GSA-MAB, GSA-MCC1, GSA-MCC1S, GSA-MCC2, GSA-MCT2, GSA-MIO, GSA-MM1, GS [Edwards, Kidde] [SLC EST MODULES] 01 [*] [EST3, iO1000 ] FX-2WIRE, FX-IDC1A, FX-IDC1B, FX-IDC2B, FX-IDCWS, FX-ISO, FX-NAC, GSA-CC1, GSA-CC1S, GSA-CC2, GSA-CT1, GSA-CT2, GSA-IO, GSA-MAB, GSA-MCC1, GSA-MCC1S, GSA-MCC2, GSA-MCT2, GSA-MIO, GSA-MM1, GSA-MRM1 | [Apollo, Edwards, Kidde] 55000-825ADV , FX-NAC, GSA-CC1, GSA-CC1S, GSA-CC2, GSA-MAB, GSA-MCC1, GSA-MCC1S, GSA-MCC2, GSA-UM, SIGA-CC1, SIGA-CC1S, SIGA-CC2, SIGA-CC2A, SIGA-MAB, SIGA-MCC1, SIGA-MCC1S, SIGA-MCC2, SIGA-MCC2A, SIGA-UM
5231ebfa-0b0a-4de7-847e-db83ebce7a33 | NFPA 170 MANUAL PULL |  |  | North | Kidde |  | Manual Station |  |  |  | Module | TRUE | 84-100000-004 | ++ | Explosion Proof B9 Station Lift and Pull Cover (FM-200 RELEASE) | 1 | [6 empty] | FALSE | [5 empty] | #FFFF0000 | FA-NFPA 170 MANUAL PULL | 1 | FALSE | FALSE | FALSE | 957 | [13 empty] | FALSE |  |  | XP |  |  | DESKTOP-7EIEB7A\acont | 2023-07-10 09:11 | THOR\acont | 2024-09-08 17:27 | Cloned from Kidde 84-100004-001 CLONED CLONED CLONED | [Edwards, Kidde, Monaco Enterprises] [IDC] 01 1534-1, 200-GAOF, 270A-DPO, 270A-SPO, 270-DOC, 270-DOC-B, 270-DOC-F, 270-DPO, 270-GAO, 270-GAOB, 270-GAO-DOC, 270-GAO-DOCF, 270P-DPO, 270P-SPO, 270-SPO, 270-SPOW, 270-SPOWB, 270-SPOWF, 271-KR1/SR/GS, 276A-REL
4b488d74-b67c-4340-be2f-db9025e116d1 | NFPA 170 FIRE ALARM CONTROL UNIT | RISER FACP |  | North | Hochiki |  | Fire Alarm Control Unit |  |  |  | Assembly | TRUE | LAA03K1-40 |  | FireNET L@TITUDE Analog Addressable Fire Alarm Control Panel, 8 Slot Deep Plex-Door Enclosure, 10.25 A Auto Voltage, 2-Loop Panel Module, Hochiki Protocol, Network Module, and Media Gateway™, Gray, 48 Zone LEDs | 1 | [6 empty] | FALSE |  |  | *Refer to Install Sheet | 16.5in (W) x 23.2in (H) x 8in (D) | KM5FCRD (Optional Semi-Flush Mounting Kit) | #FFFF0000 | FA-NFPA 170 FIRE ALARM CONTROL UNIT | 1 | FALSE | FALSE | FALSE | 202 | [8 empty] | 7,12,18,28,33,40 |  |  | 10.25 |  | TRUE | [5 empty] | DESKTOP-GHR3H5U\Anthony | 2019-11-27 08:00 | THOR\acont | 2024-09-08 17:27
8d4f583f-0d45-4d6b-9748-db963af5dfa4 | NFPA 170 REMOTE TEST SWITCH |  |  | North | Monaco Enterprises |  | REMOTE TEST SWITCH |  |  |  | Module | TRUE | 729-108-00 | + | Remote Test Station W/ Switch, Alarm & Power LEDs, Key Reset | 1 | 0 | 0.012 |  |  |  |  | FALSE | FALSE |  |  |  |  | #FFFF0000 | FA-NFPA 170 REMOTE TEST SWITCH | 1 | FALSE | FALSE | FALSE | 914 | [13 empty] | FALSE | [5 empty] | DESKTOP-7SAL8M7\acont | 2020-02-23 12:45 | THOR\acont | 2024-09-08 17:27 | Cloned from Firelite RTS151KEY | [Monaco Enterprises] [RTS] 729-108-00, 729-138-00
f320c5ca-3009-4431-bfc5-db9d14b11b44 |  |  |  | North | Notifier |  | Cards & Components |  |  |  | Card | TRUE | CPU-2020 | + | AM2020 Fire Alarm Control Panel Main Board (Central Processing Unit) | 1 | 0.118 | 0.162 |  |  |  |  | TRUE | [5 empty] | #FFFFFFFF |  |  | FALSE | FALSE | FALSE | [14 empty] | FALSE | [5 empty] | DESKTOP-7EIEB7A\acont | 2022-03-29 15:51 | THOR\acont | 2024-10-09 10:48 | Cloned from Notifier CPU2-640 | [Honeywell, Notifier] [IDC] [#2 TROUBLE] AA-30, AFP-100 Main Board, AFP-200 Main Board, BE-500 CPU, CPU-2020, CPU2-3030, CPU2-3030D, CPU2-640, CPU-320, CPU-320SYS, CPU-N16LD, CPU-N16LND, NCA-2, NCD, NFW-100X Main Board with PWRMOD24, NFW2-100 Main Board, [Honeywell, Notifier] [IDC] [#1 ALARM] AFP-100 Main Board, AFP-200 Main Board, BE-500 CPU, CPU-2020, CPU2-3030, CPU2-3030D, CPU2-640, CPU-320, CPU-320SYS, CPU-N16LD, CPU-N16LND, NCA-2, NCD, NFW-100X Main Board with PWRMOD24, NFW2-100 Main Board, NFW-50 M [Honeywell, Notifier] [IDC] [#4 SECURITY] CPU-2020, CPU2-3030, CPU2-3030D, CPU2-640, CPU-320, CPU-320SYS, CPU-N16LD, CPU-N16LND, NCA-2, NCD, XLS3000-CPUD [Honeywell, Notifier] [IDC] [#3 SUPERVISORY] AFP-100 Main Board, AFP-200 Main Board, CPU-2020, CPU2-3030, CPU2-3030D, CPU2-640, CPU-320, CPU-320SYS, CPU-N16LD, CPU-N16LND, NCA-2, NCD, NFW-100X Main Board with PWRMOD24, NFW2-100 Main Board, NFW-50 Main Bo | [Honeywell, Notifier] CPU-2020, CPU2-3030, CPU2-3030D, CPU2-640, CPU-320, CPU-320SYS, CPU-N16LD, CPU-N16LND, NCA-2, NCD, XLS140-2 MAIN CARD, XLS3000-CPUD [Honeywell, Notifier] CPU-2020, CPU2-640, CPU-320, CPU-320SYS, XLS140-2 MAIN CARD [Honeywell, Notifier] CPU-2020, CPU2-640, CPU-320, CPU-320SYS, XLS140-2 MAIN CARD
879e60ee-0888-4cb4-85d9-dba64041d780 |  |  |  | North | Simplex |  | Cards & Components |  |  |  | Card | TRUE | 4007-6309 | ++ | ES Net NIC Dual Channel Multi-mode Fiber Media Card | 1 | 0.135 | 0.135 |  |  |  |  | TRUE | [5 empty] | #FFFFFFFF |  |  | FALSE | FALSE | FALSE | [20 empty] | DESKTOP-7EIEB7A\acont | 2022-02-16 08:48 | THOR\acont | 2024-10-09 10:48 | Cloned from Simplex 4007-6308 | [Autocall, Simplex] [Fiber Optic] [NETWORK ++] 4007-6307, 4007-6308, 4007-6309, 4010-6307, 4010-6308, 4100-6307, 4100-6308, 4190-9858, 4190-9859, A007-6307, A007-6308, A007-6309, A010-6307, A010-6308, A100-6307, A100-6308, A190-9858, A190-9859 | [Autocall, Simplex] 4007-6308, 4007-6309, 4010-6308, 4100-6308, 4190-9859, A007-6308, A007-6309, A010-6308, A100-6308, A190-9859
12c8ce45-0b13-4b52-8db4-dbb0075c4953 | NFPA 170 HORN STROBE |  |  | North | Kidde |  | Horn/Strobe |  |  |  | Module | TRUE | WG4WF-HVMC |  | Outdoor rated horn-strobe, white with FIRE marking, clear lens | 1 | 0 | 0.297 |  |  |  |  | FALSE | [5 empty] | #FF0070C0 | FA-NFPA 170 HORN STROBE | 1 | FALSE | FALSE | FALSE | 2012 | [13 empty] | FALSE |  |  | WP |  |  | DESKTOP-7EIEB7A\acont | 2022-01-05 12:33 | THOR\acont | 2024-09-08 17:27 | Cloned from Edwards WG4WF-HVMC | [Edwards, Kidde] [NAC] [16 VFWR, CONTINUOUS] WG4RF-HVMC, WG4RF-HVMC (C) (C), WG4RN-HVMC, WG4RN-HVMC (C) (C), WG4WF-HVMC, WG4WF-HVMC (C) (C), WG4WN-HVMC, WG4WN-HVMC (C) (C) [Edwards, Kidde] [NAC] [16 VDC, CONTINUOUS] WG4RF-HVMC, WG4RF-HVMC (C) (C), WG4RN-HVMC, WG4RN-HVMC (C) (C), WG4WF-HVMC, WG4WF-HVMC (C) (C), WG4WN-HVMC, WG4WN-HVMC (C) (C) [Edwards, Kidde] [NAC] [24 VDC, CONTINUOUS] WG4RF-HVMC, WG4RF-HVMC (C) (C), WG4RN-HVMC, WG4RN-HVMC (C) (C), WG4WF-HVMC, WG4WF-HVMC (C) (C), WG4WN-HVMC, WG4WN-HVMC (C) (C)
a28e82de-717f-4b32-8596-dbb734287359 |  |  |  | North | Rath Area of Refuge | Area of Refuge | Cards & Components |  |  |  | Card | TRUE | 2500-205PSS MAIN CARD |  | 5 ZONE FLUSH MOUNT CABINET W/DOOR MAIN CARD | 1 | [6 empty] | TRUE | [5 empty] | #FFFFFFFF |  |  | FALSE | FALSE | FALSE | [14 empty] | FALSE | [5 empty] | DESKTOP-7EIEB7A\acont | 2022-05-18 08:15 | THOR\acont | 2024-10-09 10:48 | Cloned from Rath Area of Refuge 2500-205FM MAIN CARD | [Rath Area of Refuge] [IDC] 01 2500-12RCF MAIN CARD, 2500-16RCF MAIN CARD, 2500-205B MAIN CARD, 2500-205FM MAIN CARD, 2500-205PSS MAIN CARD, 2500-210B MAIN CARD, 2500-210FM MAIN CARD, 2500-210PSS MAIN CARD, 2500-28RCF MAIN CARD, 2500-56XNC, 2500-56XRC, 2 [Rath Area of Refuge] [AUX POWER] [*] 2100-956RR, 2100-956RR MAIN CARD, 2100-956RR MAIN CARD-2, 2100-956SR, 2100-958NSR, 2100-984LR, 2500-205B MAIN CARD, 2500-205FM MAIN CARD, 2500-205PSS MAIN CARD, 2500-210B MAIN CARD, 2500-210FM MAIN CARD, 2500-UPSMONI | [Rath Area of Refuge] 2500-205B MAIN CARD, 2500-205FM MAIN CARD, 2500-205PSS MAIN CARD
d3b2bd92-a605-47f1-a2bd-dbc40b23d71f | CADGEN MAGLOCK |  |  | North | ASSA ABLOY |  | Magnetic Lock |  |  |  | Module | TRUE | 1200S | ++ | Magnetic Lock | 1 | 0.4 | 0.4 |  |  | 12 |  | TRUE | [5 empty] | #FFFF0000 | FA-CADGEN MAGLOCK | 1 | FALSE | FALSE | FALSE | [20 empty] | DESKTOP-7EIEB7A\acont | 2023-01-30 07:37 | THOR\acont | 2024-09-08 17:27 | Cloned from ASSA ABLOY 600D | [Alarm Controls, ALARM CONTROLS CORPORATION, ASSA ABLOY, Generic, HES, RCI, Von Duprin] [ACCESS CONTROL OUTPUT] [*] 1200L, 1200LB, 1200S, 1500, 1600, 4200, 5100, 600D, 600L, 600S, 6210, 6211, 6211AL, 6211WF, 6212, 6212WF, 6213, 6214, 6215, 6216, 6221, 62
34592bd8-4536-4ae1-85cd-dbc6722fa84e |  |  |  | North | Bosch | [5 empty] | Module | TRUE | B5512-C | * | WITH TRANSFORMER | 1 | [12 empty] | #FFFFFFFF |  |  | FALSE | FALSE | FALSE | [20 empty] | DESKTOP-7EIEB7A\acont | 2021-08-13 06:25 | THOR\acont | 2024-10-09 10:48
0701a9fc-341d-4d47-96e2-dbc77006cb01 | NFPA 170 HORN STROBE |  |  | North | MIRCOM |  | Horn/Strobe |  |  |  | Module | TRUE | FHS-400-LF-WW | ++ | White Wall/Ceiling Mount Low Frequency Sounder Strobe | 1 | [6 empty] | FALSE | [5 empty] | #FF0070C0 | FA-NFPA 170 HORN STROBE | 1 | FALSE | FALSE | FALSE | 2012 | [13 empty] | FALSE |  |  | LF |  |  | THOR\acont | 2024-10-30 08:50 |  |  | Cloned from MIRCOM FHS-400-LF-RR | [MIRCOM] [NAC] [24 VFWR, CONT, NORMAL] FHS-400-LF-RR, FHS-400-LF-WW [MIRCOM] [NAC] [24 VDC, CONT, NORMAL] FHS-400-LF-RR, FHS-400-LF-WW
280dedd9-8327-4b67-9580-dbc8249c0351 | NFPA 170 SPEAKER CEILING |  |  | North | Edwards |  | Speaker |  |  |  | Module | TRUE | GCHFWA-S7 |  | 70V Speaker, White, ALERT | 1 | [6 empty] | FALSE | TRUE |  |  |  |  | #FF0070C0 | FA-NFPA 170 SPEAKER CEILING | 1 | FALSE | FALSE | FALSE | 2019 | [13 empty] | FALSE |  |  | C |  |  |  |  | THOR\acont | 2024-09-08 17:27 |  | [Edwards, Kidde] [AUDIO 70.7v] [70V AUDIO] G4F-S7, G4F-S7V1575, G4F-S7VM, G4HFRF-S7, G4HFRF-S7VMC, G4HFRN-S7, G4HFRN-S7VMC, G4HFWA-S7, G4HFWA-S7VMA, G4HFWA-S7VMC, G4HFWF-S7, G4HFWF-S7VMC, G4HFWN-S7, G4HFWN-S7VMA, G4HFWN-S7VMB, G4HFWN-S7VMC, G4RF-S7, G4RF
bef1b64e-9328-4037-a005-dbd0a47f33ca | NFPA 170 FIRE ALARM CONTROL UNIT | RISER FACP |  | North | Firelite |  | Fire Alarm Control Unit |  |  |  | Assembly | TRUE | MS-5UD | + | Five Zone Fire Alarm Control Panel | 1 | [6 empty] | FALSE | FALSE |  |  |  |  | #FFFF0000 | FA-NFPA 170 FIRE ALARM CONTROL UNIT | 1 | FALSE | FALSE | FALSE | 202 | [8 empty] | 7,12,18 |  |  | 3 |  | TRUE | [7 empty] | THOR\acont | 2024-09-08 17:27
6cc02368-268a-4371-bb46-dbe0d202878d |  |  |  | North | Altronix |  | Cards & Components |  |  |  | Card | TRUE | FireSwitch108 Main Board | + |  | 1 | 0.18 | 0.2 |  |  |  |  | TRUE | [5 empty] | #FFFFFFFF |  |  | FALSE | FALSE | FALSE | [14 empty] | FALSE | [5 empty] | AULAPTOP-PC\Aulaptop | 2018-09-03 05:15 | THOR\acont | 2024-10-09 10:48 | Cloned from Honeywell New Part | [Altronix, Hochiki, LifeSafety Power] [NAC Trigger] AL1024ULM MAIN CARD, AL1024ULX Main Board, AL125UL Main Board, AL300ULX Main Board, AL400ULX Main Board, AL400ULXJ Main Board (24VDC), AL600ULACM Main Board, AL600ULXR Main Board, eFlow104N Main Board, | [Altronix, Hochiki] Fireswitch108 Main Board
77af6396-7ce1-4aa9-9625-dbe945fcd253 | NFPA 170 STROBE WALL |  |  | North | Siemens |  | Strobe |  |  |  | Module | TRUE | SL2SWR-F | S54329-F208-A1++ | Strobe, Wall, Clear, Red, Fire | 1 | [12 empty] | #FF0070C0 | FA-NFPA 170 STROBE WALL | 1 | FALSE | FALSE | FALSE | 2023 | [19 empty] | DESKTOP-7EIEB7A\acont | 2023-08-02 11:51 | THOR\acont | 2024-09-08 17:27 | Cloned from Siemens SL2SWR-A | [Siemens] [NAC] [16.0 – 33.0 VDC] SL2SPSWR-AL, SL2SPSWR-ALA, SL2SPSWR-F, SL2SPSWR-FB, SL2SPSWR-M, SL2SPSWR-N, SL2SPSWR-NA, SL2SPSWW-AL, SL2SPSWW-ALA, SL2SPSWW-F, SL2SPSWW-FB, SL2SPSWW-M, SL2SPSWW-N, SL2SPSWW-NA, SL2SWR-A, SL2SWR-AL, SL2SWR-ALA, SL2SWR-AL
f9964345-8b9a-4f69-a0cf-dbf0387c0550 | NFPA 170 MANUAL PULL |  |  | North | Edwards |  | Manual Station |  |  |  | Module | TRUE | 270-GAOB |  | Pull Station, cast metal, 2 stage, OC, Bilingual | 1 | [6 empty] | FALSE | [5 empty] | #FFFF0000 | FA-NFPA 170 MANUAL PULL | 1 | FALSE | FALSE | FALSE | 957 | [13 empty] | FALSE | [7 empty] | THOR\acont | 2024-09-08 17:27 |  | [Edwards, Kidde, Monaco Enterprises] [IDC] 01 1534-1, 200-GAOF, 270A-DPO, 270A-SPO, 270-DOC, 270-DOC-B, 270-DOC-F, 270-DPO, 270-GAO, 270-GAOB, 270-GAO-DOC, 270-GAO-DOCF, 270P-DPO, 270P-SPO, 270-SPO, 270-SPOW, 270-SPOWB, 270-SPOWF, 271-KR1/SR/GS, 276A-REL
cf9c9c31-3231-46ee-9639-dbf493e94d31 | NFPA 170 CELL COMM | NFPA 170 CELL COMM PS |  | North | NAPCO |  | Cards & Components |  |  |  | Card | TRUE | SLE-MAXAI-CFBPS Main Board | ++ | Main Board | 1 | 0.085 | 0.2 |  |  |  |  | TRUE |  | Plastic housing includes three keyhole slots for triple gang boxes |  | 8 x 5-29/64 x 1½" (20.3 x 13.9 x 3.8cm) |  | #FFFF0000 | FA-NFPA 170 CELL COMM | 1 | FALSE | FALSE | FALSE | 250 | [9 empty] | 1 |  |  |  | FALSE | [5 empty] | THOR\acont | 2024-04-17 14:42 | THOR\acont | 2024-09-08 17:27 | Cloned from NAPCO SLE-MAXAI-CFBPS | [NAPCO, Potter] [IDC] [#2 PS TRBL] IntelliCom-5GA, IntelliCom-5GV, SLE/4G-CDMA-CFB, SLE/4G-CDMA-CFB-PS, SLE/4G-CDMA-FIRE, SLE/4G-CDMAI-FIRE, SLE-CDMA-CFB, SLE-CDMA-CFB-PS, SLE-CDMA-FIRE, SLE-CDMAI-FIRE, SLE-LTEA-CFB-PS Main Card, SLE-LTEAI-CFB-PS Main Ca [NAPCO, Potter] [DACT] [#2 DACT] IntelliCom-5GA, IntelliCom-5GV, SLE/4G-CDMA-CFB, SLE/4G-CDMA-CFB-PS, SLE/4G-CDMA-FIRE, SLE/4G-CDMAI-FIRE, SLE-CDMA-CFB, SLE-CDMA-CFB-PS, SLE-CDMA-FIRE, SLE-CDMAI-FIRE, SLE-LTEA-CFB-PS Main Card, SLE-LTEAI-CFB-PS Main Card [NAPCO, Potter] [IDC] [#1 LINE TRBL] IntelliCom-5GA, IntelliCom-5GV, SLE/4G-CDMA-CFB, SLE/4G-CDMA-CFB-PS, SLE/4G-CDMA-FIRE, SLE/4G-CDMAI-FIRE, SLE-CDMA-CFB, SLE-CDMA-CFB-PS, SLE-CDMA-FIRE, SLE-CDMAI-FIRE, SLE-LTEA-CFB-PS Main Card, SLE-LTEAI-CFB-PS Main [NAPCO, Potter] [AUX POWER] [*] CDMA-FIRE, IntelliCom-5GA, IntelliCom-5GV, SLE/4G-CDMA-CFB, SLE/4G-CDMA-CFB-PS, SLE/4G-CDMA-FIRE, SLE/4G-CDMAI-FIRE, SLE-CDMA-CFB, SLE-CDMA-CFB-PS, SLE-CDMA-FIRE, SLE-CDMAI-FIRE, SLE-LTEV-CB, SLE-LTEV-CB-TF, SLE-LTEV-CFB, [NAPCO] [VAC ] FL-255FACP Main Board, FL-32FACP Main Board, FL-FACP-LTE Main Board, FL-X2-32 Main Board, GEM-ACM1D Main Board, GEMC-128MB, GEMC-12V2APS-CF Main Board, GEMC-12V2APS-R Main Board, GEMC-255MB, GEMC-32MB, GEMC-96MB, GEMC-NAC6 Main Board, GEMC [NAPCO, Potter] [DACT] [#1 DACT] IntelliCom-5GA, IntelliCom-5GV, SLE/4G-CDMA-CFB, SLE/4G-CDMA-CFB-PS, SLE/4G-CDMA-FIRE, SLE/4G-CDMAI-FIRE, SLE-CDMA-CFB, SLE-CDMA-CFB-PS, SLE-CDMA-FIRE, SLE-CDMAI-FIRE, SLE-LTEA-CFB-PS Main Card, SLE-LTEAI-CFB-PS Main Card | [NAPCO, Potter] IntelliCom-5GA, IntelliCom-5GV, SLE-LTEAI-CFB-PS Main Card, SLE-LTEVI-CFB, SLE-LTEVI-CFB-PS Main Card, SLE-LTEVI-FIRE, SLE-MAXAI-CFB, SLE-MAXAI-CFBPS, SLE-MAXAI-CFBPS Main Board, SLE-MAXAI-FIRE, SLE-MAXVI-CFB, SLE-MAXVI-CFBPS, SLE-MAXVI-CF
120f8c66-9855-482b-aac0-dbf6dba1ace3 |  |  |  | North | Altronix |  | Cards & Components |  |  |  | Card | TRUE | AL602ULADA Main Board | + | Fire Alarm Power Supply Main Board | 1 | 0.09 | 0.175 |  |  |  |  | TRUE | [5 empty] | #FFFFFFFF |  |  | FALSE | FALSE | FALSE | [14 empty] | FALSE | [5 empty] | AULAPTOP-PC\Aulaptop | 2018-09-02 05:14 | THOR\acont | 2024-10-09 10:48 | Cloned from Altronix New Part | [Altronix, Gamewell FCI, Honeywell] [NAC Trigger] AL1002ULADA Main Board, AL602ULADA Main Board, AL802ULADA Main Board, HPF24S6 Main Board, HPF24S8 Main Board | [Altronix] AL1002ULADA Main Board, AL602ULADA Main Board, AL802ULADA Main Board
577efb09-a6d7-44d6-bcf0-dbfb4fb7d6aa | NFPA 170 MANUAL PULL |  |  | North | Hochiki |  | Manual Station |  |  |  | Module | TRUE | DCP-AMS Single Action Hex Key Lock | DCP-AMS SERIES ADDRESSABLE MANUAL PULL STATION | DCP-AMS SERIES ADDRESSABLE MANUAL PULL STATION | 1 | 0.00055 | 0.00066 |  |  |  |  | TRUE |  |  | *Refer to Install Sheet |  |  | #FFFF0000 | FA-NFPA 170 MANUAL PULL | 1 | FALSE | FALSE | FALSE | 957 | [21 empty] | THOR\acont | 2024-09-08 17:27 | from Hochiki DH-99-AR ANALOG DUCT DETECTOR w/ALK-D ANALOG SENSOR | [Hochiki, VES] [SLC HOCHIKI] 02 [*] [SLC] CZM CONVENTIONAL ZONE MODULE, DCP-AMS Single Action Hex Key Lock, DCP-AMS-KL Single Action Key Lock, DCP-AMS-KL-LP Dual Action Key Lock, DCP-AMS-LP Dual Action Hex Key Lock, DIMM - DUAL INPUT MONITOR MODULE, DIMM
403ce913-689a-4a71-8abe-dc037f97cf43 | NFPA 170 GAS DETECTOR |  |  | North | Macurco |  | Gas Detection |  |  |  | Module | TRUE | CM-E1 | ++ | Rectangle Wall Surface/Flush Mount Carbon Monoxide Gas Detector | 1 | 0.015 | 0.035 |  |  |  |  | FALSE | [5 empty] | #FFFF0000 | FA-NFPA 170 GAS DETECTOR | 1 | FALSE | FALSE | FALSE | 1402 | [13 empty] | FALSE |  |  | CO, NO2 |  |  | DESKTOP-7EIEB7A\acont | 2023-02-10 09:43 | THOR\acont | 2024-09-08 17:27 | Cloned from Macurco CM-6 | [Honeywell, Macurco] [AUX POWER] [*] [24VDC] 8100 EC, C7233A, C7263A, CD-6G, CD-6H, CD-6MC, CM-15, CM-15A, CM-6, CM-E1, CM-E1-FTG, CM-E1-RF, CM-E1-RS, CM-S1, CX-6, EX-CO-1000P-O, GD-2B, TXP-T40, XNX-UTAV-RNCB1 [Macurco] [IDC] [#2 TROUBLE] CM-E1, CM-E1-FTG, CM-E1-RF, CM-E1-RS [Honeywell, Macurco] [IDC] [#1 ALARM] 8100 EC, C7233A, C7263A, CD-6G, CD-6H, CD-6MC, CM-15, CM-15A, CM-6, CM-E1, CM-E1-FTG, CM-E1-RF, CM-E1-RS, CM-S1, CX-6, EX-CO-1000P-O, GD-2B, TXP-T40, XNX-UTAV-RNCB1 [Honeywell, Macurco] [RS-485] [DATA INPUT] 8100 EC, C7233A, C7263A, CD-6G, CD-6H, CD-6MC, CM-15, CM-15A, CM-6, CM-E1, CM-E1-FTG, CM-E1-RF, CM-E1-RS, CM-S1, CX-6, EX-CO-1000P-O, GD-2B, XNX-UTAV-RNCB1
90459984-8511-41d1-b36e-dc07e1576f99 |  |  |  | North | Autocall |  | Cards & Components |  |  |  | Card | TRUE | A100-9621 | + | Basic Digital Audio Operation with microphone, requires dedicated expansion bay | 1 | 0.075 | 0.082 |  |  |  |  | TRUE | [5 empty] | #FFFFFFFF |  |  | FALSE | FALSE | FALSE | [20 empty] | DESKTOP-0D6CQVA\lousc | 2019-07-07 13:39 | THOR\acont | 2024-10-09 10:48 | Cloned from AutoCall A100-2320 |  | [Autocall] A100-9621
ecd8ddc7-3f99-4b73-9ee5-dc0840c24e3e | CADGEN INTERFACE MODULE |  |  | North | Monaco Enterprises |  | Interface Module |  |  |  | Module | TRUE | 194-810-01 | ++ | Four port RS-232 to RS-485 multiplexer kit with surge suppression in single wide enclosure for use with 710-054-01 | 1 | 0.065 | 0.065 |  |  | 24 | 12 | [6 empty] | #FFFF0000 | FA-CADGEN INTERFACE MODULE | 1 | FALSE | FALSE | FALSE | [20 empty] | AULAPTOP-PC\Aulaptop | 2019-04-20 04:32 | THOR\acont | 2024-09-08 17:27
898cb274-ddd4-44b7-822f-dc0a5c4c9d60 | NFPA 170 SMOKE DETECTOR |  |  | North | Notifier |  | Smoke Detector |  |  |  | Module | TRUE | FSB-200S | ++ | Intelligent beam smoke detector with integral sensitivity test | 1 | 0.002 | 0.0085 |  |  |  |  | FALSE | TRUE | BEAMMMK |  | N/A | N/A | #FFFF0000 | FA-NFPA 170 SMOKE DETECTOR | 1 | FALSE | FALSE | FALSE | 1408 |  |  | 7260-0028:0228 | [10 empty] | FALSE |  |  | BEAM |  |  |  |  | THOR\acont | 2024-09-08 17:27 | 20191121 AC Detector without base | [Honeywell, Notifier, System Sensor] [SLC MODULES SENSORS] [*] [#2 SHARED ADDR ¦ SENSORS] 2251B (C), 2251-COPTIR (C), 2251-COPTIR w/B200S-WH (C), 2251TB (C), 2251TMB (C), 5251B (C), 5251B-WP (C), 5251H (C), 5251RB (C), 5251RB-WP (C), 7251 (C), 7251DH (C) [Honeywell, Notifier, System Sensor] [SLC SENSORS] [*] [#4 TYPE ADDR ¦ SENSORS] 2251B (C), 2251-COPTIR (C), 2251-COPTIR w/B200S-WH (C), 2251TB (C), 2251TMB (C), 5251B (C), 5251B-WP (C), 5251H (C), 5251RB (C), 5251RB-WP (C), 7251 (C), 7251DH (C), DH200LP [Firelite, Macurco, Notifier, Silent Knight, System Sensor] [IDC] 01 [IDC 4-WIRE ++] 1251B (C), 1412B (C), 1424 (C), 2112/24AT (C), 2112/24S (C), 2112/24TS (C), 2112AITR (C), 2112ATR (C), 2112R (C), 2124AITR (C), 2124ATR (C), 2124R (C), 2151 w/B110RLP (C
f9c650cd-6c9e-4282-9eee-dc1052c89147 | NFPA 170 FIRE ALARM CONTROL UNIT | RISER FACP |  | North | Simplex |  | Fire Alarm Control Unit |  |  |  | Assembly | TRUE | 4006-9122 | ++ | Fire alarm control panel with 24 LED Annunciator on front door, Beige | 1 | [6 empty] | FALSE | [5 empty] | #FFFF0000 | FA-NFPA 170 FIRE ALARM CONTROL UNIT | 1 | FALSE | FALSE | FALSE | 202 | [13 empty] | TRUE | [5 empty] | DESKTOP-7EIEB7A\acont | 2023-03-06 14:53 | THOR\acont | 2024-09-08 17:27 | Cloned from Simplex 4006-9102
14e071ab-9d65-4968-ab7d-dc1f90571aea | NFPA 170 HEAT DETECTOR |  |  | North | Monaco Enterprises |  | Heat Detector |  |  |  | Module | TRUE | 721-121-00 w/B200SR-WH | + | DETECTOR,HEAT:135 F,RATE-OF-RISE & FIXED,INTELLIGENT,LOW PROFILE,HEAD | 1 | 0.0003 | 0.0065 |  |  |  |  | FALSE | TRUE |  |  |  |  | #FFFF0000 | FA-NFPA 170 HEAT DETECTOR | 1 | FALSE | FALSE | FALSE | 1403 | [13 empty] | FALSE |  |  | R |  |  | DESKTOP-7SAL8M7\acont | 2020-03-03 09:18 | THOR\acont | 2024-09-08 17:27 | Cloned from Monaco Enterprises 721-124-00 w/B200SR | [Monaco Enterprises] [SLC SENSORS] 01 [*] 721-121-00 w/B200SR-LF-WH (C), 721-121-00 w/B200SR-WH (C), 721-121-00 w/B210LP (C), 721-121-00 w/B224RB-WH (C), 721-121-00 w/B501 (C), 721-124-00 w/B200SR-LF-WH (C), 721-124-00 w/B200SR-WH (C), 721-124-00 w/B210L [Monaco Enterprises] [SLC MODULES/SENSORS] 01 [*] 721-121-00 w/B200SR-LF-WH (C), 721-121-00 w/B200SR-WH (C), 721-121-00 w/B210LP (C), 721-121-00 w/B224RB-WH (C), 721-121-00 w/B501 (C), 721-124-00 w/B200SR-LF-WH (C), 721-124-00 w/B200SR-WH (C), 721-124-00 [Monaco Enterprises] [SLC SENSORS] 01 [*] 721-121-00 w/B200SR-LF-WH (C), 721-121-00 w/B200SR-WH (C), 721-121-00 w/B210LP (C), 721-121-00 w/B224RB-WH (C), 721-121-00 w/B501 (C), 721-124-00 w/B200SR-LF-WH (C), 721-124-00 w/B200SR-WH (C), 721-124-00 w/B210L [Monaco Enterprises] [SLC MODULES SENSORS] 01 [*] 708-026-01, 708-031-00, 721-121-00 w/B200SR-LF-WH (C), 721-121-00 w/B200SR-WH (C), 721-121-00 w/B210LP (C), 721-121-00 w/B224RB-WH (C), 721-121-00 w/B501 (C), 721-124-00 w/B200SR-LF-WH (C), 721-124-00 w/B [MIRCOM, Monaco Enterprises] [AUX POWER] 721-121-00 w/B200SR-WH (C), 721-124-00 w/B200SR-WH (C), 722-121-00 w/B200SR-WH (C), 722-406-00 w/B200SR-WH (C), 723-345-00 w/B200SR-WH (C), 723-353-00 w/B200SR-WH (C), 723-361-00 w/B200SR-WH (C), MIX-1251AP w/B200
6186f806-85f8-47a0-9307-dc2c7fafc19e | NFPA 170 SMOKE HEAT DETECTOR |  |  | North | Potter |  | Smoke/Heat Detector |  |  |  | Module | TRUE | PAD300-PHD w/PAD300-IB (Split) | ++ | Photoelectric Smoke/Heat Detector with Isolator Module Included | 1 | 0.0006 | 0.0006 |  |  |  |  | FALSE | TRUE |  |  |  |  | #FFFF0000 | FA-NFPA 170 SMOKE HEAT DETECTOR | 1 | FALSE | FALSE | FALSE | 1411 | [13 empty] | FALSE |  |  | IB |  |  | THOR\acont | 2025-02-13 10:25 |  |  | Cloned from Potter PAD300-PHD w/PAD300-IB | [Potter] [SLC PAD] [*] [#2 SHARED ADDR ¦ SENSORS] PAD100-CD w/PAD100-4DB, PAD100-CD w/PAD100-6DB, PAD100-CD w/PAD100-IB, PAD100-CD w/PAD100-LFSB, PAD100-CD w/PAD100-RB, PAD100-CD w/PAD100-SB, PAD100-CD w/PAD100-SPKB, PAD100-DUCT (C), PAD100-DUCTR (C), PA
954f50c6-dbb9-4f62-b786-dc36569e80b8 | NFPA 170 REMOTE VOICE EVACUATION MICROPHONE |  |  | North | Edwards |  | Remote Microphone |  |  |  | Module | TRUE | ANSREMG |  | Remote Mic, Gray surface / semi-flush cabinet | 1 | 0.02 | 0.04 |  |  |  |  | TRUE | [5 empty] | #FFFF0000 | FA-NFPA 170 REMOTE VOICE EVACUATION MICROPHONE | 1 | FALSE | FALSE | FALSE | [14 empty] | FALSE | [7 empty] | THOR\acont | 2024-09-08 17:27 |  | [Edwards, Kidde] [MIC] [Remote Microphone] ANSREMG, ANSREMR
7c5055b8-38c1-440b-ab8a-dc388d655b35 | NFPA 170 STROBE WALL |  |  | North | Eaton Wheelock |  | Strobe |  |  |  | Module | TRUE | XB1602460ANNW | + | Explosionproof Strobe - Amber Lens, White Finish | 1 | 0 | 0 |  |  |  |  | FALSE | [5 empty] | #FF0070C0 | FA-NFPA 170 STROBE WALL | 1 | FALSE | FALSE | FALSE | 2023 | [13 empty] | FALSE |  |  | XP |  |  | DESKTOP-7SAL8M7\acont | 2019-11-06 08:31 | THOR\acont | 2024-09-08 17:27 | Cloned from Eaton XB1602460RNNW | [Eaton Wheelock] [NAC] [24 VDC] XB16, XB1602460ANNR, XB1602460ANNW, XB1602460RNNR, XB1602460RNNW
6823a9f4-5c81-458e-9a2d-dc3ed6b2305e |  |  |  | North | Edwards |  | Hardware |  |  |  | Hardware | TRUE | CBA48-VT-G |  | Vertical Semi-Flush Trim 48" - Gray, for a CBA48 wall box | 1 | [6 empty] | FALSE | [5 empty] | #FFFFFFFF |  |  | FALSE | FALSE | FALSE | [14 empty] | FALSE | [7 empty] | THOR\acont | 2024-10-09 10:48
ad954dd5-7a56-401e-a588-dc3f407c9af2 | NFPA 170 SPEAKER WALL |  |  | North | Eaton Wheelock |  | Speaker |  |  |  | Module | TRUE | ET-1010-R | + | Speaker, 1/8 to 8 watts, red | 1 | [6 empty] | FALSE | FALSE |  |  |  |  | #FF0070C0 | FA-NFPA 170 SPEAKER WALL | 1 | FALSE | FALSE | FALSE | 2021 | [13 empty] | FALSE | [7 empty] | THOR\acont | 2024-09-08 17:27 |  | [Eaton Wheelock] [AUDIO 25v] [25V AUDIO] ET-1010-R, ET-1010-R w/ WFP-R, ET-1010-R w/ WFP-R (C), ET-1010-R w/WBB-R, ET-1010-W, ET-1010-W w/ WBB-R, ET-1010-W w/ WFP-W, ET-1010-W w/ WFP-W (C), ET-1010-W w/WBB-W [Eaton Wheelock] [AUDIO 70.7v] [70V AUDIO] ET-1010-R, ET-1010-R w/ WFP-R, ET-1010-R w/ WFP-R (C), ET-1010-R w/WBB-R, ET-1010-W, ET-1010-W w/ WBB-R, ET-1010-W w/ WFP-W, ET-1010-W w/ WFP-W (C), ET-1010-W w/WBB-W
88be54c4-04ae-46d0-880a-dc4817bdaf59 | NFPA 170 SPEAKER STROBE |  |  | North | Siemens |  | Speaker/Strobe |  |  |  | Module | TRUE | SL2SPSWR-ALA | S54329-F168-A1++ | Speaker-Strobe, Wall, Amber, Red, Alert | 1 | [12 empty] | #FF0070C0 | FA-NFPA 170 SPEAKER STROBE | 1 | FALSE | FALSE | FALSE | 2023 | [19 empty] | DESKTOP-7EIEB7A\acont | 2023-08-03 07:56 | THOR\acont | 2024-09-08 17:27 | Cloned from Siemens SL2SWR-ALA | [Siemens] [AUDIO 25v] [25V AUDIO] SL2SPSCR-A (C), SL2SPSCR-AL (C), SL2SPSCR-ALA (C), SL2SPSCR-F (C), SL2SPSCR-FB (C), SL2SPSCR-N (C), SL2SPSCR-NA (C), SL2SPSCW-A (C), SL2SPSCW-AL (C), SL2SPSCW-ALA (C), SL2SPSCW-F (C), SL2SPSCW-FB (C), SL2SPSCW-N (C), SL2 [Siemens] [NAC] [16.0 – 33.0 VDC] SL2SPSWR-AL, SL2SPSWR-ALA, SL2SPSWR-F, SL2SPSWR-FB, SL2SPSWR-M, SL2SPSWR-N, SL2SPSWR-NA, SL2SPSWW-AL, SL2SPSWW-ALA, SL2SPSWW-F, SL2SPSWW-FB, SL2SPSWW-M, SL2SPSWW-N, SL2SPSWW-NA, SL2SWR-A, SL2SWR-AL, SL2SWR-ALA, SL2SWR-AL [Siemens] [AUDIO 70.7v] [70V AUDIO] SL2SPSCR-A (C), SL2SPSCR-AL (C), SL2SPSCR-ALA (C), SL2SPSCR-F (C), SL2SPSCR-FB (C), SL2SPSCR-N (C), SL2SPSCR-NA (C), SL2SPSCW-A (C), SL2SPSCW-AL (C), SL2SPSCW-ALA (C), SL2SPSCW-F (C), SL2SPSCW-FB (C), SL2SPSCW-N (C), S
2e6a05b0-7ca3-4fa0-b0a2-dc4ecfc0e16f | NFPA 170 SPEAKER STROBE |  |  | North | Hochiki |  | Speaker/Strobe |  |  |  | Module | TRUE | HSSPK24WLPPR |  | Speaker/Strobe, 24 VDC, Wall Mount, Red | 1 | 0 | 0.137 |  |  |  |  | FALSE | FALSE |  | *Refer to Install Sheet |  |  | #FF0070C0 | FA-NFPA 170 SPEAKER STROBE | 1 | FALSE | FALSE | FALSE | 2019 | [13 empty] | FALSE | [5 empty] | DESKTOP-7SAL8M7\acont | 2019-12-02 10:06 | THOR\acont | 2024-09-08 17:27 | Cloned from Hochiki HSSPK24WLPR | [Gentex, Hochiki, Potter] [AUDIO 25v] [25V AUDIO] CSPKSTR-24AR (C), CSPKSTR-24AW (C), CSPKSTR-24BR (C), CSPKSTR-24BW (C), CSPKSTR-24GR (C), CSPKSTR-24GW (C), CSPKSTR-24RR (C), CSPKSTR-24RW (C), FASPKR-R (C), FASPKR-W (C), FASPKR-WR, FASPKR-WW, FASPK-WPR, [Hochiki] [NAC] [24 VDC] HSSPK24WLPPR, HSSPK24WLPPW, HSSPK24WLPR, HSSPK24WLPW [Gentex, Hochiki] [NAC] [UL MAX] HSSPK24WLPPR, HSSPK24WLPPW, HSSPK24WLPR, HSSPK24WLPW, SSPK24AWR, SSPK24AWW, SSPK24CR (C), SSPK24CW (C), SSPK24WLPR, SSPK24WLPW [Gentex, Hochiki, Potter] [AUDIO 70.7v] [70V AUDIO] CSPKSTR-24AR (C), CSPKSTR-24AW (C), CSPKSTR-24BR (C), CSPKSTR-24BW (C), CSPKSTR-24GR (C), CSPKSTR-24GW (C), CSPKSTR-24RR (C), CSPKSTR-24RW (C), FASPKR-R (C), FASPKR-W (C), FASPKR-WR, FASPKR-WW, FASPK-WP
20a6a454-d552-41db-a209-dc5f7eefbaf3 | NFPA 170 SPEAKER WALL |  |  | North | Edwards |  | Speaker |  |  |  | Module | TRUE | MN-GVM24 |  | Exterior omni directional HPSA /w ctrl & battery cabinet, 2.400W | 1 | [6 empty] | FALSE | [5 empty] | #FF0070C0 | FA-NFPA 170 SPEAKER WALL | 1 | FALSE | FALSE | FALSE | 2021 | [13 empty] | FALSE | [7 empty] | THOR\acont | 2024-09-08 17:27
a6a2c830-b2b4-4b6f-b15c-dc5faac8e59a | NFPA 170 SMOKE DETECTOR |  |  | North | Bosch |  | Smoke Detector |  |  |  | Module | TRUE | D7050TH w/D7050-B6 BASE | + | Addressable Photoelectric Smoke and Heat Detector Head w/Standard Base, Multiplex | 1 | 0.00055 | 0.00056 |  |  |  |  | FALSE | TRUE |  |  |  |  | #FFFF0000 | FA-NFPA 170 SMOKE DETECTOR | 1 | FALSE | FALSE | FALSE | 1408 |  |  | 7272-0028:0206 | [10 empty] | FALSE |  |  | 135 FT |  |  | DESKTOP-7EIEB7A\acont | 2021-10-06 11:51 | THOR\acont | 2024-09-08 17:27 | Cloned from Bosch D7050 w/D7050-B6 BASE | [Bosch] [SLC MUX BOSCH] [*] [#1 ++] D341/D7044M, D5601/D7044M, D7044, D7044M, D7050, D7050 w/D7050-B6 BASE (C), D7050TH w/D7050-B6 BASE (C), D7052, D7053, DS7432, DS7457i, DS7457iF, DS7460I, DS7461I, DS7465I, FMM-7045, FMM-7045-D
c4ce3401-b638-4b30-8fb6-dc63ec6f6fec | NFPA 170 MULTI DETECTOR |  |  | North | Siemens |  | Multi Criteria Detector |  |  |  | Module | TRUE | OOH740/DB721 | ++ | Dual Optical Heat Multi-sensor Detector with Short Circuit Isolator (supplied with Standard Base) | 1 | 0.00025 | 0.00025 | [10 empty] | #FFFF0000 | FA-NFPA 170 MULTI DETECTOR | 1 | FALSE | FALSE | FALSE | [20 empty] | DESKTOP-7EIEB7A\acont | 2021-11-19 10:16 | THOR\acont | 2024-09-08 17:27 |  | [Siemens] [C-NET] [*] [#1 DETECTOR] FDBZ290/OOH740/DB721/FDBZ290-AA, FDL241-9/FDLB291/DLR1191, HI720/DB721, HI720/DBS720, HI720/FDSB226-WW/FDB228, HI720/FDSB227-WW/FDB228, HI722//FDSB227-WW/FDB228, HI722/DB721, HI722/DBS720, HI722/FDSB226-WW/FDB228, OH72
b2e9a5e9-f851-4282-8bdd-dc71a1a3ebdb | NFPA 170 FIRE ALARM CONTROL UNIT | RISER FACP |  | North | Edwards |  | Fire Alarm Control Unit |  |  |  | Assembly | TRUE | iO1000G-PG |  | FACP, 1-4 Loop, 1000pt max, 4 Cl B NACs, gray, 120v, Portuguese | 1 | [6 empty] | FALSE | [5 empty] | #FFFF0000 | FA-NFPA 170 FIRE ALARM CONTROL UNIT | 1 | FALSE | FALSE | FALSE | 202 | [8 empty] | 7,12,18 |  |  |  |  | TRUE | [7 empty] | THOR\acont | 2024-09-08 17:27
220c9947-091f-43e9-a118-dc7285cd9df6 | NFPA 170 HORN STROBE CEILING |  |  | North | System Sensor |  | Horn/Strobe |  |  |  | Module | TRUE | PC4WL | + | 4-Wire, Horn Strobe, White | 1 | 0 | 0.071 |  |  |  |  | FALSE | TRUE |  |  |  |  | #FF0070C0 | FA-NFPA 170 HORN STROBE CEILING | 1 | FALSE | FALSE | FALSE | 2013 | [13 empty] | FALSE |  |  | C |  |  | DESKTOP-7EIEB7A\acont | 2021-04-23 13:21 | THOR\acont | 2024-09-08 17:27 | Cloned from System Sensor PC2WL | [System Sensor] [STROBE] [VFWR] PC4RL (C), PC4WL (C) [System Sensor] [HORN] [#2 VDC, TEMPORAL HIGH] PC4RL (C), PC4WL (C) [System Sensor] [STROBE] [VDC] PC4RL (C), PC4WL (C)
49bd37b3-ebcd-402e-addb-dc742d089584 | FA-Fire_Text Message Appliance |  |  | North | Autocall |  | Annunciator |  |  |  | Module | TRUE | 4907-9007 TrueAlert Messaging Appliance w/4907-9002 Swivel w/A907-9006 Mounting Box |  | LED Text Messaging Appliance with Addressable Message Selection | 1 | 0.256 | 0.722 |  |  |  |  | TRUE | [5 empty] | #FFFF0000 | FA-FA-Fire_Text Message Appliance | 1 | FALSE | FALSE | FALSE | [20 empty] | DESKTOP-0D6CQVA\lousc | 2019-06-16 11:24 | THOR\acont | 2024-09-08 17:27 |  | [Autocall] [AUX POWER] 4907-9007 TrueAlert Messaging Appliance w/4907-9002 Swivel w/A907-9006 Mounting Box
fc2e1651-eb58-4829-98c1-dc77374a49a6 |  |  |  | North | Gamewell FCI |  | Hardware |  |  |  | Hardware | TRUE | E3BB-RAA1 | ++ | Remote Enclosure, Red, w/Inner Door, 1 Slot, (NGA) | 1 | [6 empty] | TRUE |  |  |  | 8 3/4” W x 10” H x 4 1/2” D (22 W x 25 H x 11.4 D cm) |  | #FFFFFFFF |  |  | FALSE | FALSE | FALSE | [20 empty] | DESKTOP-7EIEB7A\acont | 2022-08-29 12:10 | THOR\acont | 2024-10-09 10:48 | Cloned from Gamewell FCI E3BB-RAA
e0b62cf7-5285-4103-b093-dc7cc8e56edb |  |  |  | North | Edwards |  | Cards & Components |  |  |  | Card | TRUE | 3-SAC |  | Security/Access Control Module, Class A | 1 | 0.04 | 0.04 |  |  |  |  | TRUE | [5 empty] | #FFFFFFFF |  |  | FALSE | FALSE | FALSE | [14 empty] | FALSE | [7 empty] | THOR\acont | 2024-10-09 10:48
31a90ce4-066c-430e-8596-dc7d37debee7 | NFPA 170 HORN STROBE |  |  | North | Edwards |  | Horn/Strobe |  |  |  | Module | TRUE | 757-3A-T |  | 30cdW, 15cdC Strobe, Horn 97 dbA Avg., Red | 1 | [6 empty] | FALSE | [5 empty] | #FF0070C0 | FA-NFPA 170 HORN STROBE | 1 | FALSE | FALSE | FALSE | 2012 | [13 empty] | FALSE | [7 empty] | THOR\acont | 2024-09-08 17:27 |  | [Edwards] [NAC] [16 VFWR, HIGH] 757-3A-T, 757-3A-TW [Edwards] [NAC] [16 VDC, HIGH] 757-3A-T, 757-3A-TW [Edwards] [HORN] [16 VDC, HIGH] 757-3A-T, 757-3A-TW [Edwards] [STROBE] [16 VDC] 757-3A-T, 757-3A-TW
e1d27f33-1470-4d47-9510-dc7f6a2fd092 |  |  |  | North | Potter | [5 empty] | Module | TRUE | HUSK-20 |  | Latching Hold-Up Switch | 1 | [6 empty] | FALSE | [5 empty] | #FFFFFFFF |  |  | FALSE | FALSE | FALSE | [14 empty] | FALSE | [7 empty] | THOR\acont | 2024-10-09 10:48
7f5d03bd-c2ad-4c85-ae6a-dc840f59f6ca | NFPA 170 SMOKE DETECTOR |  |  | North | Autocall |  | Smoke Detector |  |  |  | Module | TRUE | A4098-9778 w/A4098-9793 | + | TrueAlarm Photoelectric Smoke Detector w/TrueAlarm Isolator Sensor Base - Black | 1 | 0.0008 | 0.001 |  |  |  |  | TRUE | TRUE |  |  |  |  | #FFFF0000 | FA-NFPA 170 SMOKE DETECTOR | 1 | FALSE | FALSE | FALSE | 1408 | [16 empty] | P |  |  | DESKTOP-7SAL8M7\acont | 2020-05-26 09:27 | THOR\acont | 2024-09-08 17:27 | Cloned from AutoCall A4098-9778 w/A4098-9776 | [Autocall, Simplex] [IDNet] [SENSORS ++] 4098-9714 (C), 4098-9714 w/4098-9770 (C), 4098-9714 w/4098-9771 (C), 4098-9714 w/4098-9772 (C), 4098-9714 w/4098-9773 (C), 4098-9714 w/4098-9780 (C), 4098-9714 w/4098-9789 (C), 4098-9714 w/4098-9791 (C), 4098-9714
df4fb574-7eaa-4933-8987-dc863df7c303 | NFPA 170 HORN STROBE CEILING |  |  | North | Potter |  | Horn/Strobe |  |  |  | Module | TRUE | CHS-24W |  | Horn Strobe, Ceiling, White | 1 | 0 | 0.223 |  |  |  |  | FALSE | TRUE |  |  |  |  | #FF0070C0 | FA-NFPA 170 HORN STROBE CEILING | 1 | FALSE | FALSE | FALSE | 2013 |  |  | 7135-0328:0210 | [10 empty] | FALSE |  |  | C |  |  |  |  | THOR\acont | 2024-09-08 17:27 |  | [Potter] [NAC] [24 VDC, HIGH DB] CHS-24PR (C), CHS-24PW (C), CHS-24R (C), CHS-24W (C) [Potter] [NAC] [UL MAX, HIGH DB] CHS-24PR (C), CHS-24PW (C), CHS-24R (C), CHS-24W (C)
43c8a6ae-3696-4a7c-b63b-dc8716aefd70 | NFPA 170 FIRE ALARM CONTROL UNIT | RISER FACP |  | North | VES |  | Fire Alarm Control Unit |  |  |  | Assembly | TRUE | VF1858-10/11 | + | Elite Conventional Fire Control Panel, 8 Zones, Red, 120V WITH DIALER | 1 | [6 empty] | FALSE | [5 empty] | #FFFF0000 | FA-NFPA 170 FIRE ALARM CONTROL UNIT | 1 | FALSE | FALSE | FALSE | 202 | [8 empty] | 7 |  | 7 |  |  | TRUE | [5 empty] | AUGUSTALIEN\aucon | 2024-06-05 17:34 | THOR\acont | 2024-10-09 10:48 | Cloned from VES VF1848-10/11 | [AutoPulse, Hochiki, VES] [RS-485] [Network] 542R (433607), FN2127US0ERS120, FN-2127US0ERS-220, FN2127US1ERS120, FN-2127US1ERS-220, FN4127US0ERS120, FN-4127US0ERS-220, FN4127US1ERS120, FN-4127US1ERS-220, FN-LCD-N, FN-LCD-S, FNP-1127, FNP-1127ES0EGS-120,
e4f75307-2548-4924-aa29-dc878ad92657 | NFPA 170 VOICE EVACUATION CONTROL UNIT |  |  | North | Evax |  | Voice Evac Control Unit |  |  |  | Assembly | TRUE | HMX-MP80/P | + | Master Panel, 80 Switch Control, Master Fire Phone | 1 | [6 empty] | FALSE | [5 empty] | #FFFF0000 | FA-NFPA 170 VOICE EVACUATION CONTROL UNIT | 1 | FALSE | FALSE | FALSE | 211 | [8 empty] | 7,12,18 |  |  |  |  | TRUE | [5 empty] | DESKTOP-7SAL8M7\acont | 2020-07-16 11:07 | THOR\acont | 2024-09-08 17:27 | Cloned from Hochiki FNVMP80/P
a4536533-1ba6-4b87-a71f-dc90ca1da8f7 | NFPA 170 FIRE ALARM CONTROL UNIT | RISER FACP |  | North | Advanced |  | Fire Alarm Control Unit |  |  |  | Assembly | TRUE | Mx-5202L | ++ | Multi Loop Panel in Large Enclosure | 1 | [6 empty] | TRUE |  |  |  | 470 x 450 x 115 |  | #FFFF0000 | FA-NFPA 170 FIRE ALARM CONTROL UNIT | 1 | FALSE | FALSE | FALSE | 202 | [8 empty] | 4,7,12,18 |  | 18 |  |  | TRUE | [5 empty] | DESKTOP-7EIEB7A\acont | 2023-02-13 06:57 | THOR\acont | 2024-09-08 17:27 | Cloned from Advanced Mx-5201L
506f80a1-408b-498b-8c56-dc97aa7555f5 | NFPA 170 ABORT SWITCH |  |  | North | Simplex |  | Switch |  |  |  | Module | TRUE | 2080-9069 | ++ | Flush mount maintenance switch without Disconnect Indicator Lamp | 1 | [6 empty] | TRUE | [5 empty] | #FFFF0000 | FA-NFPA 170 ABORT SWITCH | 1 | FALSE | FALSE | FALSE | [20 empty] | THOR\acont | 2024-02-20 16:33 | THOR\acont | 2024-09-08 17:27 | Cloned from Simplex 2080-9067 | [Autocall, Simplex] [IDC] 03 [ACTIVATION] 2080-9056, 2080-9057, 2080-9067, 2080-9068, 2080-9069, 2080-9070, A2080-9056, A2080-9057, A2080-9067, A2080-9068, A2080-9069, A2080-9070 [Autocall, Simplex] [IDNet] [MODULES ++] 2080-9056, 2080-9057, 2080-9067, 2080-9068, 2080-9069, 2080-9070, 4009-9201 Main Board, 4009-9401 Main Board, 4010-9901, 4090-5261, 4090-9001, 4090-9002, 4090-9005, 4090-9006, 4090-9008, 4090-9116, 4098-9019 (Cont
3316db28-7986-4140-a0b9-dc998801111c | NFPA 170 HORN STROBE |  |  | North | Generic |  | Horn/Strobe |  |  |  | Module | TRUE | Existing NAC Load (.08A) |  |  | 1 |  | 0.08 |  |  |  |  | TRUE | [5 empty] | #FF0070C0 | FA-NFPA 170 HORN STROBE | 1 | FALSE | FALSE | FALSE | 2012 | [16 empty] | EXP |  |  | DESKTOP-7SAL8M7\acont | 2020-11-20 07:26 | THOR\acont | 2024-09-08 17:27 | Cloned from Existing NAC Load (.04A) | [Generic] [NAC] [*] Existing NAC Load (.01A), Existing NAC Load (.02A), Existing NAC Load (.03A), Existing NAC Load (.04A), Existing NAC Load (.05A), Existing NAC Load (.06A), Existing NAC Load (.07A), Existing NAC Load (.08A), Existing NAC Load (.09A),
5e7b8988-4087-4334-9afb-dc9da6869685 | NFPA 170 STROBE CEILING |  |  | North | Gentex |  | Strobe |  |  |  | Module | TRUE | GXS-120CW |  | Strobe, 120 Vac, 177 candela, ceiling, white | 1 | 0 | 0.209 |  |  |  |  | FALSE | TRUE |  |  |  |  | #FF0070C0 | FA-NFPA 170 STROBE CEILING | 1 | FALSE | FALSE | FALSE | 2022 | [13 empty] | FALSE |  |  | C |  |  |  |  | THOR\acont | 2024-09-08 17:27 |  | [First Alert, Gentex] [VAC ] [UL MAX] GXS-120177CR (C), GXS-120177CW (C), GXS-120177WR, GXS-120177WW, GXS-120CW (C), SLED177 (C)
8739afa2-1b4d-43c8-a2f7-dc9e929f67f6 |  |  |  | North | Bosch | [5 empty] | Module | TRUE | NDA-U-PA0 | * | Surveillance cabinet 24VAC 0000100705 | 1 | [12 empty] | #FFFFFFFF |  |  | FALSE | FALSE | FALSE | [20 empty] | DESKTOP-7EIEB7A\acont | 2021-08-13 06:25 | THOR\acont | 2024-10-09 10:48
bea334c4-1f67-45ab-ae44-dc9f8a590ab6 |  |  |  | North | MIRCOM |  | Hardware |  |  |  | Hardware | TRUE | QBB-LOC | + | QX-mini-LOC Backbox. | 1 | [6 empty] | FALSE | [5 empty] | #FFFFFFFF |  |  | FALSE | FALSE | FALSE | [14 empty] | FALSE | [7 empty] | THOR\acont | 2024-10-09 10:48
86030369-cce9-4c92-8dc4-dca17c6d182c |  |  |  | North | Bosch |  | Cards & Components |  |  |  | Card | TRUE | D7039 | ++ | Multiplex expansion module | 1 | 0.15 | 0.15 |  |  | 24 |  | TRUE | [5 empty] | #FFFFFFFF |  |  | FALSE | FALSE | FALSE | [14 empty] | FALSE | [7 empty] | THOR\acont | 2024-10-09 10:48 |  |  | [Bosch] D7039
34a87fc9-543e-4d30-a6d1-dca5236ab3ed | CADGEN DOOR CONTACT |  |  | North | GRI |  | Door Contact |  |  |  | Module | TRUE | 4400-A | ++ | Aluminum Industrial Wide Gap Switch Set | 1 |  |  |  |  | 1.5 | [7 empty] | #FFFF0000 | FA-CADGEN DOOR CONTACT | 1 | FALSE | FALSE | FALSE | [17 empty] | REX |  |  | DESKTOP-7EIEB7A\acont | 2023-01-30 10:57 | THOR\acont | 2024-09-08 17:27 | Cloned from GRI 4400 | [GRI] [ACCESS CONTROL INPUT] [*] [INPUT] 4400, 4400-A, 4402, 4402-A, 4405-A [GRI] [IDC] 01 [INPUT] 4400, 4400-A, 4402, 4402-A, 4405-A
d7e676d0-2767-4337-93c5-dca58c3b92fc | NFPA 170 CELL COMM | NFPA 170 CELL COMM PS |  | North | NAPCO |  | Cellular Communicator |  |  |  | Assembly | TRUE | SLE-LTEV-CFB-PS | ++ | Commercial Fire Sole Path Mercantile model in red metal housing, LTE, Verizon LTE Network. Direct 120VAC Powered | 1 | 0.071 | 0.2 |  |  |  |  | TRUE | [5 empty] | #FFFF0000 | FA-NFPA 170 CELL COMM | 1 | FALSE | FALSE | FALSE | 250 | [8 empty] | 7 | 1 | 7 |  |  | TRUE | [5 empty] | DESKTOP-7EIEB7A\acont | 2023-02-12 14:49 | THOR\acont | 2024-09-08 17:27 | Cloned from NAPCO SLE-LTEV-CFB-PS Main Card
90945f5a-d133-4396-8811-dca67c8ac818 |  |  |  | North | Potter | [5 empty] | Module | TRUE | NGP-2200D-M5 |  | Nitrogen Generator with 2,200 Gallon Largest Riser Fill and 16,000 gallons of Total Sprinkler System Capacity | 1 | [6 empty] | FALSE | [5 empty] | #FFFFFFFF |  |  | FALSE | FALSE | FALSE | [14 empty] | FALSE | [7 empty] | THOR\acont | 2024-10-09 10:48
81957468-c253-493c-9000-dcb0bea859e2 |  |  |  | North | Siemens |  | Cards & Components |  |  |  | Card | TRUE | FT2050 Main Board |  | CARD, FT2050 Main Board | 1 | [6 empty] | TRUE | [5 empty] | #FFFFFFFF |  |  | FALSE | FALSE | FALSE | [20 empty] | AULAPTOP-PC\Aulaptop | 2019-04-20 13:33 | THOR\acont | 2024-10-09 10:48
7e9226f2-bc13-4935-bfc2-dcbc73493625 | NFPA 170 HORN STROBE CEILING |  |  | North | Kidde |  | Horn/Strobe |  |  |  | Module | TRUE | EGCF-HDVM |  | Temporal Horn-Strobe, running man, white, FIRE, 15, 30, 75, 95 cd | 1 | 0 | 0.18 |  |  |  |  | FALSE | TRUE |  |  |  |  | #FF0070C0 | FA-NFPA 170 HORN STROBE CEILING | 1 | FALSE | FALSE | FALSE | 2013 | [13 empty] | FALSE |  |  | C |  |  | DESKTOP-7SAL8M7\acont | 2020-01-02 08:10 | THOR\acont | 2024-09-08 17:27 | Cloned from Edwards GCF-HDVM | [Edwards, Kidde] [NAC] [24 VDC, LOW DB] EGCF-HDVM (C), GCF-HDVM (C), GCFR-HDVM (C), GC-HDVM (C), GCWA-HDVMA (C), GCWA-HDVMB (C), GCWA-HDVMC (C), GCWA-HDVMG (C), GCWA-HDVMR (C), GCWN-HDVMA (C), GCWN-HDVMB (C), GCWN-HDVMC (C), GCWN-HDVMG (C), GCWN-HDVMR (C [Edwards, Kidde] [NAC] [16 VDC, HIGH DB] EGCF-HDVM (C), GCF-HDVM (C), GCFR-HDVM (C), GC-HDVM (C), GCWA-HDVMA (C), GCWA-HDVMB (C), GCWA-HDVMC (C), GCWA-HDVMG (C), GCWA-HDVMR (C), GCWN-HDVMA (C), GCWN-HDVMB (C), GCWN-HDVMC (C), GCWN-HDVMG (C), GCWN-HDVMR ( [Edwards, Kidde] [NAC] [24 VDC, HIGH DB] EGCF-HDVM (C), GCF-HDVM (C), GCFR-HDVM (C), GC-HDVM (C), GCWA-HDVMA (C), GCWA-HDVMB (C), GCWA-HDVMC (C), GCWA-HDVMG (C), GCWA-HDVMR (C), GCWN-HDVMA (C), GCWN-HDVMB (C), GCWN-HDVMC (C), GCWN-HDVMG (C), GCWN-HDVMR ( [Edwards, Kidde] [NAC] [16 VDC, LOW DB] EGCF-HDVM (C), GCF-HDVM (C), GCFR-HDVM (C), GC-HDVM (C), GCWA-HDVMA (C), GCWA-HDVMB (C), GCWA-HDVMC (C), GCWA-HDVMG (C), GCWA-HDVMR (C), GCWN-HDVMA (C), GCWN-HDVMB (C), GCWN-HDVMC (C), GCWN-HDVMG (C), GCWN-HDVMR (C
e84be5ae-c5a4-49f9-b948-dcc1a01268d6 |  |  |  | North | Potter | [5 empty] | Module | TRUE | IPS Series |  | Industrial Pressure Switch | 1 | [6 empty] | FALSE | [5 empty] | #FFFFFFFF |  |  | FALSE | FALSE | FALSE | [14 empty] | FALSE | [7 empty] | THOR\acont | 2024-10-09 10:48
f50b09a4-19e8-48fd-9864-dcc60da4eb91 | NFPA 170 ADDRESSABLE INPUT MONITOR MODULE |  |  | North | DMP |  | Addressable Module |  |  |  | Module | TRUE | 714-8L-G |  | 8 Zone Input Module, gray Model 350 enclosure | 1 | 0.0328 | 0.036 |  |  |  |  | FALSE | [5 empty] | #FFFF0000 | FA-NFPA 170 ADDRESSABLE INPUT MONITOR MODULE | 1 | FALSE | FALSE | FALSE | 1000 | [13 empty] | FALSE |  |  | 8 |  |  | DESKTOP-7SAL8M7\acont | 2020-08-19 11:26 | THOR\acont | 2024-09-08 17:27 | Cloned from DMP 714-8-R | [BluePoint, DMP] [DMP LX BUS] [*] [LX BUS] 712-8, 714, 714-16, 714-16L-G, 714-16L-R, 714-16PCB, 714-16-R, 714-8, 714-8L-G, 714-8L-R, 714-8PCB, 714-8-R, 715-16, 715-16PCB, 715-8, 715-8 COPY, 715-8PCB, BP-DHE-714-8 | [BluePoint, DMP] 712-8, 714-8, 714-8L-G, 714-8L-R, 714-8PCB, 714-8-R, 715-8, 715-8 COPY, 715-8PCB, BP-DHE-714-8
ac874884-b38d-4ca3-9378-dccb2817867c | NFPA 170 HORN STROBE |  |  | North | Eaton Wheelock |  | Horn/Strobe |  |  |  | Module | TRUE | ZNS-24MCW-FW |  | Horn/Strobe, Wall mount 24 VDC, white with easy snap base | 1 | 0 | 0.244 |  |  |  |  | FALSE | FALSE |  |  |  |  | #FF0070C0 | FA-NFPA 170 HORN STROBE | 1 | FALSE | FALSE | FALSE | 2012 | [13 empty] | FALSE | [7 empty] | THOR\acont | 2024-09-08 17:27 |  | [Eaton Wheelock] [NAC] ZNS-24MCW-FR, ZNS-24MCW-FW
53135b20-5a2a-4bec-ba80-dccbf7929685 |  |  |  | North | Notifier |  | Cards & Components |  |  |  | Card | TRUE | XPIQ-PS(E) | + | Power Supply | 1 | 0.022 | 0.022 |  |  |  |  | TRUE |  | SURFACE |  |  |  | #FFFFFFFF |  |  | FALSE | FALSE | FALSE | [9 empty] | 12,26 |  |  |  | 50 | FALSE | [5 empty] | THOR\acont | 2024-11-07 07:33 | THOR\acont | 2024-11-07 07:35 | Cloned from Notifier XPIQ-MB
fab7d992-31c5-431d-b71a-dcd050139236 |  |  |  | North | Siemens | [5 empty] | Module | TRUE | REMBOX4-MP | 500-634212 | OPTIONAL MOUNTING PLATE FOR REMBOX4 - REQ. TO MOUNT UP TO (8) SIM-16 OR OCM-16 MOUNTS IN REMBOX4 | 1 | [12 empty] | #FFFFFFFF |  |  | FALSE | FALSE | FALSE | [20 empty] | DESKTOP-7SAL8M7\acont | 2019-08-13 09:04 | THOR\acont | 2024-10-09 10:48
50121843-8db9-4539-a1ec-dce6b42d42c9 | NFPA 170 REMOTE ANNUNCIATOR | RISER ANNUNCIATOR |  | North | Edwards |  | Remote Annunciator |  |  |  | Module | TRUE | 4-2ANN | + | Annunciator Assembly - Configuration 2207081 | 1 | 0.197 | 0.25 |  |  |  |  | FALSE | [5 empty] | #FFFF0000 | FA-NFPA 170 REMOTE ANNUNCIATOR | 1 | FALSE | FALSE | FALSE | 255 | [8 empty] | 7,12,18 |  |  |  |  | TRUE | [5 empty] | DESKTOP-7EIEB7A\acont | 2022-07-08 11:21 | THOR\acont | 2024-09-08 17:27 | Cloned from Edwards 4-2ANN | [Edwards] [RS-485] 3-ANNCPU3, 4-16ANN, 4-2ANN, 4-ANNCPU [Edwards] [AUX POWER] [*] 4-16ANN, 4-2ANN, 4-2ANN AUX POWER, 4-4ANN (BASE) AUX POWER, 4-4ANN (PAGING) AUX POWER, 4-6ANN (PAGING) AUX POWER, 4-6ANN LOC, 4ANN AUX POWER [Edwards] [AUX POWER] 4-2ANN, 4-6ANN LOC
1cbcc68e-93a3-4cd1-8d28-dce8eef92c1b | NFPA 170 ADDRESSABLE OUTPUT MODULE |  |  | North | Gamewell FCI |  | Addressable Control/Relay |  |  |  | Module | TRUE | MMO-6SF |  | Six-Output Signal Module | 6 | 0.00225 | 0.04 |  |  |  |  | TRUE | FALSE |  |  |  |  | #FFFF0000 | FA-NFPA 170 ADDRESSABLE OUTPUT MODULE | 1 | FALSE | FALSE | FALSE | [14 empty] | FALSE |  |  | 6 |  |  | HOMEAUGUSTXPS-1\aucon | 2021-03-04 06:34 | THOR\acont | 2024-09-08 17:27 | Cloned from Gamewell MMI-6SF | [Gamewell FCI] [SLC MODULES/SENSORS] [#05 ++] MMI-10F, MMI-6SF, MMO-6RF, MMO-6SF [Gamewell FCI] [SLC MODULES/SENSORS] [#06 ++] MMI-10F, MMI-6SF, MMO-6RF, MMO-6SF [Gamewell FCI] [SLC MODULES] [#04 ++] MMI-10F, MMI-6SF, MMO-6RF, MMO-6SF [Gamewell FCI] [SLC MODULES/SENSORS] [#02 ++] AMM-2IF, AMM-2RIF, AOM-2RF, MMI-10F, MMI-6SF, MMO-6RF, MMO-6SF, VW-GATE [Gamewell FCI] [SLC MODULES] [#05 ++] MMI-10F, MMI-6SF, MMO-6RF, MMO-6SF [Gamewell FCI] [SLC MODULES] [#03 ++] MMI-10F, MMI-6SF, MMO-6RF, MMO-6SF, VW-GATE [Gamewell FCI] [SLC MODULES/SENSORS] [#04 ++] MMI-10F, MMI-6SF, MMO-6RF, MMO-6SF [Gamewell FCI] [SLC MODULES] [*] [#3 TYPE ADDR ¦ MODULES] AMM-2F, AMM-2IF, AMM-2RF, AMM-2RIF, AMM-4F, AMM-4SF, AOM-2RF, AOM-2SF, AOM-TELF, MMI-10F, MMI-6SF, MMO-6RF, MMO-6SF, MS-7AF, MS-7ASF, MS-7S w/AMM-2F, MS-WS w/AMM-2F, TC81021000, VW-GATE, WAM-MM, W [Gamewell FCI] [SLC MODULES SENSORS] [*] [#1 SHARED ADDR ¦ MODULES] AMM-2F, AMM-2IF, AMM-2RF, AMM-2RIF, AMM-4F, AMM-4SF, AOM-2RF, AOM-2SF, AOM-TELF, MMI-10F, MMI-6SF, MMO-6RF, MMO-6SF, MS-7AF, MS-7ASF, MS-7S w/AMM-2F, MS-WS w/AMM-2F, TC81021000, VW-DIS-D [Gamewell FCI] [SLC MODULES] [#06 ++] MMI-10F, MMI-6SF, MMO-6RF, MMO-6SF [Gamewell FCI] [SLC MODULES] [#02 ++] AMM-2IF, AMM-2RIF, AOM-2RF, MMI-10F, MMI-6SF, MMO-6RF, MMO-6SF, VW-GATE [Gamewell FCI] [AUDIO 25v, AUDIO 70.7v, AUX POWER, NAC] [#1 RISER INPUT] MMO-6SF [Gamewell FCI] [SLC MODULES/SENSORS] [#03 ++] MMI-10F, MMI-6SF, MMO-6RF, MMO-6SF, VW-GATE | [Gamewell FCI, Notifier] MMO-6SF, XP6-C
4d17c662-a244-44ed-b11b-dce95faed964 | NFPA 170 SMOKE HEAT DETECTOR |  |  | North | Notifier |  | Smoke/Heat Detector |  |  |  | Module | TRUE | FPTI-951 w/B300-6 | + | Intelligent addressable multi-criteria photoelectric, thermal and infrared smoke detector, white w/ 6” Flanged mounting base, bright white | 1 | 0.0002 | 0.0045 |  |  |  |  | FALSE | TRUE | FLUSH |  | 4" SQ. DEEP | 3 "O" PLASTER RING | #FFFF0000 | FA-NFPA 170 SMOKE HEAT DETECTOR | 1 | FALSE | FALSE | FALSE | 1402 | [13 empty] | FALSE | [5 empty] | DESKTOP-7EIEB7A\acont | 2021-01-13 08:04 | THOR\acont | 2024-09-08 17:27 | Cloned from Notifier FSCO-951 w/B300-6 | [Honeywell, Notifier, System Sensor] [SLC SENSORS] [*] [#4 TYPE ADDR ¦ SENSORS] 2251B (C), 2251-COPTIR (C), 2251-COPTIR w/B200S-WH (C), 2251TB (C), 2251TMB (C), 5251B (C), 5251B-WP (C), 5251H (C), 5251RB (C), 5251RB-WP (C), 7251 (C), 7251DH (C), DH200LP [Honeywell, Notifier, System Sensor] [SLC MODULES SENSORS] [*] [#2 SHARED ADDR ¦ SENSORS] 2251B (C), 2251-COPTIR (C), 2251-COPTIR w/B200S-WH (C), 2251TB (C), 2251TMB (C), 5251B (C), 5251B-WP (C), 5251H (C), 5251RB (C), 5251RB-WP (C), 7251 (C), 7251DH (C)
75b7a41f-106d-48d8-a33f-dcebc700aed3 | NFPA 170 ADDRESSABLE INPUT MONITOR MODULE |  |  | North | MIRCOM |  | Addressable Module |  |  |  | Module | TRUE | MIX-4040 | + | Dual Input Module | 2 | 0.002 | 0.0033 |  |  |  |  | FALSE | [5 empty] | #FFFF0000 | FA-NFPA 170 ADDRESSABLE INPUT MONITOR MODULE | 1 | FALSE | FALSE | FALSE | 1000 | [13 empty] | FALSE |  |  | 2 |  |  | DESKTOP-7EIEB7A\acont | 2022-03-09 11:12 | THOR\acont | 2024-09-08 17:27 | Cloned from MIRCOM MIX-M500DM | [MIRCOM] [SLC MODULES] [#2 MODULES ++] MIX-4040, MIX-4041, MIX-4045, MIX-M500DM, MIX-M500DMAP, MS-710MPU MIX-4041 [MIRCOM] [SLC MODULES/SENSORS] [#2 MODULES ++] MIX-4040, MIX-4041, MIX-4045, MIX-M500DM, MIX-M500DMAP, MS-710MPU MIX-4041 [MIRCOM] [SLC MODULES] [*] [#3 TYPE ADDR ¦ MODULES] CR-6, CZ-6, IM-10, MIX-100P, MIX-100R, MIX-100S, MIX-101P, MIX-4040, MIX-4040M, MIX-4041, MIX-4045, MIX-4045-M, MIX-4046, MIX-M500DM, MIX-M500DMAP, MIX-M500FP, MIX-M500M, MIX-M500MAP, MIX-M500R, MIX-M50 [MIRCOM] [SLC MODULES SENSORS] [*] [#1 SHARED ADDR ¦ MODULES] CR-6, CZ-6, IM-10, MIX-100P, MIX-100R, MIX-100S, MIX-100X, MIX-101P, MIX-4040, MIX-4040M, MIX-4041, MIX-4045, MIX-4045-M, MIX-4046, MIX-M500DM, MIX-M500DMAP, MIX-M500FP, MIX-M500M, MIX-M500MAP | [MIRCOM] MIX-4040, MIX-4041, MS-710MPU MIX-4041
6301edd8-21f7-4109-b2a4-dcee328c94a4 |  |  |  | North | Gamewell FCI |  | Cards & Components |  |  |  | Card | TRUE | LCD-E3 | + | LCD Keypad Display | 1 | 0.024 | 0.028 |  |  |  |  | TRUE | [5 empty] | #FFFFFFFF |  |  | FALSE | FALSE | FALSE | [14 empty] | FALSE | [7 empty] | THOR\acont | 2024-10-09 10:48 |  | [Gamewell FCI, Notifier] [RS-485] 1100-0455, 1100-0505, ANU-48, ANU-48 Assembly, ASM-16, LCD-7100 MAIN CARD, LCD-E3, LCD-SLP, LCD-SLP MAIN BOARD, LDM-32 Assembly, NGA, RA-1000 [Gamewell FCI] [AUX POWER] [*] 1100-0455, 1100-0503, 1100-0505, 1100-1321, 1100-1322, 1100-1323, 1100-1324, 1100-1325, 1100-1326, ANU-48, ASM-16, INI-VGC, INI-VGE, INI-VGX, LCD-7100 MAIN CARD, LCD-E3, LCD-SLP, LCD-SLP MAIN BOARD, M34-110, M34-56, NGA, RA
341246be-0141-4157-baa3-dcf00b6ea0e5 |  |  |  | North | HID | Security/Access Control |  |  |  |  | Module | TRUE | 1326 |  |  | 1 | [12 empty] | #FFFFFFFF |  |  | FALSE | FALSE | FALSE | [20 empty] | THOR\acont | 2024-03-12 21:20 | THOR\acont | 2024-10-09 10:48
98e753d1-b557-4d78-b706-dcf4f8a30369 |  |  |  | North | Monaco Enterprises |  | Hardware |  |  |  | Hardware | TRUE | 588-037-00 | F | BACKBOX,SURFACE MOUNT:WALL MOUNT,RED,4.81"WX5.7"HX1.83"D | 1 | [6 empty] | FALSE | [5 empty] | #FFFFFFFF |  |  | FALSE | FALSE | FALSE | [14 empty] | FALSE | [5 empty] | DESKTOP-7SAL8M7\acont | 2020-03-02 16:29 | THOR\acont | 2024-10-09 10:48 | Cloned from System Sensor SBBR
45d20669-1633-4708-9b7b-dcf617b263bb | NFPA 170 MANUAL PULL |  |  | North | Fike |  | Manual Station |  |  |  | Module | TRUE | 20-1839 | RMS-1T-KL-LP-S++ | SPST Dual Action RSG Keyed Metal “Fire Suppression Release” Manual Pull Station | 1 | [6 empty] | TRUE | [5 empty] | #FFFF0000 | FA-NFPA 170 MANUAL PULL | 1 | FALSE | FALSE | FALSE | 957 | [13 empty] | FALSE | [5 empty] | DESKTOP-7EIEB7A\acont | 2023-08-29 08:30 | THOR\acont | 2024-09-08 17:27 | Cloned from Fike 20-1833 CLONED CLONED CLONED CLONED CLONED | [Fike] [IDC] 01 [ALARM] 20-1833, 20-1834, 20-1835, 20-1836, 20-1837, 20-1838, 20-1839, 20-1840, 20-1841, 20-1842, 20-1843, 20-1844
684c8277-e424-4205-a2a4-dcf643091c6e | NFPA 170 AMPLIFIER RACK | ENCOMPASS90250A RISER |  | North | Edwards |  | Amplifier |  |  |  | Assembly | TRUE | 90250A-801 |  | 300 Watt Amplifier, 120VAC | 1 | [6 empty] | FALSE | [5 empty] | #FFFF0000 | FA-NFPA 170 AMPLIFIER RACK | 1 | FALSE | FALSE | FALSE | [14 empty] | TRUE | [5 empty] | CARCGL\218019102 | 2021-09-24 08:13 | THOR\acont | 2024-09-08 17:27 | Cloned from Edwards 1B3-250
7e346599-8b82-457e-a795-dcf8bf21c057 | NFPA 170 HORN |  |  | North | Edwards |  | Horn |  |  |  | Module | TRUE | G4LFRF-H | + | Low Frequency(520hz) horn, Red, FIRE | 1 | 0 | 0.109 |  |  |  |  | FALSE | [5 empty] | #FF0070C0 | FA-NFPA 170 HORN | 1 | FALSE | FALSE | FALSE | 2021 | [13 empty] | FALSE |  |  | LF |  |  |  |  | THOR\acont | 2024-09-08 17:27 |  | [Edwards, Kidde] [NAC] [16 VDC, CONTINUOUS LOW DB] G4LFRF-H, G4LFRN-H, G4LFWF-H, G4LFWN-H [Edwards, Kidde] [NAC] [16 VDC, CONTINUOUS LOW DB] G4LFRF-H, G4LFRN-H, G4LFWF-H, G4LFWN-H [Edwards, Kidde] [NAC] [16 VFWR, CONTINUOUS LOW DB] G4LFRF-H, G4LFRN-H, G4LFWF-H, G4LFWN-H [Edwards, Kidde] [NAC] [24 VDC, TEMPORAL LOW DB] G4LFRF-H, G4LFRN-H, G4LFWF-H, G4LFWN-H [Edwards, Kidde] [NAC] [16 VFWR, CONTINUOUS HIGH DB] G4LFRF-H, G4LFRN-H, G4LFWF-H, G4LFWN-H [Edwards, Kidde] [NAC] [24 VFWR, TEMPORAL HIGH DB] G4LFRF-H, G4LFRN-H, G4LFWF-H, G4LFWN-H [Edwards, Kidde] [NAC] [24 VDC, CONTINUOUS HIGH DB] G4LFRF-H, G4LFRN-H, G4LFWF-H, G4LFWN-H [Edwards, Kidde] [NAC] [24 VFWR, TEMPORAL LOW DB] G4LFRF-H, G4LFRN-H, G4LFWF-H, G4LFWN-H [Edwards, Kidde] [NAC] [24 VFWR, CONTINUOUS LOW DB] G4LFRF-H, G4LFRN-H, G4LFWF-H, G4LFWN-H [Edwards, Kidde] [NAC] [16 VFWR, TEMPORAL LOW DB] G4LFRF-H, G4LFRN-H, G4LFWF-H, G4LFWN-H [Edwards, Kidde] [NAC] [24 VDC, TEMPORAL HIGH DB] G4LFRF-H, G4LFRN-H, G4LFWF-H, G4LFWN-H [Edwards, Kidde] [NAC] [16 VDC, TEMPORAL HIGH DB] G4LFRF-H, G4LFRN-H, G4LFWF-H, G4LFWN-H [Edwards, Kidde] [NAC] [16 VFWR, TEMPORAL HIGH DB] G4LFRF-H, G4LFRN-H, G4LFWF-H, G4LFWN-H [Edwards, Kidde] [NAC] [24 VFWR, CONTINUOUS HIGH DB] G4LFRF-H, G4LFRN-H, G4LFWF-H, G4LFWN-H [Edwards, Kidde] [NAC] [16 VDC, TEMPORAL LOW DB] G4LFRF-H, G4LFRN-H, G4LFWF-H, G4LFWN-H [Edwards, Kidde] [NAC] [16 VDC, TEMPORAL HIGH DB] G4LFRF-H, G4LFRN-H, G4LFWF-H, G4LFWN-H [Edwards, Kidde] [NAC] [16 VDC, CONTINUOUS HIGH DB] G4LFRF-H, G4LFRN-H, G4LFWF-H, G4LFWN-H [Edwards, Kidde] [NAC] [24 VDC, CONTINUOUS LOW DB] G4LFRF-H, G4LFRN-H, G4LFWF-H, G4LFWN-H
b976e5f7-ba11-4cc9-b041-dcfa14aefa7a |  |  |  | North | Edwards |  | Cards & Components |  |  |  | Card | TRUE | 2-SANCOM |  | OBSOLETE - Common Switch & LED Control Module, EST2 | 1 | [6 empty] | TRUE | [5 empty] | #FFFFFFFF |  |  | FALSE | FALSE | FALSE | [14 empty] | FALSE | [7 empty] | THOR\acont | 2024-10-09 10:48
5784322c-0e66-4113-baf3-dd0099a1f01c | NFPA 170 REMOTE ANNUNCIATOR | RISER ANNUNCIATOR |  | North | Siemens |  | Remote Annunciator |  |  |  | Module | TRUE | SSD | 500-034170 | REMOTE LCD DISPLAY (NO CONTROL OR MENU CAPABILITY) FIELD MOUNTED | 1 | 0.2 | 0.2 |  |  |  |  | FALSE | [5 empty] | #FFFF0000 | FA-NFPA 170 REMOTE ANNUNCIATOR | 1 | FALSE | FALSE | FALSE | 255 | [8 empty] | 7,12,18 |  |  |  |  | TRUE | [7 empty] | THOR\acont | 2024-09-08 17:27 |  | [Bosch, Siemens] [AUX POWER] B465, CPYEC-2-24, CPY-HLI, CPY-MTS, FSD901 Main Board, FSD901-R3 Main Board, FSD901-U3 Main Board, SSD, SSD-C, SSD-C-INT, SSD-C-REM, SSD-INT, SSD-LOC [Siemens] [RS-485] FSD901, FSD901-R3, FSD901-U3, SSD, SSD-C, SSD-C-INT, SSD-C-REM, SSD-INT, SSD-LOC [Bosch, Siemens] [AUX POWER] [*] B465, CPYEC-2-24, CPY-HLI, CPY-MTS, FSD901, FSD901-R3, FSD901-U3, SSD, SSD-C, SSD-C-INT, SSD-C-REM, SSD-INT, SSD-LOC
edaa5b9e-bf09-4e72-92a6-dd0b5bc75576 |  |  |  | North | Simplex |  | Cards & Components |  |  |  | Card | TRUE | 4100-1108 |  | Power Supply | 1 | 0 | 0 |  |  |  |  | TRUE | [5 empty] | #FFFFFFFF |  |  | FALSE | FALSE | FALSE | [20 empty] | THOR\acont | 2024-12-06 06:11 |  |  | Cloned from Simplex Telephone
10f529df-21ee-46a5-ba7c-dd0b885d3035 |  |  |  | North | Potter | [5 empty] | Module | TRUE | PTS-B |  | Plug Type Supervisory Switch | 1 | [6 empty] | FALSE | [5 empty] | #FFFFFFFF |  |  | FALSE | FALSE | FALSE | [14 empty] | FALSE | [7 empty] | THOR\acont | 2024-10-09 10:48
ec153e00-2e5a-48a6-ba02-dd15410d33a7 | NFPA 170 STROBE CEILING |  |  | North | Kidde |  | Strobe |  |  |  | Module | TRUE | EGCVHRF-FR |  | Strobe, running man, red, FEU/FIRE, high cd | 1 | [6 empty] | FALSE | TRUE |  |  |  |  | #FF0070C0 | FA-NFPA 170 STROBE CEILING | 1 | FALSE | FALSE | FALSE | 2022 | [13 empty] | FALSE |  |  | C |  |  | XPS-17-9710\August | 2024-10-18 14:34 |  |  | Cloned from Edwards GCVHRF-FR | [Edwards, Kidde] [NAC] [24 VDC] EGCSVHRF (C), EGCSVHRF-FR (C), EGCSVHRF-SP (C), EGCSVHRN (C), EGCSVHWA (C), EGCSVHWF (C), EGCSVHWF-FR (C), EGCSVHWF-SP (C), EGCSVHWN (C), EGCVHRF (C), EGCVHRF-FR (C), EGCVHRF-SP (C), EGCVHRN (C), EGCVHWA (C), [Edwards, Kidde] [NAC] [24 FWR] EGCSVHRF (C), EGCSVHRF-FR (C), EGCSVHRF-SP (C), EGCSVHRN (C), EGCSVHWA (C), EGCSVHWF (C), EGCSVHWF-FR (C), EGCSVHWF-SP (C), EGCSVHWN (C), EGCVHRF (C), EGCVHRF-FR (C), EGCVHRF-SP (C), EGCVHRN (C), EGCVHWA (C),
fc87b22e-d227-4ba5-b8e2-dd16a57517b3 |  |  |  | North | Edwards |  | Cards & Components |  |  |  | Card | TRUE | 3-RS485A |  | Network Communication Card, Class A | 1 | 0.098 | 0.098 |  |  |  |  | TRUE | [5 empty] | #FFFFFFFF |  |  | FALSE | FALSE | FALSE | [14 empty] | FALSE | [7 empty] | THOR\acont | 2024-10-09 10:48 |  | [Edwards] [RS-485] 3-RS485A, 3-RS485B, 3X-NET, 3X-NET8 [Edwards] [RS-485] 3-RS485A, 3-RS485B, 3X-NET, 3X-NET8 | [Edwards] 3-RS485A, 3-RS485B, 3X-NET, 3X-NET8
2d57cb92-1652-4c59-bfc0-dd1f790bbaab | NFPA 170 MANUAL PULL |  |  | North | Siemens |  | Manual Station |  |  |  | Module | TRUE | HMS-DP | S54321-A4-A1 | DOUBLE ACTION MANUAL STATION PORTUGESE TEXT) | 1 | 0.0009 | 0.0009 | [10 empty] | #FFFF0000 | FA-NFPA 170 MANUAL PULL | 1 | FALSE | FALSE | FALSE | 957 | [19 empty] | DESKTOP-7SAL8M7\acont | 2019-08-13 09:04 | THOR\acont | 2024-09-08 17:27 |  | [Siemens] [SLC MODULES SENSORS] [*] [#1 SHARED ADDR ¦ MODULES] AD-11P (C), FDBZ492 w/OP921 (C), FDBZ492-HR w/FDO421 (C), FDBZ492-HR w/OP921 (C), FDBZ492-R (C), FDCIO422, HCP, HCP-Z, HFPO-11, HFPT-11, HMS-D, HMS-DE, HMS-DP, HMS-DZ, HMS-S, HMS-SA, HMS-SE,
d7655dfb-d16c-466a-bf6e-dd25587e30d9 |  |  |  | North | Edwards |  | Cards & Components |  |  |  | Card | TRUE | FSP502RD Mainboard |  | Mainboard for FSP502RD assembly | 1 | 0.169 | 0.357 |  |  |  |  | TRUE | [5 empty] | #FFFFFFFF |  |  | FALSE | FALSE | FALSE | [14 empty] | FALSE | [7 empty] | THOR\acont | 2024-10-09 10:48 |  | [Edwards, Kidde] [VAC ] 2IDC, 76-600000-001 Main Board, 76-800xxx-xxx Main Board, 77-600000-901 Main Board, 84-732001-901 Main Board, APS10A Mainboard, APS6A Mainboard, BPS10A Mainboard, BPS10A/230 Mainboard, BPS6A Mainboard, BPS6A/230 Mainboard, EST1-2Z [Edwards, Kidde, Macurco] [IDC] [#2 TROUBLE] 2IDC, 76-600000-001 Main Board, 76-800xxx-xxx Main Board, 77-600000-901 Main Board, 84-732001-901 Main Board, DVP-120 Mainboard, EST1-2Z Mainboard, FSP1004G Mainboard, FSP1004G-2 Mainboard, FSP1004GD Mainboard [Edwards, Kidde, Macurco] [IDC] [#1 ALARM] 2IDC, 76-600000-001 Main Board, 76-800xxx-xxx Main Board, 77-600000-901 Main Board, 84-732001-901 Main Board, DVP-120 Mainboard, EST1-2Z Mainboard, FSP1004G Mainboard, FSP1004G-2 Mainboard, FSP1004GD Mainboard, [Edwards, Kidde, Macurco] [IDC] [#3 SUPERVISORY] 2IDC, 76-600000-001 Main Board, 76-800xxx-xxx Main Board, 77-600000-901 Main Board, 84-732001-901 Main Board, DVP-120 Mainboard, EST1-2Z Mainboard, FSP1004G Mainboard, FSP1004G-2 Mainboard, FSP1004GD Mainb | [Edwards, Kidde] FSP1004G Mainboard, FSP1004G-2 Mainboard, FSP1004GD Mainboard, FSP1004R Mainboard, FSP1004RD Mainboard, FSP302G Mainboard, FSP302G-2 Mainboard, FSP302GD Mainboard, FSP302R Mainboard, FSP302RD Mainboard, FSP502G Mainboard, FSP502G-2 Mainbo [Edwards] FSP302G Mainboard, FSP302G-2 Mainboard, FSP302GD Mainboard, FSP302R Mainboard, FSP302RD Mainboard, FSP502G Mainboard, FSP502G-2 Mainboard, FSP502GD Mainboard, FSP502R Mainboard, FSP502RD Mainboard [Edwards, Kidde] FSP1004GD Mainboard, FSP1004RD Mainboard, FSP302GD Mainboard, FSP302RD Mainboard, FSP502GD Mainboard, FSP502RD Mainboard, FX-1000D Mainboard, FX-64RD Mainboard, iO1000GD Mainboard, iO1000RD Mainboard, iO64GD Mainboard, iO64RD Mainboard, V [Edwards] FSP502G Mainboard, FSP502G-2 Mainboard, FSP502GD Mainboard, FSP502R Mainboard, FSP502RD Mainboard [Edwards] FSP302G Mainboard, FSP302G-2 Mainboard, FSP302GD Mainboard, FSP302R Mainboard, FSP302RD Mainboard, FSP502G Mainboard, FSP502G-2 Mainboard, FSP502GD Mainboard, FSP502R Mainboard, FSP502RD Mainboard [Edwards] FSP502RD Mainboard
ef9f0fd1-931b-4f3e-ab28-dd2d24261b22 | NFPA 170 FIRE ALARM CONTROL UNIT | RISER FACP |  | North | Notifier |  | Fire Alarm Control Unit |  |  |  | Assembly | TRUE | NFS2-3030D | 2204152 | Fire Alarm Control Panel/Transponder Assembly - Configuration 2204152 | 1 | [6 empty] | FALSE | FALSE |  |  |  |  | #FFFF0000 | FA-NFPA 170 FIRE ALARM CONTROL UNIT | 1 | FALSE | FALSE | FALSE | 202 | [8 empty] | 26,55,100 |  |  |  |  | TRUE | [5 empty] | DESKTOP-7EIEB7A\acont | 2022-04-15 17:25 | THOR\acont | 2024-09-08 17:27 | Cloned from Notifier NFS2-3030D (FACP)
ba2aa3f4-271a-4eee-a5c9-dd2d3a77d16d | NFPA 170 SMOKE DETECTOR |  |  | North | System Sensor |  | Smoke Detector |  |  |  | Module | TRUE | 2124AITR | ++ | Photoelectric Detector, 4-wire direct, 24VDC isolated the | 1 | 0.0005 | 0.065 |  |  |  |  | FALSE | TRUE |  |  |  |  | #FFFF0000 | FA-NFPA 170 SMOKE DETECTOR | 1 | FALSE | FALSE | FALSE | 1408 | [13 empty] | FALSE | [7 empty] | THOR\acont | 2024-09-08 17:27 | 20191121 AC Detector without base | [Firelite, Macurco, Notifier, Silent Knight, System Sensor] [AUX POWER] [*] [AUX INPUT ++] 1251B (C), 1412B (C), 1424 (C), 2112/24AT (C), 2112/24S (C), 2112/24TS (C), 2112AITR (C), 2112ATR (C), 2112R (C), 2124AITR (C), 2124ATR (C), 2124R (C), 2151 w/B110 [Firelite, Macurco, Notifier, Silent Knight, System Sensor] [IDC] 01 [IDC 4-WIRE ++] 1251B (C), 1412B (C), 1424 (C), 2112/24AT (C), 2112/24S (C), 2112/24TS (C), 2112AITR (C), 2112ATR (C), 2112R (C), 2124AITR (C), 2124ATR (C), 2124R (C), 2151 w/B110RLP (C
1b7b5ab0-ae7a-4b46-8379-dd3243aebb9b | NFPA 170 HEAT DETECTOR |  |  | North | Autocall |  | Heat Detector |  |  |  | Module | TRUE | A4098-9614 w/A4098-9683 | + | Electronic Heat Detector 2-Wire 200° F (93° C) with auxiliary alarm relay output | 1 | 0.0001 | 0.024 |  |  |  |  | TRUE | TRUE |  |  |  |  | #FFFF0000 | FA-NFPA 170 HEAT DETECTOR | 1 | FALSE | FALSE | FALSE | 1403 | [16 empty] | 200 |  |  | DESKTOP-0D6CQVA\lousc | 2019-07-06 09:24 | THOR\acont | 2024-09-08 17:27 | 20191121 AC Detector with base | [Autocall, Simplex] [IDC] 01 2098-9201 (C), 2098-9202 (C), 2098-9203 (C), 2098-9208 (C), 2098-9576 (C), 2099-9101 (C), 2099-9102 (C), 2099-9103 (C), 2099-9104 (C), 2099-9105 (C), 2099-9107 (C), 2099-9108 (C), 2099-9754 (C), 2099-9755 (C), 2099-9756 (C),
906ada16-1dfb-4c4f-b3ce-dd4327fbccc7 |  |  |  | North | Siemens |  | Cards & Components |  |  |  | Card | TRUE | FCI2020-U1 | S54400-A57-A1++ | Leased line / City tie module | 1 | 0.027 | 0.04 |  |  |  |  | TRUE | [5 empty] | #FFFFFFFF |  |  | FALSE | FALSE | FALSE | [20 empty] | AULAPTOP-PC\Aulaptop | 2019-04-04 08:45 | THOR\acont | 2024-10-09 10:48 | 27 mA (standby), 350 mA (alarm) for LL;
7ade53b5-e31a-4b5b-8e90-dd4b95a3e0e7 |  |  |  | North | BluePoint |  | Cards & Components |  |  |  | Card | TRUE | BP-MCQXM-AS | + | Amplifier Splitter 2-In/8-Out | 1 | 0.023 | 0.091 |  |  |  |  | TRUE | [5 empty] | #FFFFFFFF |  |  | FALSE | FALSE | FALSE | [14 empty] | FALSE | [5 empty] | THOR\acont | 2024-04-12 14:17 | THOR\acont | 2024-10-09 10:48 | Cloned from BluePoint BP-MCQXM-AMP (25v) |  | [BluePoint] BP-MCQXM-AS
67df8932-2640-40f0-92c5-dd569ca17a61 |  |  |  | North | Siemens | [5 empty] | Module | TRUE | GPMI-UK | 500-650066 | GLOBAL PMI UPGRADE KIT - FOR LEGACY PMI | 1 | [12 empty] | #FFFFFFFF |  |  | FALSE | FALSE | FALSE | [20 empty] | DESKTOP-7SAL8M7\acont | 2019-08-13 09:04 | THOR\acont | 2024-10-09 10:48
31c9fa41-ab99-4795-b9e0-dd599d40219e |  |  |  | North | Gamewell FCI |  | Cards & Components |  |  |  | Card | TRUE | FVIV-X70 | 151-00028+ | Line Transformer, converts 25 VRMS speaker circuit(s) to 70 VRMS | 1 | 0.01 | 0.065 |  |  |  |  | TRUE | FALSE |  |  |  |  | #FFFFFFFF |  |  | FALSE | FALSE | FALSE | [14 empty] | FALSE | [5 empty] | DESKTOP-7EIEB7A\acont | 2022-03-10 07:12 | THOR\acont | 2024-10-09 10:48 | Cloned from Firelite ECC-XRM-70V
46f60e7c-dddf-4af3-b2c1-dd5a546c86d6 |  |  |  | North | Hochiki |  | Cards & Components |  |  |  | Card | TRUE | HCA-2D (2-ZONES) WITH DIALER Main Board | + | Main Board | 1 | 0.16 | 0.29 |  |  |  |  | TRUE | [5 empty] | #FFFFFFFF |  |  | FALSE | FALSE | FALSE | [20 empty] | DESKTOP-GHR3H5U\Anthony | 2019-11-26 15:53 | THOR\acont | 2024-10-09 10:48
276126b9-7b88-4e8a-96a9-dd5f20c89d38 | NFPA 170 HORN |  |  | North | Siemens |  | Horn |  |  |  | Module | TRUE | SC-HN-CW-N |  | CEILING ACEND HORN, WHITE, NO LETTERING | 1 | [6 empty] | TRUE | TRUE |  |  |  |  | #FF0070C0 | FA-NFPA 170 HORN | 1 | FALSE | FALSE | FALSE | [20 empty] | XPS-17-9710\August | 2024-10-11 06:38 | XPS-17-9710\August | 2024-10-11 07:22 | Cloned from Siemens SC-HN-WW-N | [Siemens] [NAC] [Bell High, Bell Low, Code 3 Horn High, Code 3 Horn Low, Code 3 Tone High, Code 3 Tone Low, Code 4 Tone High, Code 4 Tone Low, Continuous High, Continuous Low, March Time Horn High, March Time Horn Low, Slow Whoop High, Slow Whoop Low] SC
8009316e-f30d-4b29-8b54-dd630297a86e | NFPA 170 DIGITAL ALARM COMMNUCATOR TRANSMITTER |  |  | North | AES |  | Communicator |  |  |  | Module | TRUE | 7707P-88-M | + | IntelliNet 2.0 Fire Subscriber, 8 Zone with Multiple Communication Technologies (MCT), Red Enclosure | 1 | 0.2 | 1.2 |  |  |  |  | FALSE |  |  |  | 13”H x 8.5”W x 4.5”D (33cmH x 21.5cmW x 11.4cmD) |  | #FFFF0000 | FA-NFPA 170 DIGITAL ALARM COMMNUCATOR TRANSMITTER | 1 | FALSE | FALSE | FALSE | 250 | [13 empty] | FALSE | [5 empty] | DESKTOP-7SAL8M7\acont | 2020-09-10 11:54 | THOR\acont | 2024-09-08 17:27 | Cloned from AES 7707P-44-ULP | [AES] [VAC ] 7707P-44-M, 7707P-44-ULP-M, 7707P-88-M, 7707P-88-ULP-M [AES, Keltron] [IDC] 03 [IDC3] 7706-ULF MAIN CARD, 7707P-44-M, 7707P-44-ULP-M, 7707P-88-M, 7707P-88-ULP-M, 7788F Main Board, RF774F Main Board [AES, Keltron] [IDC] 01 [IDC1] 7706-ULF MAIN CARD, 7707P-44-M, 7707P-44-ULP-M, 7707P-88-M, 7707P-88-ULP-M, 7788F Main Board, 7794, RF774F Main Board [AES, Keltron] [IDC] 04 [IDC5] 7706-ULF MAIN CARD, 7707P-44-M, 7707P-44-ULP-M, 7707P-88-M, 7707P-88-ULP-M, 7788F Main Board, RF774F Main Board [AES, Keltron] [IDC] 05 [IDC7] 7706-ULF MAIN CARD, 7707P-44-M, 7707P-44-ULP-M, 7707P-88-M, 7707P-88-ULP-M, 7788F Main Board, RF774F Main Board [AES, Keltron] [IDC] 02 [IDC6] 7706-ULF MAIN CARD, 7707P-44-M, 7707P-44-ULP-M, 7707P-88-M, 7707P-88-ULP-M, 7788F Main Board, RF774F Main Board [AES, Keltron] [IDC] 07 [IDC8] 7706-ULF MAIN CARD, 7707P-44-M, 7707P-44-ULP-M, 7707P-88-M, 7707P-88-ULP-M, 7788F Main Board, RF774F Main Board [AES, Keltron] [IDC] 08 [IDC4] 7706-ULF MAIN CARD, 7707P-44-M, 7707P-44-ULP-M, 7707P-88-M, 7707P-88-ULP-M, 7788F Main Board, RF774F Main Board [AES, Keltron] [IDC] 06 [IDC2] 7706-ULF MAIN CARD, 7707P-44-M, 7707P-44-ULP-M, 7707P-88-M, 7707P-88-ULP-M, 7788F Main Board, RF774F Main Board [AES] [AUX POWER] [*] 7707P-44-M, 7707P-44-ULP-M, 7707P-88-M, 7707P-88-ULP-M | [AES, Keltron] 7707P-44-M, 7707P-44-ULP-M, 7707P-88-M, 7707P-88-ULP-M, 7788F Main Board, RF774F Main Board
0d080ba1-a6bc-42d9-954d-dd65e50cc3ce |  |  |  | North | Evax |  | Cards & Components |  |  |  | Card | TRUE | HMX-SSC | + | Switch Scan Card | 1 | 0.028 | 0.028 |  |  |  |  | TRUE | [5 empty] | #FFFFFFFF |  |  | FALSE | FALSE | FALSE | [20 empty] | DESKTOP-7SAL8M7\acont | 2020-07-16 11:07 | THOR\acont | 2024-10-09 10:48 | Cloned from Hochiki FNV-SSC
56bf4f17-99ae-474a-8892-dd6bb662813d | NFPA 170 HORN STROBE |  |  | North | Kidde |  | Horn/Strobe |  |  |  | Module | TRUE | WG4WN-HVMHC |  | Outdoor horn-strobe, white w/o marking, high candela, clear lens | 1 | 0 | 0.502 |  |  |  |  | FALSE | [5 empty] | #FF0070C0 | FA-NFPA 170 HORN STROBE | 1 | FALSE | FALSE | FALSE | 2012 | [13 empty] | FALSE |  |  | WP |  |  | DESKTOP-7EIEB7A\acont | 2022-01-05 12:33 | THOR\acont | 2024-09-08 17:27 | Cloned from Edwards WG4WN-HVMHC | [Edwards, Kidde] [NAC] [UL1638, 16 VDC, CONTINUOUS] WG4RF-HVMHC, WG4RF-HVMHC (C) (C), WG4RN-HVMHC, WG4RN-HVMHC (C) (C), WG4WF-HVMHC, WG4WF-HVMHC (C) (C), WG4WN-HVMHC, WG4WN-HVMHC (C) (C) [Edwards, Kidde] [NAC] [UL1971, 16 VDC, CONTINUOUS] WG4RF-HVMHC, WG4RF-HVMHC (C) (C), WG4RN-HVMHC, WG4RN-HVMHC (C) (C), WG4WF-HVMHC, WG4WF-HVMHC (C) (C), WG4WN-HVMHC, WG4WN-HVMHC (C) (C) [Edwards, Kidde] [NAC] [UL1638, 24 VDC, CONTINUOUS] WG4RF-HVMHC, WG4RF-HVMHC (C) (C), WG4RN-HVMHC, WG4RN-HVMHC (C) (C), WG4WF-HVMHC, WG4WF-HVMHC (C) (C), WG4WN-HVMHC, WG4WN-HVMHC (C) (C) [Edwards, Kidde] [NAC] [UL1971, 16 VFWR, CONTINUOUS] WG4RF-HVMHC, WG4RF-HVMHC (C) (C), WG4RN-HVMHC, WG4RN-HVMHC (C) (C), WG4WF-HVMHC, WG4WF-HVMHC (C) (C), WG4WN-HVMHC, WG4WN-HVMHC (C) (C) [Edwards, Kidde] [NAC] [UL1971, 24 VDC, CONTINUOUS] WG4RF-HVMHC, WG4RF-HVMHC (C) (C), WG4RN-HVMHC, WG4RN-HVMHC (C) (C), WG4WF-HVMHC, WG4WF-HVMHC (C) (C), WG4WN-HVMHC, WG4WN-HVMHC (C) (C) [Edwards, Kidde] [NAC] [UL1638, 16 VFWR, CONTINUOUS] WG4RF-HVMHC, WG4RF-HVMHC (C) (C), WG4RN-HVMHC, WG4RN-HVMHC (C) (C), WG4WF-HVMHC, WG4WF-HVMHC (C) (C), WG4WN-HVMHC, WG4WN-HVMHC (C) (C)
26040cea-e28d-417e-9274-dd750a76f8db | NFPA 170 HEAT DETECTOR |  |  | North | Firelite |  | Heat Detector |  |  |  | Module | TRUE | H365R w/B200S-LF-WH | + | White, Low-profile rate-of-rise thermal sensor, Low Frequency Sounder Base | 1 | 0.0002 | 0.0045 |  |  |  |  | FALSE | TRUE |  |  |  |  | #FFFF0000 | FA-NFPA 170 HEAT DETECTOR | 1 | FALSE | FALSE | FALSE | 1403 | [13 empty] | FALSE |  |  | LF¦R |  |  | DESKTOP-7SAL8M7\acont | 2019-03-28 05:48 | THOR\acont | 2024-09-08 17:27 | 20191121 AC Detector with base | [Firelite, System Sensor] [SLC SENSORS] [*] [#4 TYPE ADDR ¦ SENSORS] AD355 w/B200SR-LF-WH (C), AD355 w/B200SR-WH (C), AD355 w/B210LP (C), AD355 w/B224BI-WH (C), AD355 w/B224RB-WH (C), AD355 w/B501 (C), BEAM355 (C), BEAM355S (C), CP355 w/B200SR-WH (C), CP [Firelite, System Sensor] [SLC MODULES SENSORS] [*] [#2 SHARED ADDR ¦ SENSORS] AD355 w/B200SR-LF-WH (C), AD355 w/B200SR-WH (C), AD355 w/B210LP (C), AD355 w/B224BI-WH (C), AD355 w/B224RB-WH (C), AD355 w/B501 (C), BEAM355 (C), BEAM355S (C), CP355 w/B200SR- [Firelite, System Sensor] [AUX POWER] [*] [16VDC, HIGH VOLUME] AD355 w/B200SR-LF-WH (C), H355 w/B200SR-LF (C), H355HT w/B200SR-LF (C), H355R w/B200SR-LF (C), H365 w/B200S-LF-WH (C), H365HT w/B200S-LF-WH (C), H365R w/B200S-LF-WH (C), SD355 w/B200SR-LF (C) [Firelite, System Sensor] [AUX POWER] [24VDC, HIGH VOLUME] AD355 w/B200SR-LF-WH (C), H355 w/B200SR-LF (C), H355HT w/B200SR-LF (C), H355R w/B200SR-LF (C), H365 w/B200S-LF-WH (C), H365HT w/B200S-LF-WH (C), H365R w/B200S-LF-WH (C), SD355 w/B200SR-LF (C), SD
f0836e84-f628-4f24-a192-dd770d8d9d6e |  |  |  | North | Monaco Enterprises |  | Cards & Components |  |  |  | Card | TRUE | 176-187-00 |  | Auxiliary Output Card (AOC), eight-circuit | 1 | [6 empty] | TRUE | [5 empty] | #FFFFFFFF |  |  | FALSE | FALSE | FALSE | [20 empty] | AULAPTOP-PC\Aulaptop | 2019-04-20 02:23 | THOR\acont | 2024-10-09 10:48
765cdbf1-da5b-4501-a680-dd77823dee8c | NFPA 170 STROBE WALL |  |  | North | Eaton Wheelock |  | Strobe |  |  |  | Module | TRUE | EL4XMTSTA | ++ | WALL STROBE, AMBER, WP | 1 | [6 empty] | TRUE | [5 empty] | #FF0070C0 | FA-NFPA 170 STROBE WALL | 1 | FALSE | FALSE | FALSE | 2020 | [16 empty] | WP |  |  | THOR\acont | 2024-09-11 19:11 | THOR\acont | 2024-10-09 10:48 | Cloned from Eaton Wheelock EL4XMST | [Eaton Wheelock] [NAC] [24VDC] EL3RMST, EL3RMTSTA, EL3RST-FR, EL3RST-FW, EL4XMST, EL4XMTSTA, EL4XST-FR, EL4XST-FW
2ea2e12c-2a27-4fbe-88c4-dd7e2278ad80 | NFPA 170 HORN STROBE |  |  | North | Potter |  | Horn/Strobe |  |  |  | Module | TRUE | HSLP-24PWW |  | Outdoor Horn Strobe, Fixed 75 Candela, Low Profile Enclosure, Off-White-Plain | 1 | 0 | 0.226 |  |  |  |  | FALSE | [5 empty] | #FF0070C0 | FA-NFPA 170 HORN STROBE | 1 | FALSE | FALSE | FALSE | 2012 | [13 empty] | FALSE |  |  | WP |  |  |  |  | THOR\acont | 2024-09-08 17:27 |  | [Potter] [NAC] [UL MAX] HS-24PWR-WP, HS-24PWW-WP, HS-24WR-WP, HS-24WW-WP, HSLP-24PWR, HSLP-24PWW, HSLP-24WR, HSLP-24WW [Potter] [NAC] [24 VDC] HS-24PWR-WP, HS-24PWW-WP, HS-24WR-WP, HS-24WW-WP, HSLP-24PWR, HSLP-24PWW, HSLP-24WR, HSLP-24WW
0bddd239-70dc-431d-b7ec-dd834fb38abf | NFPA 170 WATCHMANS TOUR STATION |  |  | North | Block Definition Only |  | Miscellaneous |  |  |  | Module | TRUE | NFPA 170 WATCHMANS TOUR STATION |  | NFPA 170 WATCHMANS TOUR STATION | 1 | [12 empty] | #FFFF0000 | FA-NFPA 170 WATCHMANS TOUR STATION | 1 | FALSE | FALSE | FALSE | [20 empty] | AULAPTOP-PC\Aulaptop | 2020-03-26 07:41 | THOR\acont | 2024-09-08 17:27
0ba3db7c-6e8d-49f0-8efc-dd845d095a47 |  |  |  | North | Edwards |  | Cards & Components |  |  |  | Card | TRUE | 3-ZA40A | n | 40 Watt Zoned Amplifier, Class A, 25 or 70Vrms | 1 | 0.062 | 2.48 |  |  |  |  | TRUE | [5 empty] | #FFFFFFFF |  |  | FALSE | FALSE | FALSE | [22 empty] | THOR\acont | 2024-10-09 10:48 |  |  | [Edwards] 3-ZA40A, 3-ZA40B [Edwards] 3-ZA20A, 3-ZA20B, 3-ZA40A, 3-ZA40B
543aed83-c7d2-4b41-af08-dd8674dffde9 | NFPA 170 SMOKE DETECTOR |  |  | North | Edwards |  | Smoke Detector |  |  |  | Module | TRUE | EC30U-3 |  | Photo Smoke Detector, low profile, plug-in, UL | 1 |  | 0.1 |  |  |  |  | FALSE | TRUE |  |  |  |  | #FFFF0000 | FA-NFPA 170 SMOKE DETECTOR | 1 | FALSE | FALSE | FALSE | 1408 | [13 empty] | FALSE | [7 empty] | THOR\acont | 2024-09-08 17:27 | 20191121 AC Detector without base | [Edwards] [IDC] 11 EC30DU-3 (C), EC30U-3 (C)
b54ed725-721d-428a-bc84-dd8abafbadc4 | NFPA 170 SPEAKER WALL |  |  | North | Eaton Wheelock |  | Speaker |  |  |  | Module | TRUE | E50-W |  | Speaker, 25 or 70 Vrms, 1/8 to 2 watts | 1 | [6 empty] | FALSE | FALSE |  |  |  |  | #FF0070C0 | FA-NFPA 170 SPEAKER WALL | 1 | FALSE | FALSE | FALSE | 2021 | [13 empty] | FALSE | [7 empty] | THOR\acont | 2024-09-08 17:27
0a853add-2e82-465d-a3a5-dd9948de93ef |  |  |  | North | Notifier |  | Hardware |  |  |  | Hardware | TRUE | BAT-12120 | + | (1) 12V 12 AH BATTERY | 1 | [6 empty] | FALSE | [5 empty] | #FFFFFFFF |  |  | FALSE | FALSE | FALSE | [14 empty] | FALSE | [5 empty] | DESKTOP-7EIEB7A\acont | 2021-04-06 17:06 | THOR\acont | 2024-10-09 10:48 | Cloned from Power Sonic PS-12120
d566ed57-4c9a-4e5d-b397-dd997bc810bb | NFPA 170 NOTIFICATION CIRCUIT EXTENDER PANEL | RISER NAC |  | North | Honeywell |  | Notification Circuit Extender Panel |  |  |  | Assembly | TRUE | HPFF12 | + | 12 AMP Fire Alarm Power Supply | 1 | [6 empty] | FALSE | [5 empty] | #FFFF0000 | FA-NFPA 170 NOTIFICATION CIRCUIT EXTENDER PANEL | 1 | FALSE | FALSE | FALSE | 212 | [8 empty] | 7,12,18,26 |  |  | 12 |  | TRUE | [5 empty] | THOR\acont | 2024-08-27 09:34 | THOR\acont | 2024-09-08 17:27 | Cloned from Gamewell FCI HPFF12
d6d6dba2-2a63-4fe7-8231-ddabb92af54b | GAS DETECTOR CONTROLLER |  |  | North | Macurco |  | Gas Detection |  |  |  | Module | TRUE | TXP-C16X | ++ | 16 Channel Alarm Controller | 1 | [6 empty] | FALSE |  |  |  | 16"(L) x 13.16"(W) x 8.5"(H) Compact Fiberglass |  | #FFFF0000 | FA-GAS DETECTOR CONTROLLER | 1 | FALSE | FALSE | FALSE | 1402 | [13 empty] | FALSE | [5 empty] | DESKTOP-7EIEB7A\acont | 2023-08-21 09:25 | THOR\acont | 2024-09-08 17:27 | Cloned from Macurco TXP-T40 | [Macurco] [IDC] [#12] TXP-C16X [Macurco] [IDC] [#16] TXP-C16X [Macurco] [IDC] [#1] TXP-C16X [Macurco] [IDC] [#11] TXP-C16X [Macurco] [IDC] [#4] TXP-C16X [Macurco] [IDC] [#6] TXP-C16X [Macurco] [IDC] [#5] TXP-C16X [Macurco] [IDC] [#3] TXP-C16X [Macurco] [IDC] [#14] TXP-C16X [Macurco] [IDC] [#15] TXP-C16X [Macurco] [IDC] [#9] TXP-C16X [Macurco] [IDC] [#10] TXP-C16X [Macurco] [IDC] [#2] TXP-C16X [Macurco] [IDC] [#8] TXP-C16X [Macurco] [IDC] [#13] TXP-C16X [Macurco] [IDC] [#7] TXP-C16X
e5f578cd-3110-4e74-895f-ddac77e06969 | NFPA 170 HORN |  |  | North | Edwards |  | Horn |  |  |  | Module | TRUE | G4LFRN-H | + | Low Frequency(520hz) horn, Red | 1 | 0 | 0.16 |  |  |  |  | FALSE | [5 empty] | #FF0070C0 | FA-NFPA 170 HORN | 1 | FALSE | FALSE | FALSE | 2021 | [13 empty] | FALSE |  |  | LF |  |  |  |  | THOR\acont | 2024-09-08 17:27 |  | [Edwards, Kidde] [NAC] [16 VFWR, TEMPORAL LOW DB] G4LFRF-H, G4LFRN-H, G4LFWF-H, G4LFWN-H [Edwards, Kidde] [NAC] [16 VFWR, CONTINUOUS HIGH DB] G4LFRF-H, G4LFRN-H, G4LFWF-H, G4LFWN-H [Edwards, Kidde] [NAC] [16 VDC, CONTINUOUS HIGH DB] G4LFRF-H, G4LFRN-H, G4LFWF-H, G4LFWN-H [Edwards, Kidde] [NAC] [16 VFWR, CONTINUOUS LOW DB] G4LFRF-H, G4LFRN-H, G4LFWF-H, G4LFWN-H [Edwards, Kidde] [NAC] [16 VDC, TEMPORAL LOW DB] G4LFRF-H, G4LFRN-H, G4LFWF-H, G4LFWN-H [Edwards, Kidde] [NAC] [16 VDC, CONTINUOUS LOW DB] G4LFRF-H, G4LFRN-H, G4LFWF-H, G4LFWN-H [Edwards, Kidde] [NAC] [24 VFWR, TEMPORAL HIGH DB] G4LFRF-H, G4LFRN-H, G4LFWF-H, G4LFWN-H [Edwards, Kidde] [NAC] [16 VFWR, TEMPORAL HIGH DB] G4LFRF-H, G4LFRN-H, G4LFWF-H, G4LFWN-H [Edwards, Kidde] [NAC] [24 VDC, TEMPORAL LOW DB] G4LFRF-H, G4LFRN-H, G4LFWF-H, G4LFWN-H [Edwards, Kidde] [NAC] [16 VDC, CONTINUOUS LOW DB] G4LFRF-H, G4LFRN-H, G4LFWF-H, G4LFWN-H [Edwards, Kidde] [NAC] [16 VDC, TEMPORAL HIGH DB] G4LFRF-H, G4LFRN-H, G4LFWF-H, G4LFWN-H [Edwards, Kidde] [NAC] [24 VDC, TEMPORAL HIGH DB] G4LFRF-H, G4LFRN-H, G4LFWF-H, G4LFWN-H [Edwards, Kidde] [NAC] [24 VFWR, CONTINUOUS LOW DB] G4LFRF-H, G4LFRN-H, G4LFWF-H, G4LFWN-H [Edwards, Kidde] [NAC] [24 VFWR, TEMPORAL LOW DB] G4LFRF-H, G4LFRN-H, G4LFWF-H, G4LFWN-H [Edwards, Kidde] [NAC] [24 VFWR, CONTINUOUS HIGH DB] G4LFRF-H, G4LFRN-H, G4LFWF-H, G4LFWN-H [Edwards, Kidde] [NAC] [24 VDC, CONTINUOUS LOW DB] G4LFRF-H, G4LFRN-H, G4LFWF-H, G4LFWN-H [Edwards, Kidde] [NAC] [16 VDC, TEMPORAL HIGH DB] G4LFRF-H, G4LFRN-H, G4LFWF-H, G4LFWN-H [Edwards, Kidde] [NAC] [24 VDC, CONTINUOUS HIGH DB] G4LFRF-H, G4LFRN-H, G4LFWF-H, G4LFWN-H
d20c9c39-15e2-4ff9-a9c0-ddb094f3e2d5 |  |  |  | North | Edwards |  | Hardware |  |  |  | Hardware | TRUE | 75122MRNxx |  | 12/2 Solid Red With colored tracer FPLR | 1 | [6 empty] | FALSE | [5 empty] | #FFFFFFFF |  |  | FALSE | FALSE | FALSE | [14 empty] | FALSE | [7 empty] | THOR\acont | 2024-10-09 10:48
b7a46bef-8782-4d9a-8c1a-ddb34c4d0a31 |  |  |  | North | Bosch | [5 empty] | Module | TRUE | TR1815 | * | TRANSFORMER 50VA 18 VAC | 1 | [12 empty] | #FFFFFFFF |  |  | FALSE | FALSE | FALSE | [20 empty] | DESKTOP-7EIEB7A\acont | 2021-08-13 06:25 | THOR\acont | 2024-10-09 10:48
437c5cb5-8110-4f20-9d3c-ddb70a2e7a7a |  |  |  | North | Bosch | [5 empty] | Module | TRUE | NDA-U-WMP | * | WALL MOUNT PLT | 1 | [12 empty] | #FFFFFFFF |  |  | FALSE | FALSE | FALSE | [20 empty] | DESKTOP-7EIEB7A\acont | 2021-08-13 06:25 | THOR\acont | 2024-10-09 10:48
66a96ad0-e8fc-4f4b-aa68-ddb9e3a6a7ca |  |  |  | North | Autocall |  | Cards & Components |  |  |  | Card | TRUE | A100-0620 |  | Basic Transponder Interface Module | 1 | 0.87 | 0.87 |  |  |  |  | TRUE | [5 empty] | #FFFFFFFF |  |  | FALSE | FALSE | FALSE | [20 empty] | AULAPTOP-PC\Aulaptop | 2019-11-22 05:21 | THOR\acont | 2024-10-09 10:48 | Cloned from AutoCall New Part | [Autocall, Simplex] [RUI] 4100-0304, A100-0620, A100-0625 | [Autocall, Simplex] 4100-0304, A100-0620, A100-0625 [Autocall] A007-9101/9102 CPU, A007-9202 CPU, A010-9422 CPU, A010-9425 CPU, A010-9426 CPU, A010-9601 ESS, A010-9602 CPU, A010-9604 CPU, A100-0620, A100-0625, A100-1291, A100-9121 CPU, A100-9131 CPU, A100-9314 CPU, A100-9331 CPU
db72d23d-84fc-4f54-aca7-ddbc8be06c5e | NFPA 170 EM STROBE WALL |  |  | North | Siemens |  | Strobe |  |  |  | Module | TRUE | ST-MC-RETRO-CNMA | 500-636144+ | MNS Amber Strobe, multi Candela − Wall Mount, White [RETRO PLATE] − ‘ALERT’ | 1 | [12 empty] | #FF0070C0 | FA-NFPA 170 EM STROBE WALL | 1 | FALSE | FALSE | FALSE | 2023 | [19 empty] | DESKTOP-7EIEB7A\acont | 2023-05-24 16:17 | THOR\acont | 2024-09-08 17:27 | Cloned from Siemens ST-MC-RETRO-R | [Siemens] [NAC] [VDC] ST-MC-CNMA (C), ST-MC-RETRO-CNMA
bbb29ec5-6c0e-4d25-b22b-ddbd5fe11864 | NFPA 170 CELL COMM | RISER CELL COMM |  | North | DSC |  | Cellular Communicator |  |  |  | Module | TRUE | 3G4010 | ++ | 3G (HSPA) Cellular Alarm Communicator | 1 | 0.04 | 0.225 |  |  | 12 | 9 | TRUE | [5 empty] | #FFFF0000 | FA-NFPA 170 CELL COMM | 1 | FALSE | FALSE | FALSE | 250 | [8 empty] | 1.2 | 1 | 1.2 |  |  | TRUE | [5 empty] | THOR\acont | 2024-01-29 06:37 | THOR\acont | 2024-09-08 17:27 | Cloned from Honeywell HW-TG7FE-A | [DSC, Firelite, Honeywell, Rath Area of Refuge] [AUX POWER] [*] [AUX INPUT] 2100-LTEVER4-2, 3G4010, CLSS Pathway Pro, HON-CGW-MBB, HW-AV-LTE-M, HW-TG7FE-A, HW-TG7FE-V, HW-TG7FS-A, HW-TG7FS-V, LE4010, LTE-CFA, LTE-CFV [DSC, Honeywell, Rath Area of Refuge] [DACT] [#2 DACT] 2100-LTEVER4-2, 3G4010, HW-AV-LTE-M, HW-TG7FE-A, HW-TG7FE-V, HW-TG7FS-A, HW-TG7FS-V, LE4010, LTE-CFA, LTE-CFV, LTE-HSV, LTE-IA, LTE-IV [DSC, Honeywell, Rath Area of Refuge] [DACT] [#1 DACT] 2100-LTEVER4-2, 3G4010, HW-AV-LTE-M, HW-TG7FE-A, HW-TG7FE-V, HW-TG7FS-A, HW-TG7FS-V, LE4010, LTE-CFA, LTE-CFV, LTE-HSV, LTE-IA, LTE-IV | [DSC] 3G4010, LE4010
2216f143-5909-48c7-92ac-ddd62b5e1115 |  |  |  | North | Edwards |  | Hardware |  |  |  | Hardware | TRUE | MN-GVPMD |  | HPSA Pole mount kit for MN-GVD Directional HPSA | 1 | [6 empty] | FALSE | [5 empty] | #FFFFFFFF |  |  | FALSE | FALSE | FALSE | [14 empty] | FALSE | [7 empty] | THOR\acont | 2024-10-09 10:48
bf3c3fb8-522a-4868-814e-ddd938fe8b4f | NFPA 170 HORN STROBE |  |  | North | Siemens |  | Horn/Strobe |  |  |  | Module | TRUE | SL2FSSWR-CO | S54329-F133-A1++ | Sounder-Strobe, Wall, Clear, Red, CO | 1 | [12 empty] | #FF0070C0 | FA-NFPA 170 HORN STROBE | 1 | FALSE | FALSE | FALSE | 2023 | [16 empty] | LF |  |  | DESKTOP-7EIEB7A\acont | 2023-08-03 11:49 | THOR\acont | 2024-09-08 17:27 | Cloned from Siemens SL2HSWR-AL CLONED | [Siemens] [NAC] [24 VDC, HORN TEMPORAL] SL2FSSCR-AL (C), SL2FSSCR-CO (C), SL2FSSCR-F (C), SL2FSSCR-N (C), SL2FSSCW-AL (C), SL2FSSCW-CO (C), SL2FSSCW-F (C), SL2FSSCW-N (C), SL2FSSWR-AL, SL2FSSWR-CO, SL2FSSWR-F, SL2FSSWR-N, SL2FSSWW-CO, SL2FSSWW-F, SL2FSSW
103af1ae-a3cd-4e9d-b74c-dde128f50efc | NFPA 170 SMOKE DETECTOR |  |  | North | MIRCOM |  | Smoke Detector |  |  |  | Module | TRUE | MIX-1251AP w/B501 | + | Intelligent Ionization Smoke Sensor, Standard Base | 1 | 0.0003 | 0.0065 |  |  |  |  | FALSE | TRUE |  |  |  |  | #FFFF0000 | FA-NFPA 170 SMOKE DETECTOR | 1 | FALSE | FALSE | FALSE | 1408 | [13 empty] | FALSE |  |  | I |  |  | DESKTOP-7SAL8M7\acont | 2019-04-14 08:13 | THOR\acont | 2024-09-08 17:27 | 20191121 AC Detector with base | [MIRCOM] [SLC SENSORS] [*] [#4 TYPE ADDR ¦ SENSORS] DNR w/MIX-2251BR (C), DNR w/MIX-2351RAP (C), MIX-1251AP w/B200SR-LF-WH (C), MIX-1251AP w/B200SR-WH (C), MIX-1251AP w/B210LP (C), MIX-1251AP w/B224RB-WH (C), MIX-1251AP w/B501 (C), MIX-1251B w/B200SR-LF- [MIRCOM] [SLC MODULES SENSORS] [*] [#2 SHARED ADDR ¦ SENSORS] DNR w/MIX-2251BR (C), DNR w/MIX-2351RAP (C), MIX-1251AP w/B200SR-LF-WH (C), MIX-1251AP w/B200SR-WH (C), MIX-1251AP w/B210LP (C), MIX-1251AP w/B224RB-WH (C), MIX-1251AP w/B501 (C), MIX-1251B w/
1d1a802c-e55c-49f1-a473-dde176e9a6a4 | NFPA 170 SPEAKER STROBE CEILING |  |  | North | Simplex |  | Speaker/Strobe |  |  |  | Module | TRUE | 4906-9159 | + | Multi-tapped Speaker with Multi-Candela Synchronized Strobe, White, Blank | 1 | [6 empty] | TRUE | TRUE |  |  |  |  | #FF0070C0 | FA-NFPA 170 SPEAKER STROBE CEILING | 1 | FALSE | FALSE | FALSE | 2019 | [16 empty] | C |  |  | DESKTOP-7EIEB7A\acont | 2022-03-07 10:04 | THOR\acont | 2024-09-08 17:27 | Cloned from Autocall A4906-9159 | [Autocall, Simplex] [NAC] 4906-9154 (C), 4906-9158 (C), 4906-9159 (C), 4906-9160 (C), 4906-9254 (C), A4906-9154 (C), A4906-9158 (C), A4906-9159 (C), A4906-9160 (C) [Autocall, Simplex] [AUDIO 70.7v] [70V AUDIO] 4902-9721, 4903-9148, 4903-9149, 4903-9150, 4903-9153, 4903-9193, 4906-9151, 4906-9153, 4906-9154 (C), 4906-9158 (C), 4906-9159 (C), 4906-9160 (C), A4902-9716, A4902-9717, A4902-9721, A4906-9151, A4906-9153, [Autocall, Simplex] [NAC] [MAX] 4906-9154 (C), 4906-9158 (C), 4906-9159 (C), 4906-9160 (C), 4906-9254 (C), A4906-9154 (C), A4906-9158 (C), A4906-9159 (C), A4906-9160 (C) [Autocall, Simplex] [AUDIO 25v] [25V AUDIO] 4902-9721, 4903-9148, 4903-9149, 4903-9150, 4903-9153, 4903-9193, 4906-9151, 4906-9153, 4906-9154 (C), 4906-9158 (C), 4906-9159 (C), 4906-9160 (C), A4902-9716, A4902-9717, A4902-9721, A4906-9151, A4906-9153, A4
8451da87-0dad-4d39-82da-dde47db4ae29 | NFPA 170 LCD ANNNUNCIATOR DISPLAY | RISER ANNUNCIATOR |  | North | Kidde |  | LCD Annunciator |  |  |  | Module | TRUE | K-RLCD-C |  | LCD Ann, 4x20 LCD, w/common LEDs & Ctrls, white | 1 | 0.099 | 0.115 |  |  |  |  | FALSE | [5 empty] | #FFFF0000 | FA-NFPA 170 LCD ANNNUNCIATOR DISPLAY | 1 | FALSE | FALSE | FALSE | 257 | [8 empty] | 7,12,18 |  |  |  |  | FALSE | [5 empty] | DESKTOP-7SAL8M7\acont | 2020-01-02 08:42 | THOR\acont | 2024-09-08 17:27 | Cloned from Edwards RLCD-C | [Edwards, Kidde] [AUX POWER] [*] K-RLCD-C, K-RLCD-CR, K-RLCD-R, RLCD, RLCD-C, RLCD-CF, RLCD-C-PG, RLCD-CR, RLCD-C-SP, RLCD-F, RLCD-PG, RLCD-SP [Edwards, Kidde] [RS-485] GCI (C), GCIX (C), K-RLCD-C, K-RLCD-CR, K-RLCD-R, RLCD, RLCD-C, RLCD-CF, RLCD-C-PG, RLCD-CR, RLCD-C-SP, RLCD-F, RLCD-PG, RLCD-SP, RLED24 Mainboard, RLED24R Mainboard, RLED-C Mainboard, RLED-CF Mainboard, RLED-CR Mainboard
76069ef9-0567-4e8f-93b5-dde4a7e828a1 | NFPA 170 SPEAKER STROBE CEILING |  |  | North | Eaton Wheelock |  | Speaker/Strobe |  |  |  | Module | TRUE | LSPSTWC3-AL |  | CEILING SPEAKER STROBE "ALERT" MARKING | 1 | [6 empty] | TRUE | TRUE |  |  |  |  | #FF0070C0 | FA-NFPA 170 SPEAKER STROBE CEILING | 1 | FALSE | FALSE | FALSE | 2020 | [16 empty] | C |  |  | DESKTOP-QMKR22O\aucon | 2020-07-31 11:11 | THOR\acont | 2024-09-08 17:27 |  | [Eaton Wheelock] [AUDIO 70.7v] [70V AUDIO] LSPKC (C), LSPKRC (C), LSPKRC-AL (C), LSPKRC-N (C), LSPKWC (C), LSPKWC-AL (C), LSPKWC-N (C), LSPSTC3 (C), LSPSTR3, LSPSTR3-AL, LSPSTR3-ALA, LSPSTR3-N, LSPSTR3-NA, LSPSTRC3 (C), LSPSTRC3-AL (C), LSPSTW3, LSPSTW3- [Eaton Wheelock] [NAC] LSPSTC3 (C), LSPSTRC3 (C), LSPSTRC3-AL (C), LSPSTWC3 (C), LSPSTWC3-AL (C) [Eaton Wheelock] [AUDIO 25v] [25V AUDIO] LSPKC (C), LSPKRC (C), LSPKRC-AL (C), LSPKRC-N (C), LSPKWC (C), LSPKWC-AL (C), LSPKWC-N (C), LSPSTC3 (C), LSPSTR3, LSPSTR3-AL, LSPSTR3-ALA, LSPSTR3-N, LSPSTR3-NA, LSPSTRC3 (C), LSPSTRC3-AL (C), LSPSTW3, LSPSTW3-AL
0b135b1f-9821-4d3b-8ac9-dde6075b2e15 | NFPA 170 MANUAL PULL |  |  | North | MIRCOM |  | Manual Station |  |  |  | Module | TRUE | MPS-802MP | ++ | MP 2 Stage Addressable Pull Station, ULC | 1 | 0.002 | 0.0033 |  |  | 30 | 15 | FALSE |  |  |  | 5 ½” H x 4 1/8” W x 1 3/8” D |  | #FFFF0000 | FA-NFPA 170 MANUAL PULL | 1 | FALSE | FALSE | FALSE | 957 | [13 empty] | FALSE | [5 empty] | DESKTOP-7EIEB7A\acont | 2022-08-30 11:31 | THOR\acont | 2024-09-08 17:27 | Cloned from MIRCOM MPS-810MP CLONED CLONED | [MIRCOM] [SLC MODULES SENSORS] [*] [#1 SHARED ADDR ¦ MODULES] CR-6, CZ-6, IM-10, MIX-100P, MIX-100R, MIX-100S, MIX-100X, MIX-101P, MIX-4040, MIX-4040M, MIX-4041, MIX-4045, MIX-4045-M, MIX-4046, MIX-M500DM, MIX-M500DMAP, MIX-M500FP, MIX-M500M, MIX-M500MAP
47d09054-1e8c-4b0c-9e82-dde78b188883 |  |  |  | North | INNOTEC | Security/Access Control |  |  |  |  | Module | TRUE | 300 |  |  | 1 | [12 empty] | #FFFFFFFF |  |  | FALSE | FALSE | FALSE | [20 empty] | THOR\acont | 2024-03-12 21:43 | THOR\acont | 2024-10-09 10:48
8b384e97-eb99-4b99-affe-ddf7e95b6c00 | NFPA 170 VOICE EVACUATION CONTROL UNIT |  |  | North | Evax |  | Voice Evac Control Unit |  |  |  | Assembly | TRUE | HMX-MP16 | + | Master Panel, 16 Switch Control | 1 | [6 empty] | FALSE | [5 empty] | #FFFF0000 | FA-NFPA 170 VOICE EVACUATION CONTROL UNIT | 1 | FALSE | FALSE | FALSE | 211 | [8 empty] | 7,12,18 |  |  |  |  | TRUE | [5 empty] | DESKTOP-7SAL8M7\acont | 2020-07-16 11:07 | THOR\acont | 2024-09-08 17:27 | Cloned from Hochiki FNVMP16
2912b9e7-df9b-45c0-8d8b-ddffb94821e9 | NFPA 170 AMPLIFIER RACK | RISER AMP |  | North | Evax |  | Amplifier |  |  |  | Assembly | TRUE | HMX-DP25/P (70V) | + | Distributed Panel, Dual Channel, 25W, Fire Phone | 1 | [6 empty] | FALSE | [5 empty] | #FFFF0000 | FA-NFPA 170 AMPLIFIER RACK | 1 | FALSE | FALSE | FALSE | 300 | [8 empty] | 7,12,18 |  |  |  | 25 | TRUE | [5 empty] | DESKTOP-7SAL8M7\acont | 2020-07-16 11:07 | THOR\acont | 2024-09-08 17:27 | Cloned from Hochiki FNVDP25/P (70V)
c048e355-d854-448c-a48e-de000ad74737 | NFPA 170 DUCT SMOKE DETECTOR |  |  | North | Notifier |  | Duct Smoke Detector |  |  |  | Module | TRUE | D4120W | ++ | 4-Wire Photoelectric Duct Smoke Detector, watertight | 1 | 0.021 | 0.065 |  |  |  |  | FALSE | TRUE |  |  |  |  | #FFFF0000 | FA-NFPA 170 DUCT SMOKE DETECTOR | 1 | FALSE | FALSE | FALSE | 1400 | [13 empty] | FALSE | [7 empty] | THOR\acont | 2024-09-08 17:27 | 20191121 AC Detector without base | [Firelite, Macurco, Notifier, Silent Knight, System Sensor] [AUX POWER] [*] [AUX INPUT ++] 1251B (C), 1412B (C), 1424 (C), 2112/24AT (C), 2112/24S (C), 2112/24TS (C), 2112AITR (C), 2112ATR (C), 2112R (C), 2124AITR (C), 2124ATR (C), 2124R (C), 2151 w/B110 [Firelite, Macurco, Notifier, Silent Knight, System Sensor] [IDC] 01 [IDC 4-WIRE ++] 1251B (C), 1412B (C), 1424 (C), 2112/24AT (C), 2112/24S (C), 2112/24TS (C), 2112AITR (C), 2112ATR (C), 2112R (C), 2124AITR (C), 2124ATR (C), 2124R (C), 2151 w/B110RLP (C | [Fike, Firelite, Monaco Enterprises, Notifier, Space Age Electronics] 723-370-00, 723-371-00, D365PL, D4120, D4120W, DNR, DNR w/FIK‐2351R, DNR w/FSP-851R, DNR w/FSP-951R, DNR w/FSP-951R-IV, DNR w/NP-100R, DNR w/NP-200R, DNR w/SD365R, DNRW, DNRW w/FSP-951R
504b5d8a-822a-42c1-8515-de03e71a10c2 | NFPA 170 SPEAKER WALL |  |  | North | Edwards |  | Speaker |  |  |  | Module | TRUE | G4SRF |  | Speaker, Wall, Red, FIRE | 1 | [6 empty] | FALSE | FALSE | GRSW-10 | G4RSB |  |  | #FF0070C0 | FA-NFPA 170 SPEAKER WALL | 1 | FALSE | FALSE | FALSE | 2021 | [13 empty] | FALSE |  |  | C |  |  | DESKTOP-7SAL8M7\acont | 2020-09-15 08:46 | THOR\acont | 2025-02-25 13:49 | Cloned from Edwards GCSRF | [Edwards, Kidde] [AUDIO 70.7v] [70V AUDIO] G4F-S7, G4F-S7V1575, G4F-S7VM, G4HFRF-S7, G4HFRF-S7VMC, G4HFRN-S7, G4HFRN-S7VMC, G4HFWA-S7, G4HFWA-S7VMA, G4HFWA-S7VMC, G4HFWF-S7, G4HFWF-S7VMC, G4HFWN-S7, G4HFWN-S7VMA, G4HFWN-S7VMB, G4HFWN-S7VMC, G4RF-S7, G4RF [Edwards, Hochiki, Kidde] [AUDIO 70.7v] [70V AUDIO] EG4SRF, EG4SRN, EG4SVRF, EG4SVRN, EG4SVWA, EG4SVWF, EG4SVWN, EG4SWA, EG4SWF, EG4SWN, G4SRF, G4SRN, G4SVRF, G4SVRN, G4SVWA, G4SVWF, G4SVWN, G4SWA, G4SWF, G4SWN, WGSRA, WGSRF, WGSRF-FR, WGSRF-SP, WGSRN, W [Edwards, Kidde] [AUDIO 25v] [25V AUDIO] EGCF-S2VMH (C), G4F-S2, G4F-S2V1575, G4F-S2VM, G4HFRF-S2, G4HFRF-S2VMC, G4HFRN-S2, G4HFRN-S2VMC, G4HFWA-S2, G4HFWA-S2VMA, G4HFWA-S2VMC, G4HFWF-S2, G4HFWF-S2VMC, G4HFWN-S2, G4HFWN-S2VMA, G4HFWN-S2VMC, G4RF-S2, G4RF [Edwards, Hochiki, Kidde] [AUDIO 25v] [25V AUDIO] EG4SRF, EG4SRN, EG4SVRF, EG4SVRN, EG4SVWA, EG4SVWF, EG4SVWN, EG4SWA, EG4SWF, EG4SWN, G4SRF, G4SRN, G4SVRF, G4SVRN, G4SVWA, G4SVWF, G4SVWN, G4SWA, G4SWF, G4SWN, WGSRA, WGSRF, WGSRF-FR, WGSRF-SP, WGSRN, WGS
72504815-ea23-4cc0-a279-de045f11e008 |  |  |  | North | Hochiki |  | Cards & Components |  |  |  | Card | TRUE | S408 |  | 10.25 A Power Supply | 1 | 0.08 | 0.08 |  |  |  |  | TRUE | [5 empty] | #FFFFFFFF |  |  | FALSE | FALSE | FALSE | [20 empty] | DESKTOP-GHR3H5U\Anthony | 2019-11-27 07:44 | THOR\acont | 2024-10-09 10:48 | Cloned from Hochiki S723 CLONED
acf12b63-dda8-4f1e-91fb-de1050ea4a41 | ASD MODULASER CONTROLLER |  |  | North | Edwards |  | Air Sampling Detection |  |  |  | Assembly | TRUE | FHSD8320-ULF | ++ | LaserSense Modulaser - Command display module | 1 | [6 empty] | TRUE | [5 empty] | #FFFF0000 | FA-ASD MODULASER CONTROLLER | 1 | FALSE | FALSE | FALSE | [17 empty] | Comd |  |  | DESKTOP-EUPOT3B\aucon | 2022-01-20 05:31 | THOR\acont | 2024-09-08 17:27 | Cloned from Edwards New Part
daa05df1-5016-46bd-b0d9-de125fc5dd01 |  |  |  | North | Autocall |  | Cards & Components |  |  |  | Card | TRUE | A007-9807 | ++ | City Circuit Module with Disconnect Switch | 1 | 0.02 | 0.036 |  |  |  |  | TRUE | [5 empty] | #FFFFFFFF |  |  | FALSE | FALSE | FALSE | [20 empty] | DESKTOP-7SAL8M7\acont | 2020-05-11 17:05 | THOR\acont | 2024-10-09 10:48 | Cloned from AutoCall A007-9805
6d746481-9a65-41ee-b40d-de12899c7a3a | NFPA 170 ASPIRATING SMOKE DETECTOR |  |  | North | Gamewell FCI |  | Air Sampling Detection |  |  |  | Module | TRUE | 9400X | ++ | FAAST XT Conventional Aspiration Detector | 1 | 0.465 | 0.493 |  |  |  |  | TRUE | TRUE |  |  |  |  | #FFFF0000 | FA-NFPA 170 ASPIRATING SMOKE DETECTOR | 1 | FALSE | FALSE | FALSE | 1408 | [19 empty] | DESKTOP-7EIEB7A\acont | 2023-05-03 08:44 | THOR\acont | 2024-09-08 17:27 | Cloned from Gamewell FCI 8100 | [Gamewell FCI, Xtralis] [IDC] 02 [ACTION] 7100X (C), 8100 (C), 9400X (C), AAD-7100X (C), AAD-8100 (C), VEP-A00-1P, VEP-A00-1P-NTF, VEP-A00-P, VEP-A00-P-NTF, VEP-A10-P, VEP-A10-P-NTF, VLF-250 (C), VLF-500 (C), VLI-880 (C), VLI-885 (C), XAS-1-US (C), XAS-2 [Gamewell FCI] [AUX POWER] 7100X (C), 8100 (C), 9400X (C), AAD-7100X (C), AAD-8100 (C) [Gamewell FCI, Xtralis] [IDC] 03 [FIRE1] 7100X (C), 8100 (C), 9400X (C), AAD-7100X (C), AAD-8100 (C), VEP-A00-1P, VEP-A00-1P-NTF, VEP-A00-P, VEP-A00-P-NTF, VEP-A10-P, VEP-A10-P-NTF, VLF-250 (C), VLF-500 (C), VLI-880 (C), VLI-885 (C), XAS-1-US (C), XAS-2- [Gamewell FCI, Xtralis] [IDC] 01 [FAULT 1] 7100X (C), 8100 (C), 9400X (C), AAD-7100X (C), AAD-8100 (C), VEP-A00-1P, VEP-A00-1P-NTF, VEP-A00-P, VEP-A00-P-NTF, VEP-A10-P, VEP-A10-P-NTF, VLF-250 (C), VLF-500 (C), VLI-880 (C), VLI-885 (C), XAS-1-US (C), XAS-
d6c2b0fa-4dec-4e42-8aae-de1393ba88ec |  |  |  | North | Siemens | [5 empty] | Module | TRUE | PAD-3R | 599-699190 | RED P/S NAC EXT | 1 | [12 empty] | #FFFFFFFF |  |  | FALSE | FALSE | FALSE | [20 empty] | DESKTOP-7SAL8M7\acont | 2019-08-13 09:04 | THOR\acont | 2024-10-09 10:48
8adb6d56-0c56-422e-8184-de1409ac345a | NFPA 170 SYNC MODULE |  |  | North | Siemens |  | Sync Module |  |  |  | Module | TRUE | DSC | 500-696872++ | Dual Sync Control Module, Red | 1 | 0 | 0.055 | [10 empty] | #FFFF0000 | FA-NFPA 170 SYNC MODULE | 1 | FALSE | FALSE | FALSE | [20 empty] | DESKTOP-7SAL8M7\acont | 2019-08-13 09:04 | THOR\acont | 2024-09-08 17:27 |  | [Eaton Wheelock, Siemens] [NAC Trigger] [#1 INPUT] DSC, DSC-W, DSM-12/24-R [Eaton Wheelock, Siemens] [NAC Trigger] [#2 INPUT] DSC, DSC-W, DSM-12/24-R | [Siemens] DSC, DSC-W
e641db83-e09b-4019-9c8f-de1af2187fd3 |  |  |  | North | Potter |  | Cards & Components |  |  |  | Card | TRUE | ARC-100 Main Board | + | Fire Alarm Releasing Control Panel Main Board | 1 | 0.13 | 0.2 | 5 |  |  |  | TRUE | [5 empty] | #FFFFFFFF |  |  | FALSE | FALSE | FALSE | [14 empty] | FALSE | [7 empty] | THOR\acont | 2024-10-09 10:48 |  | [Potter] [IDC] [#2 TROUBLE] AFC-100 Main Board, AFC-1000 Main Board, AFC-50 Main Board, ARC-100 Main Board, IPA-100 MAIN BOARD, IPA-4000 MAIN BOARD, IPA-4000V MAIN BOARD, IPA-60 MAIN BOARD, P200 MAIN BOARD, PFC-4064 MAIN BOARD, PFC-4410G3 MAIN BOARD, PFC [Advanced, Potter] [VAC ] [120VAC] AFC-100 Main Board, AFC-1000 Main Board, AFC-50 Main Board, ARC-100 Main Board, AX-PSN104 Main Board, AX-PSN106 Main Board, AX-PSN108 Main Board, AX-PSN-64 Main Board, DCA-10025 (25V) Main Board, DCA-10025 (70V) Main Bo [Potter] [IDC] [#1 ALARM] AFC-100 Main Board, AFC-1000 Main Board, AFC-50 Main Board, ARC-100 Main Board, IPA-100 MAIN BOARD, IPA-4000 MAIN BOARD, IPA-4000V MAIN BOARD, IPA-60 MAIN BOARD, P200 MAIN BOARD, PFC-4064 MAIN BOARD, PFC-4410G3 MAIN BOARD, PFC-4 [Potter] [IDC] [#3 SUPERVISORY] AFC-100 Main Board, AFC-1000 Main Board, AFC-50 Main Board, ARC-100 Main Board, IPA-100 MAIN BOARD, IPA-4000 MAIN BOARD, IPA-4000V MAIN BOARD, IPA-60 MAIN BOARD, P200 MAIN BOARD, PFC-4064 MAIN BOARD, PFC-4410G3 MAIN BOARD, | [Potter] ARC-100 Main Board
29050647-af94-4010-85cd-de1ea1ba818a |  |  |  | North | Edwards |  | Hardware |  |  |  | Hardware | TRUE | 454732ARE |  | 14/4 Solid Twisted Red-Jacket FPLR | 1 | [6 empty] | FALSE | [5 empty] | #FFFFFFFF |  |  | FALSE | FALSE | FALSE | [14 empty] | FALSE | [7 empty] | THOR\acont | 2024-10-09 10:48
12982ecf-9eca-42d1-b7f2-de2ac1008bff |  |  |  | North | Siemens | [5 empty] | Module | TRUE | UHW-CATC-01 | S54465-C74-A1 | UHW-CATC-01 -- UL/ULC HW Category C Computer - Windows Server 2012 R2 + 5 Cal, SNC Card for XNET connection, Management Station Utility | 1 | [12 empty] | #FFFFFFFF |  |  | FALSE | FALSE | FALSE | [20 empty] | DESKTOP-7SAL8M7\acont | 2019-08-13 09:04 | THOR\acont | 2024-10-09 10:48
d41ef7a8-5ebf-40ec-8f4b-de32c4503062 | NFPA 170 HORN STROBE |  |  | North | Edwards |  | Horn/Strobe |  |  |  | Module | TRUE | G1WA-HDVMA |  | MNEC H-S, no running man, white, "ALERT", A, B, C, D cd, amber | 1 | 0 | 0.337 |  |  |  |  | FALSE | [5 empty] | #FF0070C0 | FA-NFPA 170 HORN STROBE | 1 | FALSE | FALSE | FALSE | 2012 | [13 empty] | FALSE | [7 empty] | THOR\acont | 2024-09-08 17:27 |  | [Edwards, Kidde] [NAC] [16 VDC, LOW DB] EG1F-HDV1575, EG1F-HDVM, G1F-HDV1575, G1F-HDVM, G1-HDVM, G1RF-HDV1575, G1RF-HDVM, G1R-HDVM, G1WA-HDVMA, G1WA-HDVMC [Edwards, Kidde] [NAC] [24 VDC, HIGH DB] EG1F-HDV1575, EG1F-HDVM, G1F-HDV1575, G1F-HDVM, G1-HDVM, G1RF-HDV1575, G1RF-HDVM, G1R-HDVM, G1WA-HDVMA, G1WA-HDVMC [Edwards, Kidde] [NAC] [16 VDC, HIGH DB] EG1F-HDV1575, EG1F-HDVM, G1F-HDV1575, G1F-HDVM, G1-HDVM, G1RF-HDV1575, G1RF-HDVM, G1R-HDVM, G1WA-HDVMA, G1WA-HDVMC [Edwards, Kidde] [NAC] [24 VDC, LOW DB] EG1F-HDV1575, EG1F-HDVM, G1F-HDV1575, G1F-HDVM, G1-HDVM, G1RF-HDV1575, G1RF-HDVM, G1R-HDVM, G1WA-HDVMA, G1WA-HDVMC
990d232d-9acb-4dda-9b1c-de38d87146b5 | CADGEN PANIC BUTTON |  |  | North | BluePoint |  | Panic Button |  |  |  | Assembly | TRUE | BP03-A103P | ++ | Police Mobile Pendant ASSEMBLY-DMP | 1 |  |  |  |  | 3 | [7 empty] | #FFFF0000 | FA-CADGEN PANIC BUTTON | 1 | FALSE | FALSE | FALSE | [17 empty] | RPT |  |  | THOR\acont | 2024-04-12 13:03 | THOR\acont | 2024-09-08 17:27 | Cloned from BluePoint BP03-A102P | [BluePoint, DMP] [DMP WIRELESS] [WIRELESS] 1103, 1126R, 1135, 1164 (C), 1164NS (C), 1165H (C), 1168 (C), 1181-R, 1182, 1183-135F, 1183-135R, 1184-W (C), BP01-303, BP02-203M, BP02-203P, BP02-A203M, BP02-A203P, BP02-A203PH, BP03-303, BP03-A103M, BP03-A103P
8a496445-bcb6-420f-8425-de3e804dd698 | NFPA 170 SPEAKER WALL |  |  | North | Edwards |  | Speaker |  |  |  | Module | TRUE | 5553-25/70-R | + | Series Adaptatone Millennium Speaker, Hazardous Location | 1 | [6 empty] | FALSE | [5 empty] | #FF0070C0 | FA-NFPA 170 SPEAKER WALL | 1 | FALSE | FALSE | FALSE | 2021 | [13 empty] | FALSE |  |  | HZ |  |  | DESKTOP-7EIEB7A\acont | 2022-07-26 09:55 | THOR\acont | 2024-09-08 17:27 | Cloned from Edwards 5553-25/70-G | [Edwards] [AUDIO 70.7v] [70V AUDIO] 5553-25/70-G, 5553-25/70-R [Edwards] [AUDIO 25v] [25V AUDIO] 5553-25/70-G, 5553-25/70-R
01a2a06c-4d47-4005-8649-de3f5f9192f7 | CADGEN INTERFACE MODULE |  |  | North | Bosch |  | Interface Module |  |  |  | Module | TRUE | D8125 | ++ | Expansion module, Zonex | 1 | 0.05 | 0.05 |  |  | 12 | [7 empty] | #FFFF0000 | FA-CADGEN INTERFACE MODULE | 1 | FALSE | FALSE | FALSE | [20 empty] | DESKTOP-7SAL8M7\acont | 2020-06-16 09:25 | THOR\acont | 2024-09-08 17:27 |  | [Bosch] [ZONEX BOSCH] [ALL DEVICES ++] D8125, D8125MUX, D8128D, D8129 | [Bosch] D8125
bd1d8239-02e1-4327-b581-de40a4a841e7 | NFPA 170 ADDRESSABLE OUTPUT MODULE |  |  | North | Autocall |  | Addressable Control/Relay |  |  |  | Module | TRUE | A4090-9007 | ++ | Addressable Signal Module (IAM) | 1 | 0.0008 | 0.001 |  |  |  |  | TRUE | [5 empty] | #FFFF0000 | FA-NFPA 170 ADDRESSABLE OUTPUT MODULE | 1 | FALSE | FALSE | FALSE | 1100 |  |  |  |  | 864 | [11 empty] | R |  |  | DESKTOP-7EIEB7A\acont | 2023-01-06 13:11 | THOR\acont | 2024-09-08 17:27 | Cloned from Ansul 4090-9007 | [Autocall] [AUDIO 25v, AUDIO 70.7v, NAC] [RISER INPUT] A4090-9007 [Autocall, Simplex] [IDNet] [MODULES ++] 2080-9056, 2080-9057, 2080-9067, 2080-9068, 2080-9069, 2080-9070, 4009-9201 Main Board, 4009-9401 Main Board, 4010-9901, 4090-5261, 4090-9001, 4090-9002, 4090-9005, 4090-9006, 4090-9008, 4090-9116, 4098-9019 (Cont | [Autocall] A4090-9007
ebca358f-ff7a-4f98-8417-de483733abb8 | NFPA 170 HORN |  |  | North | Kidde |  | Horn |  |  |  | Module | TRUE | WGAWA | ++ | Outdoor rated horn, white, alert | 1 | [6 empty] | FALSE | [5 empty] | #FF0070C0 | FA-NFPA 170 HORN | 1 | FALSE | FALSE | FALSE | 2010 | [13 empty] | FALSE |  |  | WP |  |  | THOR\acont | 2024-12-19 13:51 | THOR\acont | 2024-12-19 13:57 | Cloned from Edwards WGAWA | [Edwards, Kidde] [NAC] [VDC, TEMPORAL] WGARA, WGARF, WGARF-FR, WGARF-SP, WGARN, WGAWA, WGAWF, WGAWF-FR, WGAWF-SP, WGAWN
cbd67603-05c7-4c17-a63a-de54240ac1d8 | CADGEN AUX POWER SUPPLY |  |  | North | Xtralis |  | Auxilliary Power Supply |  |  |  | Module | TRUE | VPS-220-STX-SLV | ++ | 0.5A 7-14AH PSU - STX Silver | 1 | [6 empty] | FALSE |  |  |  | 300 x 350 x 135 |  | #FFFF0000 | FA-CADGEN AUX POWER SUPPLY | 1 | FALSE | FALSE | FALSE | [9 empty] | 12,17,24 |  | 24 |  |  | TRUE | [5 empty] | THOR\acont | 2024-02-22 14:24 | THOR\acont | 2024-09-08 17:27 | Cloned from Xtralis VPS-250-STX | [Xtralis] [IDC] 06 [ALERT] VPS-100US-120, VPS-220-STX, VPS-220-STX-SLV, VPS-250-STX, VPS-250-STX-SLV, VPS-300US-120, VPS-VEA115UL | [Xtralis] VPS-220-STX, VPS-220-STX-SLV
5be2d351-f60a-40db-b675-de54662b0490 |  |  |  | North | Potter |  | Cards & Components |  |  |  | Card | TRUE | PVC-ASC | + |  | 1 | 0.023 | 0.023 |  |  |  |  | TRUE | [5 empty] | #FFFFFFFF |  |  | FALSE | FALSE | FALSE | [20 empty] | DESKTOP-7SAL8M7\acont | 2020-11-03 16:06 | THOR\acont | 2024-10-09 10:48 | Cloned from Hochiki FNV-ASC
2ddfea17-ccbe-47ee-bce3-de567a419227 | NFPA 170 ADDRESSABLE INPUT MONITOR MODULE |  |  | North | Apollo |  | Addressable Module |  |  |  | Module | FALSE | 55000-830ADV | + | Mini Priority Switch Monitor | 1 | 0.0006 | 0.0006 |  |  |  |  | FALSE | [5 empty] | #FFFF0000 | FA-NFPA 170 ADDRESSABLE INPUT MONITOR MODULE | 1 | FALSE | FALSE | FALSE | 1000 | [13 empty] | FALSE | [7 empty] | THOR\acont | 2024-09-08 17:27 |  | [Apollo] [SLC APOLLO MODULES/SENSORS] [#3] 55000-830ADV, 55000-831ADV, AX-APS2-F1, AX-APS2-F2, D900-CTRL I/O [Apollo] [SLC APOLLO MODULES/SENSORS] [#2] 55000-790ADV, 55000-805ADV, 55000-806ADV, 55000-830ADV, 55000-831ADV, SA4700-102APO [Advanced, Apollo] [SLC APOLLO MODULES SENSORS] [*] [#1 SHARED ADDR ¦ MODULES] 45681-800 (C), 45681-805 (C), 55000-001 (C), 55000-002 (C), 55000-005 (C), 55000-006 (C), 55000-009 (C), 55000-010 (C), 55000-765 (C), 55000-790ADV, 55000-805ADV, 55000-806ADV
6793923c-a38d-4f13-8e33-de56a2306b39 | NFPA 170 SMOKE DETECTOR |  |  | North | Kidde |  | Smoke Detector |  |  |  | Module | TRUE | KIR-PD w/KI-RB BASE | ++ | Intelligent Optical Smoke Detector | 1 | 5.1e-05 | 6.8e-05 |  |  |  |  | FALSE | TRUE |  |  |  |  | #FFFF0000 | FA-NFPA 170 SMOKE DETECTOR | 1 | FALSE | FALSE | FALSE | 1408 | [13 empty] | FALSE | [5 empty] | DESKTOP-7EIEB7A\acont | 2023-05-24 19:00 | THOR\acont | 2024-09-08 17:27 | Cloned from Kidde KI-PD w/KI-RB BASE | [Edwards, Kidde] [SLC EST SENSORS] 01 [*] [EST3, iO1000] DS-HFS (C), DS-PS (C), FX-HD w/IB4U BASE, FX-HD w/RB4U BASE, FX-HD w/SB4U BASE, FX-HD w/SB4U-LF BASE, FX-HD wB4U BASE, FX-PD w/B4U BASE (C), FX-PD w/IB4U BASE (C), FX-PD w/SB4U BASE (C), FX-PD w/SB [Kidde] [SLC EST MODULES SENSORS] [*] [#2 SHARED ADDR ¦ SENSORS] DS-HFS (C), DS-PS (C), FX-HD w/IB4U BASE, FX-HD w/RB4U BASE, FX-HD w/SB4U BASE, FX-HD w/SB4U-LF BASE, FX-HD wB4U BASE, FX-PD w/B4U BASE (C), FX-PD w/IB4U BASE (C), FX-PD w/SB4U BASE (C), FX [Kidde] [SLC EST SENSORS] [*] [#4 TYPE ADDR ¦ SENSORS] DS-HFS (C), DS-PS (C), FX-HD w/IB4U BASE, FX-HD w/RB4U BASE, FX-HD w/SB4U BASE, FX-HD w/SB4U-LF BASE, FX-HD wB4U BASE, FX-PD w/B4U BASE (C), FX-PD w/IB4U BASE (C), FX-PD w/SB4U BASE (C), FX-PD w/SB4U [Edwards, Kidde] [SLC EST MODULES/SENSORS] 01 [*] [iO64] DS-HFS (C), DS-PS (C), FX-HD w/IB4U BASE, FX-HD w/RB4U BASE, FX-HD w/SB4U BASE, FX-HD w/SB4U-LF BASE, FX-HD wB4U BASE, FX-PD w/B4U BASE (C), FX-PD w/IB4U BASE (C), FX-PD w/SB4U BASE (C), FX-PD w/SB
2590f024-d931-486f-b872-de5bc7337b32 | NC_PULL CORD WITH AUDIO |  |  | North | Rauland Nurse Call |  | Nurse Call Component |  |  |  | Module | TRUE | 354000 |  | PULL CORD w/AUDIO STATION | 1 | [6 empty] | TRUE | [5 empty] | #FFFF0000 | FA-NC_PULL CORD WITH AUDIO | 1 | FALSE | FALSE | FALSE | [20 empty] | AUGUSTXPS17-EUP\aucon | 2022-07-26 17:18 | THOR\acont | 2024-09-08 17:27 | Cloned from Rauland Nurse Call New Part
382206c5-471a-4a53-9681-de5d5ea434cf | CADGEN KEYPAD |  |  | North | Bosch |  | Keypad Interface |  |  |  | Module | TRUE | D1260W | ++ | LCD Keypad, SDI | 1 | 0.2 | 0.25 |  |  | 12 | [7 empty] | #FFFF0000 | FA-CADGEN KEYPAD | 1 | FALSE | FALSE | FALSE | [20 empty] | DESKTOP-7EIEB7A\acont | 2022-07-23 11:06 | THOR\acont | 2024-09-08 17:27 | Cloned from Bosch D1260 CLONED CLONED | [Bosch] [SDI BOSCH] [*] [ALL DEVICES ++] B426, B450, B450-CHI, B450-M, B901, D1255, D1255RB, D1255W, D1256RB, D1257RB, D1260, D1260B, D1260BLK, D1260R, D1260W
d14e64f8-0afd-4239-9637-de5d70ac2e2e |  |  |  | North | Siemens |  | Hardware |  |  |  | Hardware | TRUE | CAB-100-BRKT | S54430-B2-A1 | BRACKET TO HOLD DOWN BTX-3 100AH BATTERIES IN CAB-BATT ENCLOSURE REQUIRED FOR SEISMIC APPLICATIONS | 1 | [12 empty] | #FFFFFFFF |  |  | FALSE | FALSE | FALSE | [20 empty] | DESKTOP-7SAL8M7\acont | 2019-08-13 09:04 | THOR\acont | 2024-10-09 10:48
e3616124-6fa5-48ef-ab0a-de5fcda66694 |  |  |  | North | Notifier |  | Hardware |  |  |  | Hardware | TRUE | BP-4 |  | Battery Panel | 1 | [6 empty] | FALSE |  | SURFACE |  | PROVIDED ("WX"HX"D) | N/A | #FFFFFFFF |  |  | FALSE | FALSE | FALSE |  |  |  | 7165-0028:0224 | [10 empty] | FALSE | [7 empty] | THOR\acont | 2024-10-09 10:48
91f9efae-a415-4e47-9160-de62b16b586d |  |  |  | North | Autocall |  | Cards & Components |  |  |  | Card | TRUE | A009-970x MAIN BOARD | ++ | Main Board | 1 | 0.064 | 0.064 |  |  |  |  | TRUE | [5 empty] | #FFFFFFFF |  |  | FALSE | FALSE | FALSE | [20 empty] | DESKTOP-QGO6JOK\acont | 2024-07-16 08:51 | THOR\acont | 2024-10-09 10:48 | Cloned from Autocall A009-9602 CPU | [Autocall, Simplex] [RUI] 4009-9401 Main Board, 4100-9404, 4100-9405, 4100-9616, 4100-9617, 4606-9202, A009-9401 Main Board, A009-970x MAIN BOARD, A009-970xx MAIN BOARD, A100-9404, A100-9405, A100-9616, A100-9617, A4606-9202 [Autocall, Simplex] [IDC] [#1 ALARM] 4100-6033, 4100-9111 (4100U) Main Board, 4100-9111 Main Board, A009-970x MAIN BOARD, A009-970xx MAIN BOARD, A100-6033, A100-9111 Main Board | [Autocall] A009-970x MAIN BOARD
9bddc8ba-bd3f-4e99-95f9-de7245451804 | NFPA 170 HEAT DETECTOR |  |  | North | Hochiki |  | Heat Detector |  |  |  | Module | TRUE | DFE-135 w/NS6-224 STANDARD BASE | DFE-135 w/NS6-224 STANDARD BASE | HEAT DETECTOR w/ STANDARD BASE | 1 |  | 0.193 |  |  |  |  | TRUE | TRUE |  | *Refer to Install Sheet |  |  | #FFFF0000 | FA-NFPA 170 HEAT DETECTOR | 1 | FALSE | FALSE | FALSE | 1403 | [19 empty] | DESKTOP-0D6CQVA\lousc | 2019-10-12 07:53 | THOR\acont | 2024-09-08 17:27 | Cloned from Hochiki DCD-135 w/NS6-224 STANDARD BASE | [Hochiki] [IDC] 01 [IDC] DCD-135 w/HSC-220L LATCHING LED BASE (C), DCD-135 w/HSC-220R - 2 WIRE RELAY BASE (C), DCD-135 w/HSC-221L LATCHING LED BASE (C), DCD-135 w/HSC-221R - 2 WIRE RELAY BASE (C), DCD-135 w/HSC-224L LATCHING LED BASE (C), DCD-135 w
aeb6e212-ab57-40f8-8b71-de7ba5e1993b |  |  |  | North | Siemens |  | Hardware |  |  |  | Hardware | TRUE | FHK2004-U2 |  | ASSEMBLY,3HU IVC ENCLOSURE | 1 | [6 empty] | FALSE | [5 empty] | #FFFFFFFF |  |  | FALSE | FALSE | FALSE | [14 empty] | FALSE | [7 empty] | THOR\acont | 2024-10-09 10:48
10bfc2fb-438b-4888-b0c3-de7ee416e48c |  |  |  | North | Edwards |  | Hardware |  |  |  | Hardware | TRUE | EVDLED |  | Drill Confirmation LED | 1 | [6 empty] | FALSE | [5 empty] | #FFFFFFFF |  |  | FALSE | FALSE | FALSE | [14 empty] | FALSE | [7 empty] | THOR\acont | 2024-10-09 10:48
50a6fb9a-4b8d-43a4-9a99-de80a0b08b7f |  |  |  | North | Bosch | [5 empty] | Module | TRUE | NDA-FMT-DOME | * | FLUSH MOUNT DOME KIT | 1 | [12 empty] | #FFFFFFFF |  |  | FALSE | FALSE | FALSE | [20 empty] | DESKTOP-7EIEB7A\acont | 2021-08-13 06:25 | THOR\acont | 2024-10-09 10:48
4941b69c-fa01-42b5-8426-de826240edb6 | NFPA 170 STROBE CEILING |  |  | North | Eaton Wheelock |  | Strobe |  |  |  | Module | TRUE | ELSTRC-ALA | + | CEILING STROBE, RED, ALERT, AMBER | 1 | [6 empty] | TRUE | TRUE |  |  |  |  | #FF0070C0 | FA-NFPA 170 STROBE CEILING | 1 | FALSE | FALSE | FALSE | 2020 | [16 empty] | C |  |  | DESKTOP-7EIEB7A\acont | 2021-05-18 16:16 | THOR\acont | 2024-09-08 17:27 | Cloned from Eaton Wheelock ELSTRC-AL | [Eaton Wheelock] [NAC] [24VDC] ELSTRC (C), ELSTRC-AL (C), ELSTRC-ALA (C), ELSTRC-NA (C), ELSTWC (C), ELSTWC-AL (C), ELSTWC-ALA (C), ELSTWC-EV (C), ELSTWC-NA (C)
84dccc02-6990-46ea-863d-de84f0aa5908 | NFPA 170 END OF LINE DEVICE |  |  | North | Block Definition Only |  | End-of-Line Device |  |  |  | Module | TRUE | NFPA 170 END OF LINE DEVICE |  | NFPA 170 END OF LINE DEVICE | 1 | [12 empty] | #FFFF0000 | FA-NFPA 170 END OF LINE DEVICE | 1 | FALSE | FALSE | FALSE | 5050 | [19 empty] | AULAPTOP-PC\Aulaptop | 2020-03-26 07:41 | THOR\acont | 2024-09-08 17:27
68f10b19-d694-4eb4-803f-de864c9e64da | NFPA 170 NOTIFICATION CIRCUIT EXTENDER PANEL | RISER NAC |  | North | Altronix |  | Notification Circuit Extender Panel |  |  |  | Assembly | TRUE | FireSwitch108 | + | 10 Amp, 8 Output 24 Volt Power Supply | 1 | [6 empty] | FALSE |  |  |  | 15.5” x 12” x 4.5” (393.7mm x 304.8mm x 114.3mm) |  | #FFFF0000 | FA-NFPA 170 NOTIFICATION CIRCUIT EXTENDER PANEL | 1 | FALSE | FALSE | FALSE | 212 | [8 empty] | 7,12,18,40 |  |  | 10 |  | TRUE | [5 empty] | AULAPTOP-PC\Aulaptop | 2018-11-18 09:00 | THOR\acont | 2024-09-08 17:27 | Cloned from Honeywell New Part CLONED CLONED CLONED CLONED CLONED CLONED CLONED
13449fa5-b47f-4e36-9929-de8cada556ab |  |  |  | North | MIRCOM | [5 empty] | Module | TRUE | ARW-2525-KIT | new | Industrial 5-PORT Unmanaged POE Switch Kit. Kit includes: 1 X 5-PORT Unmanaged POE Switch and 1 X 75W 48 VDC power supply | 1 | [12 empty] | #FFFFFFFF |  |  | FALSE | FALSE | FALSE | [20 empty] | THOR\acont | 2024-02-24 16:13 | THOR\acont | 2024-10-09 10:48
5e42f4bf-6052-4dc5-af9a-de8ff6cd82b3 | NFPA 170 HEAT DETECTOR |  |  | North | Advanced |  | Heat Detector |  |  |  | Module | FALSE | 58000-450ADV | ++ | Intelligent Heat Detector w/Base | 1 | 0.0005 | 0.0005 |  |  |  |  | FALSE | TRUE |  |  |  |  | #FFFF0000 | FA-NFPA 170 HEAT DETECTOR | 1 | FALSE | FALSE | FALSE | 1408 | [13 empty] | FALSE |  |  | 4 |  |  | AUGUSTXPS17-EUP\aucon | 2022-07-13 14:35 | THOR\acont | 2024-09-08 17:27 | Cloned from Advanced 58000-650ADV | [Advanced] [SLC APOLLO MODULES/SENSORS] [*] [#1] 55000-805ADV, 55000-806ADV, 55000-820ADV (C), 55000-830ADV, 55000-831ADV, 55000-863ADV, 58000-450ADV (C), 58000-650ADV (C), AX-SL-DAA-P [Advanced, Apollo] [SLC APOLLO MODULES SENSORS] [*] [#2 SHARED ADDR ¦ SENSORS] SA5150-650ADV w/SA5000-230ADV (C), SA5150-750ADV w/SA5000-210ADV (C), 45681-800 (C), 45681-805 (C), 55000-450 w/45681-210UL (C), 55000-450 w/45681-225APO (C), 55000-450 w/
ad6dbf0e-d32d-4d98-8da9-de9537a60d15 |  |  |  | North | Hochiki |  | Cards & Components |  |  |  | Card | TRUE | FN-DAC | Digital Alarm Communicator | Digital Alarm Communicator | 1 | 0.02 | 0.02 |  |  |  |  | TRUE | [5 empty] | #FFFFFFFF |  |  | FALSE | FALSE | FALSE | [20 empty] | DESKTOP-0D6CQVA\lousc | 2019-09-24 06:45 | THOR\acont | 2024-10-09 10:48
98682138-d2f1-4458-879d-de985efce584 |  |  |  | North | Firelite |  | Cards & Components |  |  |  | Card | TRUE | HPFF8 Main Board | + | Fire Alarm Power Supply Card | 1 | 0.206 | 0.075 |  |  |  |  | TRUE | [5 empty] | #FFFFFFFF |  |  | FALSE | FALSE | FALSE | [14 empty] | FALSE | [5 empty] | DESKTOP-7SAL8M7\acont | 2020-06-09 15:32 | THOR\acont | 2024-10-09 10:48 | Cloned from Notifier HPFF8 Main Board | [Ditek, Monaco Enterprises, Spectronix, WBOX] [VAC ] [VAC] 0E-SPROACHW, 210-524-00, DTK-120HW, DTK-120HWLOK, DTK-120HW-SS, DTK-1F, DTK-1FF, SA400 Main Board [Firelite, Gamewell FCI, Honeywell, Notifier] [NAC Trigger] GFPS-6 Main Board, GFPS-9 Main Board, HPFF12 Main Board, HPFF8 Main Board [ADT Unimode, AES, Firelite, NAPCO, Notifier] [VAC ] [VAC] 1640, 200UDLS Main Board, 411UDAC Main Board, ACC-25/50 Main Board, BE-500 CPU, CPU-N16LD, CPU-N16LND, ECC-125DA (25V) Main Board, ECC-50/100 Main Board (100W, 25V), ECC-50/100 Main Board (100W, | [Firelite] HPFF12 Main Board, HPFF8 Main Board
a98b6431-2790-43c5-9cf7-de9a40cb3541 |  |  |  | North | Potter | [5 empty] | Module | TRUE | CF-135W |  | Fixed Temperature Heat Detector, 135°F (57°C) | 1 | [6 empty] | FALSE | [5 empty] | #FFFFFFFF |  |  | FALSE | FALSE | FALSE | [14 empty] | FALSE | [7 empty] | THOR\acont | 2024-10-09 10:48 |  | [Notifier, Potter] [IDC] 01 CF-135EWT, CF-135MP, CF-135W, CF-165MP, CF-165W, CF-200EWT, CF-200MP, CF-200W, CF-285MP, CF-285W, CPS-24 w/SB, CR-135EWT, CR-135MP, CR-135W, CR-165MP, CR-165W, CR-200EWT, CR-200MP, CR-200W, DSD-P (C), P32-1T, PS40 Series, PS40
58d3ca44-7608-4167-96ab-de9c54421bc1 | NFPA 170 MANUAL PULL |  |  | North | Kidde |  | Manual Station |  |  |  | Module | TRUE | FX-270 | ++ | Single Action Fire Pull Station, Kidde Addressable | 1 | 0.00035 | 0.0005 |  |  |  |  | FALSE | [5 empty] | #FFFF0000 | FA-NFPA 170 MANUAL PULL | 1 | FALSE | FALSE | FALSE | 957 | [13 empty] | FALSE |  |  | 270 |  |  | HOMEAUGUSTXPS-1\aucon | 2021-12-15 10:47 | THOR\acont | 2024-09-08 17:27 | Cloned from Edwards SIGA-270 | [Edwards, Kidde] [SLC EST MODULES/SENSORS] 03 [*] [iO64] 76-330002-101, 84-330002-001, FX-270, FX-278, GSA-M270, GSA-M270P, GSA-M278, SIGA-270, SIGA-278, SIGA-CT1, SIGA-CT1I, SIGA-IO, SIGA-MIO, SIGA-MM1, SIGI-271 [Kidde] [SLC EST MODULES] [*] [#3 TYPE ADDR ¦ MODULES] 76-330002-101, 84-330002-001, FX-270, FX-278, FX-2WIRE, FX-IDC1A, FX-IDC1B, FX-IDC2B, FX-IDCWS, FX-ISO, FX-NAC, FX-RLY, GSA-CC1, GSA-CC1S, GSA-CC2, GSA-CR, GSA-CRH, GSA-CRR, GSA-CT1, GSA-CT2, GSA-IO, [Kidde] [SLC EST MODULES SENSORS] [*] [#1 SHARED ADDR ¦ MODULES] 76-330002-101, 84-330002-001, FX-270, FX-278, FX-2WIRE, FX-IDC1A, FX-IDC1B, FX-IDC2B, FX-IDCWS, FX-ISO, FX-NAC, FX-RLY, GSA-CC1, GSA-CC1S, GSA-CC2, GSA-CR, GSA-CRH, GSA-CRR, GSA-CT1, GSA-CT [Edwards, Kidde] [SLC EST MODULES] 03 [*] [EST3, iO1000] 76-330002-101, 84-330002-001, FX-270, FX-278, GSA-M270, GSA-M270P, GSA-M278, SIGA-270, SIGA-278, SIGA-CT1, SIGA-CT1I, SIGA-IO, SIGA-MIO, SIGA-MM1, SIGI-271
5f7034b2-4201-454f-8d52-dea1d9bdedc1 |  |  |  | North | Notifier | [5 empty] | Assembly | TRUE | BB-UZC |  | Backbox for housing the UZC-256 | 1 | [6 empty] | FALSE | FALSE |  |  |  |  | #FFFFFFFF |  |  | FALSE | FALSE | FALSE | [9 empty] | 7,12,18 |  |  |  |  | TRUE | [7 empty] | THOR\acont | 2024-10-09 10:48
341de8d0-036b-446e-a8d5-dea2a82c1343 | NFPA 170 SMOKE DETECTOR |  |  | North | Apollo |  | Smoke Detector |  |  |  | Module | FALSE | 55000-650 w/45681-250USA | + | PHOTOELECTRIC SMOKE DETECTOR W/ E-Z FIT BASE | 1 | 0.00034 | 0.0045 |  |  |  |  | FALSE | TRUE |  |  |  |  | #FFFF0000 | FA-NFPA 170 SMOKE DETECTOR | 1 | FALSE | FALSE | FALSE | 1408 | [13 empty] | FALSE | [5 empty] | DESKTOP-7EIEB7A\acont | 2021-11-17 06:32 | THOR\acont | 2024-09-08 17:27 | Cloned from Apollo 58000-650ADV w/45681-250ADS BASE | [Advanced, Apollo] [SLC APOLLO MODULES SENSORS] [*] [#2 SHARED ADDR ¦ SENSORS] SA5150-650ADV w/SA5000-230ADV (C), SA5150-750ADV w/SA5000-210ADV (C), 45681-800 (C), 45681-805 (C), 55000-450 w/45681-210UL (C), 55000-450 w/45681-225APO (C), 55000-450 w/ [Apollo] [SLC APOLLO MODULES/SENSORS] [*] [#1] 45681-800 (C), 45681-805 (C), 55000-001 (C), 55000-002 (C), 55000-005 (C), 55000-006 (C), 55000-009 (C), 55000-010 (C), 55000-450 w/45681-210UL (C), 55000-450 w/45681-225APO (C), 55000-450 w/45681-250USA (C)
fffeb9d8-4137-47b8-a08a-deab988ff4b5 | NFPA 170 SMOKE DETECTOR |  |  | North | Apollo |  | Smoke Detector |  |  |  | Module | TRUE | SA7100-100APO (Detector) | ++ | Intelligent Auto-Aligning Beam Detector Head | 1 | [6 empty] | FALSE | TRUE |  |  |  |  | #FFFF0000 | FA-NFPA 170 SMOKE DETECTOR | 1 | FALSE | FALSE | FALSE | 1408 | [13 empty] | FALSE |  |  | SBD |  |  | DESKTOP-7EIEB7A\acont | 2023-02-13 07:05 | THOR\acont | 2024-09-08 17:27 | Cloned from Simplex 4098-9019 (Detector) | [Apollo] [BEAM DET] SA7100-100APO (Detector) (C)
5a75df98-7dc6-45eb-9c0a-deb311957c32 | NFPA 170 STROBE WALL |  |  | North | Edwards |  | Strobe |  |  |  | Module | TRUE | WGVRF | ++ | Outdoor rated strobe, red, fire | 1 | [6 empty] | FALSE | [5 empty] | #FF0070C0 | FA-NFPA 170 STROBE WALL | 1 | FALSE | FALSE | FALSE | 2023 | [13 empty] | FALSE |  |  | WP |  |  | THOR\acont | 2024-04-09 07:42 | THOR\acont | 2024-09-08 17:27 | Cloned from Edwards WGVRA | [Edwards, Kidde] [NAC] [VDC] WGSVRA, WGSVRF, WGSVRF-FR, WGSVRF-SP, WGSVRN, WGSVWA, WGSVWF, WGSVWF-FR, WGSVWF-SP, WGSVWN, WGVRA, WGVRF, WGVRF-FR, WGVRF-SP, WGVRN, WGVWA, WGVWF, WGVWF-FR, WGVWF-SP, WGVWN
ddeb6be2-9b9c-402e-9a74-deb48ac11609 | NFPA 170 BELL |  |  | North | Eaton Wheelock |  | Bell |  |  |  | Module | TRUE | GB6-120 |  | Bell 6" Housing, 24VDC | 1 | [6 empty] | FALSE | FALSE |  |  |  |  | #FFFF0000 | FA-NFPA 170 BELL | 1 | FALSE | FALSE | FALSE | 2000 | [13 empty] | FALSE | [7 empty] | THOR\acont | 2024-09-08 17:27
82730973-9204-4426-be3e-dec1557b7e95 |  |  |  | North | TRIPLITE | Security/Access Control |  |  |  |  | Module | TRUE | SMART750 |  | 750VA LINE INTERACTIVE UPS SYSTEM | 1 | [12 empty] | #FFFFFFFF |  |  | FALSE | FALSE | FALSE | [20 empty] | THOR\acont | 2024-03-12 21:43 | THOR\acont | 2024-10-09 10:48
dd2a60b9-679a-447f-be91-dec7bd759a90 | NFPA 170 FIRE ALARM TRANSPONDER |  |  | North | Notifier |  | Transponder Cabinet |  |  |  | Assembly | TRUE | ONYXWKS-HNSF |  | Onyxworks UL Listed Workstation for NFN High Speed SM Fiber Network w/ Software for View + | 1 | [6 empty] | TRUE | [5 empty] | #FFFF0000 | FA-NFPA 170 FIRE ALARM TRANSPONDER | 1 | FALSE | FALSE | FALSE | [20 empty] | DESKTOP-7EIEB7A\acont | 2022-04-15 18:04 | THOR\acont | 2024-09-08 17:27
08fbfaf1-8739-4b7d-9209-dec7c017f4d8 | NFPA 170 DUCT SMOKE DETECTOR |  |  | North | Edwards |  | Duct Smoke Detector |  |  |  | Assembly | TRUE | SIGA-SD | ++ | SuperDuct Detector | 1 | 4.5e-05 | 4.5e-05 |  |  |  |  | FALSE | TRUE |  |  |  |  | #FFFF0000 | FA-NFPA 170 DUCT SMOKE DETECTOR | 1 | FALSE | FALSE | FALSE | 1400 | [13 empty] | FALSE | [7 empty] | THOR\acont | 2024-09-08 17:27 | 20191121 AC Detector without base | [Edwards, Kidde] [SLC EST MODULES SENSORS] [*] [#2 SHARED ADDR ¦ SENSORS] KI-DDOS (C), SIGA2-COS w/SIGA-AB4G BASE, SIGA2-COS w/SIGA-AB4G-LF BASE, SIGA2-COS w/SIGA-AB4GT BASE, SIGA2-COS w/SIGA-IB BASE, SIGA2-COS w/SIGA-RB BASE, SIGA2-COS w/SIGA-SB BASE, S [Edwards, Kidde] [SLC EST MODULES/SENSORS] 01 [*] [iO64] DS-HFS (C), DS-PS (C), FX-HD w/IB4U BASE, FX-HD w/RB4U BASE, FX-HD w/SB4U BASE, FX-HD w/SB4U-LF BASE, FX-HD wB4U BASE, FX-PD w/B4U BASE (C), FX-PD w/IB4U BASE (C), FX-PD w/SB4U BASE (C), FX-PD w/SB [Edwards, Kidde] [SLC EST SENSORS] 01 [*] [EST3, iO1000] DS-HFS (C), DS-PS (C), FX-HD w/IB4U BASE, FX-HD w/RB4U BASE, FX-HD w/SB4U BASE, FX-HD w/SB4U-LF BASE, FX-HD wB4U BASE, FX-PD w/B4U BASE (C), FX-PD w/IB4U BASE (C), FX-PD w/SB4U BASE (C), FX-PD w/SB [Edwards, Kidde] [SLC EST SENSORS] [*] [#4 TYPE ADDR ¦ SENSORS] KI-DDOS (C), SIGA2-COS w/SIGA-AB4G BASE, SIGA2-COS w/SIGA-AB4G-LF BASE, SIGA2-COS w/SIGA-AB4GT BASE, SIGA2-COS w/SIGA-IB BASE, SIGA2-COS w/SIGA-RB BASE, SIGA2-COS w/SIGA-SB BASE, SIGA2-HCOS | [Edwards, Kidde] FX-PDD, GSA-SD, KI-DDOS, KI-SDH, KI-SDHR, SD-2W, SIGA-DDOS, SIGA-SD
709d00b7-c566-4108-b7b9-ded4d8f1b4d4 | NFPA 170 HORN CEILING |  |  | North | Eaton Wheelock |  | Horn |  |  |  | Module | TRUE | ELHNWC | + | CEILING HORN, WHITE, NONE | 1 | [6 empty] | TRUE | TRUE |  |  |  |  | #FF0070C0 | FA-NFPA 170 HORN CEILING | 1 | FALSE | FALSE | FALSE | 2020 | [19 empty] | DESKTOP-7EIEB7A\acont | 2021-04-29 10:04 | THOR\acont | 2024-09-08 17:27 | Cloned from Eaton Wheelock ELHSWC | [Eaton Wheelock] [NAC] [24VDC, LOW CONT.] ELHNR, ELHNRC (C), ELHNW, ELHNWC (C) [Eaton Wheelock] [NAC] [24VDC, HIGH CONT.] ELHNR, ELHNRC (C), ELHNW, ELHNWC (C)
8c5d1013-4524-467d-9678-ded6998439c6 | NFPA 170 REMOTE INDICATOR |  |  | North | Hochiki |  | Remote Indicator |  |  |  | Module | TRUE | MS-RH/KA/P/R | REMOTE ALARM INDICATOR | REMOTE ALARM INDICATOR | 1 | 0.005 | 0.005 |  |  |  |  | TRUE |  |  | *Refer to Install Sheet |  |  | #FFFF0000 | FA-NFPA 170 REMOTE INDICATOR | 1 | FALSE | FALSE | FALSE | 2016 | [19 empty] | DESKTOP-0D6CQVA\lousc | 2019-10-12 10:34 | THOR\acont | 2024-09-08 17:27 | Cloned from Hochiki MS-RA/P | [Hochiki] [RTS] [ALARM LED] MS-KA/P/R, MS-KA/R, MS-RA, MS-RA/P, MS-RA/P/R, MS-RA/R, MS-RH/KA/P/R [Hochiki] [RTS] [HORN] MS-KA/P/R, MS-KA/R, MS-RA, MS-RA/P, MS-RA/P/R, MS-RA/R, MS-RH/KA/P/R [Hochiki] [RTS] [PILOT LED] MS-KA/P/R, MS-KA/R, MS-RA, MS-RA/P, MS-RA/P/R, MS-RA/R, MS-RH/KA/P/R
8c2317c2-e1ec-4dad-b6af-dedaa779b56f |  |  |  | North | Xtralis |  | Cards & Components |  |  |  | Card | TRUE | VIC-030 |  |  | 1 | [6 empty] | TRUE | [5 empty] | #FFFFFFFF |  |  | FALSE | FALSE | FALSE | [20 empty] | AULAPTOP-PC\Aulaptop | 2019-05-07 13:00 | THOR\acont | 2024-10-09 10:48 | Cloned from Xtralis New Part CLONED CLONED CLONED CLONED CLONED CLONED CLONED CLONED | [Autocall, Simplex, Xtralis] [IDC] [#3] 4098-VEP-A00-1P, 4098-VEP-A00-P, 4098-VEP-A10-P, 4098-VES-A00-P, 4098-VES-A10-P, A4098-VEP-A00-1P, A4098-VEP-A00-P, A4098-VEP-A10-P, A4098-VES-A00-P, A4098-VES-A10-P, VEP-A00-1P, VEP-A00-1P-NTF, VEP-A00-P, VEP-A10- [Autocall, Simplex, Xtralis] [IDC] [#2] 4098-VEP-A00-1P, 4098-VEP-A00-P, 4098-VEP-A10-P, 4098-VES-A00-P, 4098-VES-A10-P, A4098-VEP-A00-1P, A4098-VEP-A00-P, A4098-VEP-A10-P, A4098-VES-A00-P, A4098-VES-A10-P, VEP-A00-1P, VEP-A00-1P-NTF, VEP-A00-P, VEP-A10- [Xtralis] [IDC] 03 [FIRE 2] VEP-A00-1P, VEP-A00-1P-NTF, VEP-A00-P, VEP-A00-P-NTF, VEP-A10-P, VEP-A10-P-NTF, VEU-A00, VEU-A10, VIC-020, VIC-030 [Xtralis] [IDC] 01 [FIRE 1] VEP-A00-1P, VEP-A00-1P-NTF, VEP-A00-P, VEP-A00-P-NTF, VEP-A10-P, VEP-A10-P-NTF, VEU-A00, VEU-A10, VIC-020, VIC-030 [Autocall, Simplex, Xtralis] [IDC] [#5] 4098-VEP-A00-1P, 4098-VEP-A00-P, 4098-VEP-A10-P, 4098-VES-A00-P, 4098-VES-A10-P, A4098-VEP-A00-1P, A4098-VEP-A00-P, A4098-VEP-A10-P, A4098-VES-A00-P, A4098-VES-A10-P, VEP-A00-1P, VEP-A00-1P-NTF, VEP-A00-P, VEP-A10- [Xtralis] [IDC] 05 [ALERT] VEP-A00-1P, VEP-A00-1P-NTF, VEP-A00-P, VEP-A00-P-NTF, VEP-A10-P, VEP-A10-P-NTF, VEU-A00, VEU-A10, VIC-020, VIC-030 [Autocall, Simplex, Xtralis] [IDC] [#1] 4098-VEP-A00-1P, 4098-VEP-A00-P, 4098-VEP-A10-P, 4098-VES-A00-P, 4098-VES-A10-P, A4098-VEP-A00-1P, A4098-VEP-A00-P, A4098-VEP-A10-P, A4098-VES-A00-P, A4098-VES-A10-P, VEP-A00-1P, VEP-A00-1P-NTF, VEP-A00-P, VEP-A10- [Xtralis] [IDC] 02 [ACTION] VEP-A00-1P, VEP-A00-1P-NTF, VEP-A00-P, VEP-A00-P-NTF, VEP-A10-P, VEP-A10-P-NTF, VEU-A00, VEU-A10, VIC-020, VIC-030 [Autocall, Simplex, Xtralis] [IDC] [#4] 4098-VEP-A00-1P, 4098-VEP-A00-P, 4098-VEP-A10-P, 4098-VES-A00-P, 4098-VES-A10-P, A4098-VEP-A00-1P, A4098-VEP-A00-P, A4098-VEP-A10-P, A4098-VES-A00-P, A4098-VES-A10-P, VEP-A00-1P, VEP-A00-1P-NTF, VEP-A00-P, VEP-A10- [Xtralis] [IDC] 04 [FAULT] VEP-A00-1P, VEP-A00-1P-NTF, VEP-A00-P, VEP-A00-P-NTF, VEP-A10-P, VEP-A10-P-NTF, VEU-A00, VEU-A10, VIC-020, VIC-030
15da016b-6da2-4beb-9402-dedb412a5501 | NFPA 170 AMPLIFIER RACK | RISER AMP |  | North | Evax |  | Amplifier |  |  |  | Assembly | TRUE | HMX-DPS100/P (25V) | + | Distributed Panel, Single Channel, 25W, Fire Phone | 1 | [6 empty] | FALSE | [5 empty] | #FFFF0000 | FA-NFPA 170 AMPLIFIER RACK | 1 | FALSE | FALSE | FALSE | 300 | [8 empty] | 7,12,18 |  |  |  | 25 | TRUE | [5 empty] | DESKTOP-7SAL8M7\acont | 2020-07-16 11:07 | THOR\acont | 2024-09-08 17:27 | Cloned from Hochiki FNVDPS100/P (25V)
7ce5654c-7b13-4f1e-ad76-deddb24e96b9 | NFPA 170 MANUAL PULL |  |  | North | Bosch |  | Manual Station |  |  |  | Module | TRUE | FMM-100SATK | 100088380 | PULL STATION SINGLE ACTION | 1 | [6 empty] | TRUE | [5 empty] | #FFFF0000 | FA-NFPA 170 MANUAL PULL | 1 | FALSE | FALSE | FALSE | 950 | [19 empty] | DESKTOP-7SAL8M7\acont | 2019-07-09 07:05 | THOR\acont | 2024-09-08 17:27 | Cloned from Firelite BG-12 | [Bosch] [IDC] 01 [*] [ALARM] 24ISN-CSM20-WGW, D273, D273TH, D273THE (C), FCP-350-P w/FCA-350-B6, FCP-350-PTH w/FCA-350-B6, FMM-100SATK
04c06df8-a0f8-4856-b186-dee0942b51ec |  |  |  | North | Gamewell FCI |  | Hardware |  |  |  | Hardware | TRUE | E3ID-A2 | + | “A2” Size Cabinet, Inner Door | 1 | [6 empty] | TRUE | [5 empty] | #FFFFFFFF |  |  | FALSE | FALSE | FALSE | [20 empty] | DESKTOP-7SAL8M7\acont | 2019-04-25 16:02 | THOR\acont | 2024-10-09 10:48 | Cloned from Gamewell E3ID2-TA CLONED CLONED
85a2e841-67aa-4818-9d38-deed562e4827 | NFPA 170 SMOKE DETECTOR |  |  | North | Firelite |  | Smoke Detector |  |  |  | Module | TRUE | SD365CO w/B200SR-WH | + | Advanced multi-criteria fire/CO detector, LiteSpeed®, white, Sounder Base | 1 | 0.0002 | 0.0045 |  |  |  |  | FALSE | TRUE |  |  |  |  | #FFFF0000 | FA-NFPA 170 SMOKE DETECTOR | 1 | FALSE | FALSE | FALSE | 1408 | [13 empty] | FALSE |  |  | CO |  |  | DESKTOP-7EIEB7A\acont | 2023-04-05 15:15 | THOR\acont | 2024-09-08 17:27 | Cloned from Firelite SD365 w/B200SR-WH | [Firelite] [AUX POWER] AD355 w/B200SR-WH (C), CP355 w/B200SR-WH (C), H355 w/B200SR (C), H355HT w/B200SR (C), H355R w/B200SR (C), H365 w/B200S-WH (C), H365HT w/B200S-WH (C), H365R w/B200S-WH (C), SD355 w/B200SR (C), SD355CO w/B200S-WH (C), SD355T w/B200SR [Firelite, System Sensor] [SLC SENSORS] [*] [#4 TYPE ADDR ¦ SENSORS] AD355 w/B200SR-LF-WH (C), AD355 w/B200SR-WH (C), AD355 w/B210LP (C), AD355 w/B224BI-WH (C), AD355 w/B224RB-WH (C), AD355 w/B501 (C), BEAM355 (C), BEAM355S (C), CP355 w/B200SR-WH (C), CP [Firelite, System Sensor] [SLC MODULES SENSORS] [*] [#2 SHARED ADDR ¦ SENSORS] AD355 w/B200SR-LF-WH (C), AD355 w/B200SR-WH (C), AD355 w/B210LP (C), AD355 w/B224BI-WH (C), AD355 w/B224RB-WH (C), AD355 w/B501 (C), BEAM355 (C), BEAM355S (C), CP355 w/B200SR-
01cb8ddb-ecc4-4db2-afbe-deeecc0fd8fc | NFPA 170 NOTIFICATION CIRCUIT EXTENDER PANEL | RISER NAC |  | North | Monaco Enterprises |  | Notification Circuit Extender Panel |  |  |  | Assembly | TRUE | 404-126-01 | + | NAC Power Extender, 220 VAC, 50/60 Hz, 24 VDC, 8A, 4 Class B or 4 Class A NACs, two 1 Amp auxiliary outputs. | 1 | [12 empty] | #FFFF0000 | FA-NFPA 170 NOTIFICATION CIRCUIT EXTENDER PANEL | 1 | FALSE | FALSE | FALSE | 212 | [11 empty] | 8 |  | TRUE | [5 empty] | DESKTOP-7SAL8M7\acont | 2020-04-02 11:11 | THOR\acont | 2024-09-08 17:27 | Cloned from Monaco Enterprises 404-126-00
f40c89ce-2414-493f-8fa1-def1e936c1b0 | NFPA 170 AREA OF REFUGE MASTER |  |  | North | Block Definition Only |  | Area of Refuge Component |  |  |  | Module | TRUE | NFPA 170 AREA OF REFUGE MASTER |  | NFPA 170 AREA OF REFUGE MASTER | 1 | [12 empty] | #FF00B050 | FA-NFPA 170 AREA OF REFUGE MASTER | 1 | FALSE | FALSE | FALSE | 4000 | [19 empty] | AULAPTOP-PC\Aulaptop | 2020-03-26 07:41 | THOR\acont | 2024-09-08 17:27
67975b47-9a3c-4887-9e41-defb252918eb |  |  |  | North | Potter |  | Cards & Components |  |  |  | Card | TRUE | PVC-MBR (25V) | + |  | 1 | 0.031 | 0.031 |  |  |  |  | TRUE | [5 empty] | #FFFFFFFF |  |  | FALSE | FALSE | FALSE | [20 empty] | DESKTOP-7SAL8M7\acont | 2020-11-03 16:06 | THOR\acont | 2024-10-09 10:48 | Cloned from Hochiki FNV-MBR (25V) |  | [Potter] PVC-MBR (25V)
d0cc751a-b957-488b-909d-df00263eb34f | NFPA 170 SMOKE HEAT CO DETECTOR |  |  | North | Potter |  | Smoke/Heat/CO Detector |  |  |  | Module | TRUE | PAD200-PCHD w/PAD100-6DB | + | Photoelectric Smoke/Hea/CO Detector with 6" Standard Base | 1 | 0.0003 | 0.0003 |  |  |  |  | FALSE | TRUE |  |  |  |  | #FFFF0000 | FA-NFPA 170 SMOKE HEAT CO DETECTOR | 1 | FALSE | FALSE | FALSE | 1411 | [13 empty] | FALSE |  |  | 6DB |  |  | DESKTOP-7EIEB7A\acont | 2022-02-23 13:26 | THOR\acont | 2024-09-08 17:27 | Cloned from Potter PAD200-PCD w/PAD100-6DB | [Potter] [SLC PAD] [*] [#2 SHARED ADDR ¦ SENSORS] PAD100-CD w/PAD100-4DB, PAD100-CD w/PAD100-6DB, PAD100-CD w/PAD100-IB, PAD100-CD w/PAD100-LFSB, PAD100-CD w/PAD100-RB, PAD100-CD w/PAD100-SB, PAD100-CD w/PAD100-SPKB, PAD100-DUCT (C), PAD100-DUCTR (C), PA
8c617e33-0116-48f3-8b6c-df042b0d2aff |  |  |  | North | Potter | [5 empty] | Module | TRUE | WTK |  | Water Test Kit | 1 | [6 empty] | FALSE | [5 empty] | #FFFFFFFF |  |  | FALSE | FALSE | FALSE | [14 empty] | FALSE | [7 empty] | THOR\acont | 2024-10-09 10:48
33464168-b50f-451a-81ef-df054c4cce73 | NFPA 170 SMOKE DETECTOR |  |  | North | Notifier |  | Smoke Detector |  |  |  | Module | TRUE | FSD-751P w/B224BI | ++ | DETECTOR, SMOKE, ADDRESSABLE PHOTO w/ISOLATOR BASE | 1 | 0.0003 | 0.0003 |  |  |  |  | FALSE | TRUE |  |  |  |  | #FFFF0000 | FA-NFPA 170 SMOKE DETECTOR | 1 | FALSE | FALSE | FALSE | 1408 | [13 empty] | FALSE |  |  | IB |  |  |  |  | THOR\acont | 2024-09-08 17:27 | 20191121 AC Detector with base | [Honeywell, Notifier, System Sensor] [SLC MODULES SENSORS] [*] [#2 SHARED ADDR ¦ SENSORS] 2251B (C), 2251-COPTIR (C), 2251-COPTIR w/B200S-WH (C), 2251TB (C), 2251TMB (C), 5251B (C), 5251B-WP (C), 5251H (C), 5251RB (C), 5251RB-WP (C), 7251 (C), 7251DH (C) [Honeywell, Notifier, System Sensor] [SLC SENSORS] [*] [#4 TYPE ADDR ¦ SENSORS] 2251B (C), 2251-COPTIR (C), 2251-COPTIR w/B200S-WH (C), 2251TB (C), 2251TMB (C), 5251B (C), 5251B-WP (C), 5251H (C), 5251RB (C), 5251RB-WP (C), 7251 (C), 7251DH (C), DH200LP
002e25aa-3e31-4403-aee2-df0935c86c65 | NFPA 170 FIRE ALARM CONTROL UNIT | RISER FACP |  | North | Siemens |  | Fire Alarm Control Unit |  |  |  | Assembly | TRUE | FT724-ZZ/FP2015-A1 | ++ | Fully Functional Fire Repeater Terminal (supplied with 70W power supply and 2 x 12v 7Ah Batteries) | 1 | [12 empty] | #FFFF0000 | FA-NFPA 170 FIRE ALARM CONTROL UNIT | 1 | FALSE | FALSE | FALSE | [9 empty] | 7 |  |  |  |  | TRUE | [5 empty] | DESKTOP-7EIEB7A\acont | 2021-11-19 10:16 | THOR\acont | 2024-09-08 17:27
8b1be68e-78e6-4700-9f22-df0d5dc4e102 |  |  |  | North | Notifier |  | Cards & Components |  |  |  | Card | TRUE | NFC-50BDA Main Board (100W, 70V) | + | Main Board for ECC-50BDA | 1 | 0.11 | 1.4 |  |  |  |  | TRUE | FALSE |  |  |  |  | #FFFFFFFF |  |  | FALSE | FALSE | FALSE | [14 empty] | FALSE | [5 empty] | DESKTOP-7SAL8M7\acont | 2019-10-02 17:27 | THOR\acont | 2024-10-09 10:48 | Cloned from Firelite ECC-50DA Main Board (50W, 70V) | [Notifier] [VAC ] 411UDAC Main Board, AFP-100 Main Board, AFP-200 Main Board, FCPS-24S6 MAIN BOARD, FCPS-24S8 MAIN BOARD, HPFF12 Main Board, HPFF8 Main Board, NFC-125DA (25V) Main Board, NFC-50/100 Main Board (100W, 25V), NFC-50/100 Main Board (100W, 70V [Federal Signal, Notifier] [RS-485] BDA-70v (50W, 70V), NFC-125DA (25V) Main Board, NFC-50BDA Main Board (100W, 25V), NFC-50BDA Main Board (100W, 70V), NFC-50DA Main Board (50W, 25V), NFC-50DA Main Board (50W, 70V), NFC-BDA-25v (50W, 25V), NFC-BDA- [Notifier] [AUX POWER] BDA-70v (50W, 70V), NFC-125DA (25V) Main Board, NFC-50BDA Main Board (100W, 25V), NFC-50BDA Main Board (100W, 70V), NFC-50DA Main Board (50W, 25V), NFC-50DA Main Board (50W, 70V), NFC-BDA-25v (50W, 25V), NFC-BDA-70v (50W, 70V [Federal Signal, Notifier] [DIGITAL AUDIO LOOP] BDA-70v (50W, 70V), NFC-125DA (25V) Main Board, NFC-50BDA Main Board (100W, 25V), NFC-50BDA Main Board (100W, 70V), NFC-50DA Main Board (50W, 25V), NFC-50DA Main Board (50W, 70V), NFC-BDA-25v (50W, 25 | [Notifier] NFC-50BDA Main Board (100W, 70V)
6faad4de-0928-4b3e-b3e3-df14851d9fc4 | NFPA 170 DOOR HOLDER |  |  | East | Generic |  | Door Holder |  |  |  | Module | TRUE | 110VAC DOOR HOLDER |  | Generic Door Holder | 1 | [6 empty] | FALSE | FALSE | PROVIDED BY OTHERS |  | PROVIDED BY OTHERS |  | #FFFF0000 | FA-NFPA 170 DOOR HOLDER | 1 | FALSE | FALSE | FALSE | 2500 | [13 empty] | FALSE | [5 empty] | DESKTOP-0D6CQVA\lousc | 2019-08-15 16:44 | THOR\acont | 2024-09-08 17:27 | Cloned from Generic GENERIC KNOX BOX | [Bosch, Generic, Hochiki, N/A, Notifier, Potter, Rixson, RSG, Silent Knight, System Sensor] [RELAY] [DOOR RELEASE] 110VAC DOOR HOLDER, ADI_K7-998TRI689, D370, D370C, DH Series, DH(1224)FPC, DH(1224)GPC, DH(1224)RPC, DH(1224)SPC, DH(24120)FPC, DH(24120)GP
6a78ce4f-39f7-40e0-82aa-df18209df6f2 | NFPA 170 HEAT DETECTOR |  |  | North | Hochiki |  | Heat Detector |  |  |  | Module | TRUE | DSC-EA w/NS4-224 STANDARD BASE | DSC-EA w/NS4-224 STANDARD BASE | HEAT DETECTOR w/ STANDARD BASE | 1 | 0.00011 | 0.193 |  |  |  |  | TRUE | TRUE |  | *Refer to Install Sheet |  |  | #FFFF0000 | FA-NFPA 170 HEAT DETECTOR | 1 | FALSE | FALSE | FALSE | 1403 | [19 empty] | DESKTOP-0D6CQVA\lousc | 2019-10-12 07:53 | THOR\acont | 2024-09-08 17:27 | Cloned from Hochiki DCD-135 w/NS4-224 STANDARD BASE | [Hochiki] [IDC] 01 [IDC] DCD-135 w/HSC-220L LATCHING LED BASE (C), DCD-135 w/HSC-220R - 2 WIRE RELAY BASE (C), DCD-135 w/HSC-221L LATCHING LED BASE (C), DCD-135 w/HSC-221R - 2 WIRE RELAY BASE (C), DCD-135 w/HSC-224L LATCHING LED BASE (C), DCD-135 w
78fd6f84-2ccb-4fa9-9553-df372e43cb31 |  |  |  | North | Bosch | [5 empty] | Module | TRUE | NDA-ADT4S-MINDOME | * | 4S ELECTRICAL BOX MNT-FLEXDOME | 1 | [12 empty] | #FFFFFFFF |  |  | FALSE | FALSE | FALSE | [20 empty] | DESKTOP-7EIEB7A\acont | 2021-08-13 06:25 | THOR\acont | 2024-10-09 10:48
5bf2daf6-1d96-405d-9765-df3b7bd1bb44 | NFPA 170 ADDRESSABLE INPUT MONITOR MODULE |  |  | North | Hochiki |  | Addressable Module |  |  |  | Module | TRUE | CZM CONVENTIONAL ZONE MODULE | CONVENTIONAL ZONE MODULE | CONVENTIONAL ZONE MODULE | 1 | 0.00068 | 0.00072 |  |  |  |  | TRUE |  |  | *Refer to Install Sheet |  |  | #FFFF0000 | FA-NFPA 170 ADDRESSABLE INPUT MONITOR MODULE | 1 | FALSE | FALSE | FALSE | 1000 | [16 empty] | CZM |  |  | DESKTOP-0D6CQVA\lousc | 2019-10-06 09:41 | THOR\acont | 2024-09-08 17:27 | from Hochiki DIMM - DUAL INPUT MONITOR MODULE | [Hochiki, VES] [SLC HOCHIKI] 02 [*] [SLC] CZM CONVENTIONAL ZONE MODULE, DCP-AMS Single Action Hex Key Lock, DCP-AMS-KL Single Action Key Lock, DCP-AMS-KL-LP Dual Action Key Lock, DCP-AMS-LP Dual Action Hex Key Lock, DIMM - DUAL INPUT MONITOR MODULE, DIMM | [Hochiki, VES] CZM CONVENTIONAL ZONE MODULE, VF6011
5ae778a9-616d-4b73-ad4f-df3d4f9ac688 | NFPA 170 INTERSECT |  |  | North | Generic |  | Miscellaneous |  |  |  | Module | TRUE | WIREPATH INTERSECTION |  |  | 1 | [6 empty] | FALSE |  | PROVIDED BY ELECTRICAL CONTRACTOR |  | PROVIDED BY OTHERS |  | #FFFF0000 | FA-NFPA 170 INTERSECT | 1 | TRUE | FALSE | FALSE | 6000 | [13 empty] | FALSE | [5 empty] | DESKTOP-7EIEB7A\acont | 2021-03-10 17:30 | THOR\acont | 2024-09-08 17:27 | Cloned from Generic JUNCTION BOX | [Generic, N/A] [JUNCTION PASSTHROUGH] [#15] CLASS A RETURN, END OF LINE DEVICE, END OF LINE RESISTOR, FIBER PATCH PANEL, FIRE ALARM TERMINAL CABINET, FURNISHED BY OTHERS, FURNISHED BY OTHERS, JUNCTION BOX, JUNCTION BOX CEILING, LINE BREAK (DOUBLE), LINE [Generic, N/A] [JUNCTION PASSTHROUGH] [#17] CLASS A RETURN, END OF LINE DEVICE, END OF LINE RESISTOR, FIBER PATCH PANEL, FIRE ALARM TERMINAL CABINET, FURNISHED BY OTHERS, FURNISHED BY OTHERS, JUNCTION BOX, JUNCTION BOX CEILING, LINE BREAK (DOUBLE), LINE [Generic, N/A] [JUNCTION PASSTHROUGH] [#34] CLASS A RETURN, END OF LINE DEVICE, END OF LINE RESISTOR, FIBER PATCH PANEL, FIRE ALARM TERMINAL CABINET, FURNISHED BY OTHERS, FURNISHED BY OTHERS, JUNCTION BOX, JUNCTION BOX CEILING, LINE BREAK (DOUBLE), LINE [Generic, N/A, Space Age Electronics] [JUNCTION PASSTHROUGH] [#8] CLASS A RETURN, END OF LINE DEVICE, END OF LINE RESISTOR, FIBER PATCH PANEL, FIRE ALARM TERMINAL CABINET, FURNISHED BY OTHERS, FURNISHED BY OTHERS, JUNCTION BOX, JUNCTION BOX CEILING, LINE [Generic, N/A] [JUNCTION PASSTHROUGH] [#33] CLASS A RETURN, END OF LINE DEVICE, END OF LINE RESISTOR, FIBER PATCH PANEL, FIRE ALARM TERMINAL CABINET, FURNISHED BY OTHERS, FURNISHED BY OTHERS, JUNCTION BOX, JUNCTION BOX CEILING, LINE BREAK (DOUBLE), LINE [Generic, N/A] [JUNCTION PASSTHROUGH] [#12] CLASS A RETURN, END OF LINE DEVICE, END OF LINE RESISTOR, FIBER PATCH PANEL, FIRE ALARM TERMINAL CABINET, FURNISHED BY OTHERS, FURNISHED BY OTHERS, JUNCTION BOX, JUNCTION BOX CEILING, LINE BREAK (DOUBLE), LINE [Generic, N/A] [JUNCTION PASSTHROUGH] [#35] CLASS A RETURN, END OF LINE DEVICE, END OF LINE RESISTOR, FIBER PATCH PANEL, FIRE ALARM TERMINAL CABINET, FURNISHED BY OTHERS, FURNISHED BY OTHERS, JUNCTION BOX, JUNCTION BOX CEILING, LINE BREAK (DOUBLE), LINE [Generic, N/A] [JUNCTION PASSTHROUGH] [#26] CLASS A RETURN, END OF LINE DEVICE, END OF LINE RESISTOR, FIBER PATCH PANEL, FIRE ALARM TERMINAL CABINET, FURNISHED BY OTHERS, FURNISHED BY OTHERS, JUNCTION BOX, JUNCTION BOX CEILING, LINE BREAK (DOUBLE), LINE [Generic, N/A, Space Age Electronics] [JUNCTION PASSTHROUGH] [#3] CLASS A RETURN, END OF LINE DEVICE, END OF LINE RESISTOR, FIBER PATCH PANEL, FIRE ALARM TERMINAL CABINET, FURNISHED BY OTHERS, FURNISHED BY OTHERS, JUNCTION BOX, JUNCTION BOX CEILING, LINE [Generic, N/A, Space Age Electronics] [JUNCTION PASSTHROUGH] [#4] CLASS A RETURN, END OF LINE DEVICE, END OF LINE RESISTOR, FIBER PATCH PANEL, FIRE ALARM TERMINAL CABINET, FURNISHED BY OTHERS, FURNISHED BY OTHERS, JUNCTION BOX, JUNCTION BOX CEILING, LINE [Generic, N/A] [JUNCTION PASSTHROUGH] [#38] CLASS A RETURN, END OF LINE DEVICE, END OF LINE RESISTOR, FIBER PATCH PANEL, FIRE ALARM TERMINAL CABINET, FURNISHED BY OTHERS, FURNISHED BY OTHERS, JUNCTION BOX, JUNCTION BOX CEILING, LINE BREAK (DOUBLE), LINE [Generic, N/A] [JUNCTION PASSTHROUGH] [#32] CLASS A RETURN, END OF LINE DEVICE, END OF LINE RESISTOR, FIBER PATCH PANEL, FIRE ALARM TERMINAL CABINET, FURNISHED BY OTHERS, FURNISHED BY OTHERS, JUNCTION BOX, JUNCTION BOX CEILING, LINE BREAK (DOUBLE), LINE [Generic, N/A] [JUNCTION PASSTHROUGH] [#19] CLASS A RETURN, END OF LINE DEVICE, END OF LINE RESISTOR, FIBER PATCH PANEL, FIRE ALARM TERMINAL CABINET, FURNISHED BY OTHERS, FURNISHED BY OTHERS, JUNCTION BOX, JUNCTION BOX CEILING, LINE BREAK (DOUBLE), LINE [Generic, N/A] [JUNCTION PASSTHROUGH] [#31] CLASS A RETURN, END OF LINE DEVICE, END OF LINE RESISTOR, FIBER PATCH PANEL, FIRE ALARM TERMINAL CABINET, FURNISHED BY OTHERS, FURNISHED BY OTHERS, JUNCTION BOX, JUNCTION BOX CEILING, LINE BREAK (DOUBLE), LINE [Generic, N/A, Space Age Electronics] [JUNCTION PASSTHROUGH] [#5] CLASS A RETURN, END OF LINE DEVICE, END OF LINE RESISTOR, FIBER PATCH PANEL, FIRE ALARM TERMINAL CABINET, FURNISHED BY OTHERS, FURNISHED BY OTHERS, JUNCTION BOX, JUNCTION BOX CEILING, LINE [Generic, N/A] [JUNCTION PASSTHROUGH] [#22] CLASS A RETURN, END OF LINE DEVICE, END OF LINE RESISTOR, FIBER PATCH PANEL, FIRE ALARM TERMINAL CABINET, FURNISHED BY OTHERS, FURNISHED BY OTHERS, JUNCTION BOX, JUNCTION BOX CEILING, LINE BREAK (DOUBLE), LINE [Generic, N/A] [JUNCTION PASSTHROUGH] [#18] CLASS A RETURN, END OF LINE DEVICE, END OF LINE RESISTOR, FIBER PATCH PANEL, FIRE ALARM TERMINAL CABINET, FURNISHED BY OTHERS, FURNISHED BY OTHERS, JUNCTION BOX, JUNCTION BOX CEILING, LINE BREAK (DOUBLE), LINE [Generic, N/A] [JUNCTION PASSTHROUGH] [#37] CLASS A RETURN, END OF LINE DEVICE, END OF LINE RESISTOR, FIBER PATCH PANEL, FIRE ALARM TERMINAL CABINET, FURNISHED BY OTHERS, FURNISHED BY OTHERS, JUNCTION BOX, JUNCTION BOX CEILING, LINE BREAK (DOUBLE), LINE [Generic, N/A] [JUNCTION PASSTHROUGH] [#36] CLASS A RETURN, END OF LINE DEVICE, END OF LINE RESISTOR, FIBER PATCH PANEL, FIRE ALARM TERMINAL CABINET, FURNISHED BY OTHERS, FURNISHED BY OTHERS, JUNCTION BOX, JUNCTION BOX CEILING, LINE BREAK (DOUBLE), LINE [Generic, N/A] [JUNCTION PASSTHROUGH] [#9] CLASS A RETURN, END OF LINE DEVICE, END OF LINE RESISTOR, FIBER PATCH PANEL, FIRE ALARM TERMINAL CABINET, FURNISHED BY OTHERS, FURNISHED BY OTHERS, JUNCTION BOX, JUNCTION BOX CEILING, LINE BREAK (DOUBLE), LINE B [Generic, N/A] [JUNCTION PASSTHROUGH] [#25] CLASS A RETURN, END OF LINE DEVICE, END OF LINE RESISTOR, FIBER PATCH PANEL, FIRE ALARM TERMINAL CABINET, FURNISHED BY OTHERS, FURNISHED BY OTHERS, JUNCTION BOX, JUNCTION BOX CEILING, LINE BREAK (DOUBLE), LINE [Generic, N/A] [JUNCTION PASSTHROUGH] [#16] CLASS A RETURN, END OF LINE DEVICE, END OF LINE RESISTOR, FIBER PATCH PANEL, FIRE ALARM TERMINAL CABINET, FURNISHED BY OTHERS, FURNISHED BY OTHERS, JUNCTION BOX, JUNCTION BOX CEILING, LINE BREAK (DOUBLE), LINE [Generic, N/A] [JUNCTION PASSTHROUGH] [#20] CLASS A RETURN, END OF LINE DEVICE, END OF LINE RESISTOR, FIBER PATCH PANEL, FIRE ALARM TERMINAL CABINET, FURNISHED BY OTHERS, FURNISHED BY OTHERS, JUNCTION BOX, JUNCTION BOX CEILING, LINE BREAK (DOUBLE), LINE [Generic, N/A, Space Age Electronics] [JUNCTION PASSTHROUGH] [#2] CLASS A RETURN, END OF LINE DEVICE, END OF LINE RESISTOR, FIBER PATCH PANEL, FIRE ALARM TERMINAL CABINET, FURNISHED BY OTHERS, FURNISHED BY OTHERS, JUNCTION BOX, JUNCTION BOX CEILING, LINE [Generic, N/A] [JUNCTION PASSTHROUGH] [#30] CLASS A RETURN, END OF LINE DEVICE, END OF LINE RESISTOR, FIBER PATCH PANEL, FIRE ALARM TERMINAL CABINET, FURNISHED BY OTHERS, FURNISHED BY OTHERS, JUNCTION BOX, JUNCTION BOX CEILING, LINE BREAK (DOUBLE), LINE [Generic, N/A] [JUNCTION PASSTHROUGH] [#29] CLASS A RETURN, END OF LINE DEVICE, END OF LINE RESISTOR, FIBER PATCH PANEL, FIRE ALARM TERMINAL CABINET, FURNISHED BY OTHERS, FURNISHED BY OTHERS, JUNCTION BOX, JUNCTION BOX CEILING, LINE BREAK (DOUBLE), LINE [Generic, N/A, Space Age Electronics] [JUNCTION PASSTHROUGH] [#6] CLASS A RETURN, END OF LINE DEVICE, END OF LINE RESISTOR, FIBER PATCH PANEL, FIRE ALARM TERMINAL CABINET, FURNISHED BY OTHERS, FURNISHED BY OTHERS, JUNCTION BOX, JUNCTION BOX CEILING, LINE [Generic, N/A, Space Age Electronics] [JUNCTION PASSTHROUGH] 02 [ALL DEVICES ++] CLASS A RETURN, END OF LINE DEVICE, END OF LINE RESISTOR, FIBER PATCH PANEL, FIRE ALARM TERMINAL CABINET, FURNISHED BY OTHERS, FURNISHED BY OTHERS, JUNCTION BOX, JUNCTION BO [Generic, N/A] [JUNCTION PASSTHROUGH] [#24] CLASS A RETURN, END OF LINE DEVICE, END OF LINE RESISTOR, FIBER PATCH PANEL, FIRE ALARM TERMINAL CABINET, FURNISHED BY OTHERS, FURNISHED BY OTHERS, JUNCTION BOX, JUNCTION BOX CEILING, LINE BREAK (DOUBLE), LINE [Generic, N/A] [JUNCTION PASSTHROUGH] [#42] CLASS A RETURN, END OF LINE DEVICE, END OF LINE RESISTOR, FIBER PATCH PANEL, FIRE ALARM TERMINAL CABINET, FURNISHED BY OTHERS, FURNISHED BY OTHERS, JUNCTION BOX, JUNCTION BOX CEILING, LINE BREAK (DOUBLE), LINE [Generic, N/A] [JUNCTION PASSTHROUGH] [#41] CLASS A RETURN, END OF LINE DEVICE, END OF LINE RESISTOR, FIBER PATCH PANEL, FIRE ALARM TERMINAL CABINET, FURNISHED BY OTHERS, FURNISHED BY OTHERS, JUNCTION BOX, JUNCTION BOX CEILING, LINE BREAK (DOUBLE), LINE [Generic, N/A] [JUNCTION PASSTHROUGH] [#14] CLASS A RETURN, END OF LINE DEVICE, END OF LINE RESISTOR, FIBER PATCH PANEL, FIRE ALARM TERMINAL CABINET, FURNISHED BY OTHERS, FURNISHED BY OTHERS, JUNCTION BOX, JUNCTION BOX CEILING, LINE BREAK (DOUBLE), LINE [Generic, N/A, Space Age Electronics] [JUNCTION PASSTHROUGH] [#7] CLASS A RETURN, END OF LINE DEVICE, END OF LINE RESISTOR, FIBER PATCH PANEL, FIRE ALARM TERMINAL CABINET, FURNISHED BY OTHERS, FURNISHED BY OTHERS, JUNCTION BOX, JUNCTION BOX CEILING, LINE [Generic, N/A] [JUNCTION PASSTHROUGH] [#40] CLASS A RETURN, END OF LINE DEVICE, END OF LINE RESISTOR, FIBER PATCH PANEL, FIRE ALARM TERMINAL CABINET, FURNISHED BY OTHERS, FURNISHED BY OTHERS, JUNCTION BOX, JUNCTION BOX CEILING, LINE BREAK (DOUBLE), LINE [Generic, N/A] [JUNCTION PASSTHROUGH] [#28] CLASS A RETURN, END OF LINE DEVICE, END OF LINE RESISTOR, FIBER PATCH PANEL, FIRE ALARM TERMINAL CABINET, FURNISHED BY OTHERS, FURNISHED BY OTHERS, JUNCTION BOX, JUNCTION BOX CEILING, LINE BREAK (DOUBLE), LINE [Generic, N/A] [JUNCTION PASSTHROUGH] [#10] CLASS A RETURN, END OF LINE DEVICE, END OF LINE RESISTOR, FIBER PATCH PANEL, FIRE ALARM TERMINAL CABINET, FURNISHED BY OTHERS, FURNISHED BY OTHERS, JUNCTION BOX, JUNCTION BOX CEILING, LINE BREAK (DOUBLE), LINE [Generic, N/A] [JUNCTION PASSTHROUGH] [#27] CLASS A RETURN, END OF LINE DEVICE, END OF LINE RESISTOR, FIBER PATCH PANEL, FIRE ALARM TERMINAL CABINET, FURNISHED BY OTHERS, FURNISHED BY OTHERS, JUNCTION BOX, JUNCTION BOX CEILING, LINE BREAK (DOUBLE), LINE [Generic, N/A] [JUNCTION PASSTHROUGH] [#23] CLASS A RETURN, END OF LINE DEVICE, END OF LINE RESISTOR, FIBER PATCH PANEL, FIRE ALARM TERMINAL CABINET, FURNISHED BY OTHERS, FURNISHED BY OTHERS, JUNCTION BOX, JUNCTION BOX CEILING, LINE BREAK (DOUBLE), LINE [Generic, N/A] [JUNCTION PASSTHROUGH] [#13] CLASS A RETURN, END OF LINE DEVICE, END OF LINE RESISTOR, FIBER PATCH PANEL, FIRE ALARM TERMINAL CABINET, FURNISHED BY OTHERS, FURNISHED BY OTHERS, JUNCTION BOX, JUNCTION BOX CEILING, LINE BREAK (DOUBLE), LINE [Generic, N/A] [JUNCTION PASSTHROUGH] [#21] CLASS A RETURN, END OF LINE DEVICE, END OF LINE RESISTOR, FIBER PATCH PANEL, FIRE ALARM TERMINAL CABINET, FURNISHED BY OTHERS, FURNISHED BY OTHERS, JUNCTION BOX, JUNCTION BOX CEILING, LINE BREAK (DOUBLE), LINE [Generic, N/A] [JUNCTION PASSTHROUGH] [#11] CLASS A RETURN, END OF LINE DEVICE, END OF LINE RESISTOR, FIBER PATCH PANEL, FIRE ALARM TERMINAL CABINET, FURNISHED BY OTHERS, FURNISHED BY OTHERS, JUNCTION BOX, JUNCTION BOX CEILING, LINE BREAK (DOUBLE), LINE [Generic, N/A] [JUNCTION PASSTHROUGH] [#39] CLASS A RETURN, END OF LINE DEVICE, END OF LINE RESISTOR, FIBER PATCH PANEL, FIRE ALARM TERMINAL CABINET, FURNISHED BY OTHERS, FURNISHED BY OTHERS, JUNCTION BOX, JUNCTION BOX CEILING, LINE BREAK (DOUBLE), LINE
bc8a80db-6fc5-4995-b281-df470353dd10 | CADGEN EQUIPMENT ENCLOSURE |  |  | North | Bosch |  | Enclosure |  |  |  | Module | TRUE | B450 | ++ | Plug-in Communicator Interface, SDI, SDI2 | 1 | 0.06 | 0.18 |  |  | 12 |  | TRUE | [5 empty] | #FFFF0000 | FA-CADGEN EQUIPMENT ENCLOSURE | 1 | FALSE | FALSE | FALSE | [20 empty] | DESKTOP-7EIEB7A\acont | 2022-07-25 08:48 | THOR\acont | 2024-09-08 17:27 | Cloned from Bosch B426 | [Bosch] [SDI BOSCH] [*] [ALL DEVICES ++] B426, B450, B450-CHI, B450-M, B901, D1255, D1255RB, D1255W, D1256RB, D1257RB, D1260, D1260B, D1260BLK, D1260R, D1260W [BluePoint, Bosch] [SDI2 BOSCH] [*] [ALL DEVICES ++] B208, B299, B308, B426, B450, B450-CHI, B450-M, B810, B820, B901, B915, B915I, B920, B921C, B925F, B926F, B930, B940W, B942, B942W, BP-BHE-B208A, BP-BHE-B299
fe47a57d-2dff-44f6-b69c-df4ce7e9a7e1 | NFPA 170 REMOTE TEST SWITCH |  |  | North | Potter |  | REMOTE TEST SWITCH |  |  |  | Module | TRUE | PAD100-DRTS | + | Duct Remote Test Switch | 1 | 0.01 | 0.015 |  |  |  |  | FALSE | [5 empty] | #FFFF0000 | FA-NFPA 170 REMOTE TEST SWITCH | 1 | FALSE | FALSE | FALSE | 914 | [13 empty] | FALSE | [7 empty] | THOR\acont | 2024-09-08 17:27 |  | [Potter] [RTS] MS-KA/P/R, PAD100-DRTS
53cf5c7c-b8f2-4919-89fe-df4fb9d0277e | NFPA 170 MANUAL PULL |  |  | North | Secutron |  | Manual Station |  |  |  | Module | TRUE | MRM-710U | ++ | Dual Action Manual Station, UL | 1 | [6 empty] | TRUE |  |  |  | 4.9" H x 3.5" W x 2.0" D |  | #FFFF0000 | FA-NFPA 170 MANUAL PULL | 1 | FALSE | FALSE | FALSE | 957 | [19 empty] | DESKTOP-7EIEB7A\acont | 2023-06-24 19:23 | THOR\acont | 2024-09-08 17:27 | Cloned from Secutron MRM-710 | [Secutron] [IDC] 05 MRM-710, MRM-710U
2b24b002-5a4a-4beb-9738-df519e236e53 |  |  |  | North | Edwards |  | Cards & Components |  |  |  | Card | TRUE | FHSD8330-ULF Main Card | ++ | LaserSense Modulaser - Detector module main card | 1 | [6 empty] | TRUE | [5 empty] | #FFFFFFFF |  |  | FALSE | FALSE | FALSE | [20 empty] | DESKTOP-EUPOT3B\aucon | 2022-01-25 12:27 | THOR\acont | 2024-10-09 10:48 | Cloned from Edwards New Part | [Edwards] [RS-485] [RS-485] FHSD8300-ULF Main Card, FHSD8310-ULF Main Card, FHSD8320-ULF Main Card, FHSD8330-ULF Main Card [Edwards] [AUX POWER] [VDC] FHSD8300-ULF Main Card, FHSD8310-ULF Main Card, FHSD8320-ULF Main Card, FHSD8330-ULF Main Card | [Edwards] FHSD8330-ULF Main Card [Edwards] FHSD8300-ULF Main Card, FHSD8310-ULF Main Card, FHSD8320-ULF Main Card, FHSD8330-ULF Main Card
c68d11c5-c132-43b7-8116-df538c193373 | NFPA 170 SPEAKER STROBE |  |  | North | Eaton Wheelock |  | Speaker/Strobe |  |  |  | Module | TRUE | SA-S70-24MCW-ALW | + | Speaker/Strobe, 24 VDC, Multi-Candela, , white | 1 | 0 | 0.347 |  |  |  |  | FALSE | FALSE |  |  |  |  | #FF0070C0 | FA-NFPA 170 SPEAKER STROBE | 1 | FALSE | FALSE | FALSE | 2019 | [13 empty] | FALSE | [5 empty] | DESKTOP-7EIEB7A\acont | 2022-10-31 16:23 | THOR\acont | 2024-09-08 17:27 | Cloned from Eaton Wheelock SA-S70-24MCW-FW | [Eaton Wheelock] [NAC] [16-33VDC] SA-S70-24MCW-ALW, SA-S70-24MCW-FR, SA-S70-24MCW-FW [Eaton Wheelock] [AUDIO LOW] [1, 2, 3, 4, 5, 6] SA-S70-24MCW-ALW, SA-S70-24MCW-FR, SA-S70-24MCW-FW, SA-S70-R, SA-S70-W, SA-S90-24MCC-ALW, SA-S90-24MCC-FR, SA-S90-24MCC-FW, SA-S90-R (C), SA-S90-W (C) [Eaton Wheelock] [AUDIO 25v] [1, 2, 3, 4, 5, 6] SA-S70-24MCW-ALW, SA-S70-24MCW-FR, SA-S70-24MCW-FW, SA-S70-R, SA-S70-W, SA-S90-24MCC-ALW, SA-S90-24MCC-FR, SA-S90-24MCC-FW, SA-S90-R (C), SA-S90-W (C) [Eaton Wheelock] [AUX POWER] [24VDC] SA-S70-24MCW-ALW, SA-S70-24MCW-FR, SA-S70-24MCW-FW, SA-S70-R, SA-S70-W, SA-S90-24MCC-ALW, SA-S90-24MCC-FR, SA-S90-24MCC-FW, SA-S90-R (C), SA-S90-W (C)
fe318766-d9f2-4da6-976c-df53b2fb5ce8 | NFPA 170 SPEAKER STROBE |  |  | North | Edwards |  | Speaker/Strobe |  |  |  | Module | TRUE | 757-7A-SS25 |  | 15/75cd Strobe, Cone Speaker, 25V .25 .5, 1, 2w | 1 | [6 empty] | FALSE | [5 empty] | #FF0070C0 | FA-NFPA 170 SPEAKER STROBE | 1 | FALSE | FALSE | FALSE | 2019 | [13 empty] | FALSE | [7 empty] | THOR\acont | 2024-09-08 17:27 |  | [Edwards, Kidde] [NAC] [16 VDC, HIGH] 757-7A-RS25, 757-7A-RS25W, 757-7A-RS70, 757-7A-RS70W, 757-7A-SS25, 757-7A-SS25W, 757-7A-SS70, 757-7A-SS70W, 757-7A-T, 757-7A-TW, INT-7A-RS25, INT-7A-RS25W, INT-7A-RS70, INT-7A-RS70W [Edwards] [AUDIO 25v] [25V AUDIO] 757-1A-R25, 757-1A-R25W, 757-7A-SS25, 757-7A-SS25W [Edwards, Kidde] [NAC] [16 VFWR, HIGH] 757-7A-RS25, 757-7A-RS25W, 757-7A-RS70, 757-7A-RS70W, 757-7A-SS25, 757-7A-SS25W, 757-7A-SS70, 757-7A-SS70W, 757-7A-T, 757-7A-TW, INT-7A-RS25, INT-7A-RS25W, INT-7A-RS70, INT-7A-RS70W
4eae6e6f-65ad-4208-bc44-df5d9ae3742e | NFPA 170 REMOTE ANNUNCIATOR | RISER ANNUNCIATOR |  | North | Firelite |  | Remote Annunciator |  |  |  | Module | TRUE | AFM-16ATF | + | ONYX Series ACS Annunciator | 1 | 0.04 | 0.056 |  |  |  |  | TRUE | FALSE |  |  |  |  | #FFFF0000 | FA-NFPA 170 REMOTE ANNUNCIATOR | 1 | FALSE | FALSE | FALSE | 255 | [13 empty] | FALSE | [5 empty] | DESKTOP-7SAL8M7\acont | 2019-02-18 15:55 | THOR\acont | 2024-09-08 17:27 | Cloned from Firelite ACM-16ATF | [ADT Unimode, Eaton Wheelock, Farenhyt, Firelite, Gamewell FCI, Monaco Enterprises, Notifier, Potter, Secutron, Silent Knight] [AUX POWER] [*] 790-012-00, ACM-16ATF, ACM-30, ACM-32AF, ACM-48A, ACM-8RF, ADT-LCD-80, AEM-16ATF, AEM-32AF, AFM-16AF, AFM-16ATF [Firelite, Notifier] [RS-485] ACM-16ATF, ACM-30, ACM-32AF, ACM-48A, ACM-8RF, AEM-16ATF, AEM-32AF, AFM-16AF, AFM-16ATF, AFM-32AF, LCD-80F
a9d5cebf-aec4-4aad-87f1-df5ed7e6cda6 | NFPA 170 FLOW DETECTOR |  |  | North | Potter |  | Flow Detector |  |  |  | Module | TRUE | VSR-SFG | + | Waterflow Alarm Switch with Glue-in Union | 1 | [6 empty] | FALSE | [5 empty] | #FFFF0000 | FA-NFPA 170 FLOW DETECTOR | 1 | FALSE | FALSE | FALSE |  |  |  | 7770-0328:0001 | [10 empty] | FALSE | [7 empty] | THOR\acont | 2024-09-08 17:27 |  | [Potter] [IDC] 01 OSYSU Series, OSYSU-CRH, OSYSU-EX, OSYSU-EX-O, PCVS Series, PCVS-CRH, PIVS-U-EX, PIVSU-EX-O, PS10 Series, PS10-EX, PS15, PS25, PS40 Series, PS40-EX, RBVS, VSG, VSR Series, VSR-10, VSR-AT, VSR-C, VSR-CF, VSR-FE-2, VSR-FEX Series, VSR-S S [Farenhyt, Generic, N/A, Notifier, Potter, Silent Knight] [AUX POWER] [BELL POWER ++] FURNISHED BY OTHERS, PS10 Series, PS10-EX, VSG, VSR Series, VSR-10, VSR-AT, VSR-C, VSR-CF, VSR-FE-2, VSR-FEX Series, VSR-S Series, VSR-SF, VSR-SFG, VSR-SFT, VSR-SG, VSR
18a154b7-ebcc-431c-aa00-df65d74cca15 |  |  |  | North | Kidde | [5 empty] | Module | TRUE | GSA-SB |  | Signature detector mounting base - standard | 1 | [6 empty] | FALSE | [5 empty] | #FFFFFFFF |  |  | FALSE | FALSE | FALSE | [14 empty] | FALSE | [5 empty] | AULAPTOP-PC\Aulaptop | 2018-09-03 13:55 | THOR\acont | 2024-10-09 10:48
89ff6480-9d8b-4b68-a900-df68b82f3dd2 | CADGEN AUX POWER SUPPLY | CADGEN AUX POWER SUPPLY |  | North | Elmdene |  | Auxilliary Power Supply |  |  |  | Assembly | TRUE | STX2410-E | + | STX Range 24V dc EN54 Power Supply Unit, 10A. 17AH | 1 | [6 empty] | FALSE | FALSE |  |  |  |  | #FFFF0000 | FA-CADGEN AUX POWER SUPPLY | 1 | FALSE | FALSE | FALSE | 212 | [8 empty] | 17 |  | 17 |  |  | TRUE | [5 empty] | DESKTOP-7EIEB7A\acont | 2023-02-13 10:32 | THOR\acont | 2024-09-08 17:27 | Cloned from Elmdene STX2405-E
e7398af4-ef90-45b1-8c7b-df6a763a764e | CADGEN AUX POWER SUPPLY | CADGEN AUX POWER SUPPLY |  | North | Altronix |  | Auxilliary Power Supply |  |  |  | Assembly | TRUE | ALTV1224DC2 | + | Power Supply Charger, 16 Fused Outputs, 12/24VDC, 6A, 115VAC | 1 | [6 empty] | FALSE | FALSE |  |  | 13.5” x 13” x 3.25” (342.9mm x 330.2mm x 82.6mm) |  | #FFFF0000 | FA-CADGEN AUX POWER SUPPLY | 1 | FALSE | FALSE | FALSE | 212 | [8 empty] | 7,12,40,65 |  | 7 | 10 |  | TRUE | [5 empty] | THOR\acont | 2024-05-16 06:41 | THOR\acont | 2024-09-08 17:27 | Cloned from Altronix ALTV1224DC
b1778948-9ca5-464b-9ac8-df7a611a734f |  |  |  | North | Autocall |  | Cards & Components |  |  |  | Card | TRUE | A007-6304 |  | Right port, multi-mode 4120 duplex fiber media card | 1 | 0.055 | 0.055 |  |  |  |  | TRUE | [5 empty] | #FFFFFFFF |  |  | FALSE | FALSE | FALSE | [20 empty] | DESKTOP-7SAL8M7\acont | 2020-05-11 19:58 | THOR\acont | 2024-10-09 10:48 | Cloned from AutoCall A007-6303
7c949180-1abc-4ccb-ae12-df7f4e49a6f2 | NFPA 170 SMOKE DETECTOR |  |  | North | Firelite |  | Smoke Detector |  |  |  | Module | TRUE | SD355R | + | Remote test capable addressable photoelectric detector for use with a D355PL(A) or DNRA/DNRW duct detector housing; B210LP base included. | 1 | 0.0003 | 0.0065 |  |  |  |  | FALSE | TRUE |  |  |  |  | #FFFF0000 | FA-NFPA 170 SMOKE DETECTOR | 1 | FALSE | FALSE | FALSE | 1408 | [13 empty] | FALSE | [5 empty] | DESKTOP-7SAL8M7\acont | 2019-02-19 13:01 | THOR\acont | 2024-09-08 17:27 | 20191121 AC Detector without base | [Firelite, System Sensor] [SLC MODULES SENSORS] [*] [#2 SHARED ADDR ¦ SENSORS] AD355 w/B200SR-LF-WH (C), AD355 w/B200SR-WH (C), AD355 w/B210LP (C), AD355 w/B224BI-WH (C), AD355 w/B224RB-WH (C), AD355 w/B501 (C), BEAM355 (C), BEAM355S (C), CP355 w/B200SR- [Firelite, System Sensor] [SLC SENSORS] [*] [#4 TYPE ADDR ¦ SENSORS] AD355 w/B200SR-LF-WH (C), AD355 w/B200SR-WH (C), AD355 w/B210LP (C), AD355 w/B224BI-WH (C), AD355 w/B224RB-WH (C), AD355 w/B501 (C), BEAM355 (C), BEAM355S (C), CP355 w/B200SR-WH (C), CP
69464f35-d50c-42dc-9d79-df8f9bb56b07 |  |  |  | North | Autocall |  | Hardware |  |  |  | Hardware | TRUE | A4098-5682 | ++ | 4-wire 5 in. base with Auxiliary Alarm Relay Contacts and connections for Remote LED Alarm Indicator | 1 | [6 empty] | FALSE | TRUE |  |  |  |  | #FFFFFFFF |  |  | FALSE | FALSE | FALSE | 1408 | [13 empty] | FALSE | [5 empty] | THOR\acont | 2023-11-22 13:53 | THOR\acont | 2024-10-09 10:48 | Cloned from Autocall A4098-5261
ed97559f-26df-4310-8061-df95766b01ff | NFPA 170 SMOKE HEAT DETECTOR |  |  | North | Potter |  | Smoke/Heat Detector |  |  |  | Module | TRUE | PAD300-PHD w/PAD300-RB (Split) | ++ | Photoelectric Smoke/Heat Detector with 6" Base with One Form-C Relay Contact | 1 | 0.0006 | 0.0006 |  |  |  |  | FALSE | TRUE |  |  |  |  | #FFFF0000 | FA-NFPA 170 SMOKE HEAT DETECTOR | 1 | FALSE | FALSE | FALSE | 1411 | [13 empty] | FALSE |  |  | RB |  |  | THOR\acont | 2025-02-13 10:25 |  |  | Cloned from Potter PAD300-PHD w/PAD300-RB | [Potter] [SLC PAD] [*] [#2 SHARED ADDR ¦ SENSORS] PAD100-CD w/PAD100-4DB, PAD100-CD w/PAD100-6DB, PAD100-CD w/PAD100-IB, PAD100-CD w/PAD100-LFSB, PAD100-CD w/PAD100-RB, PAD100-CD w/PAD100-SB, PAD100-CD w/PAD100-SPKB, PAD100-DUCT (C), PAD100-DUCTR (C), PA | [Potter] PAD300-CD w/PAD300-RB, PAD300-HD w/PAD300-RB, PAD300-PCD w/PAD300-RB, PAD300-PCD w/PAD300-RB (Split), PAD300-PD w/PAD300-RB, PAD300-PHD w/PAD300-RB, PAD300-PHD w/PAD300-RB (Split)
ee374d48-758b-4a1c-a918-df997186a9a1 |  |  |  | North | Edwards |  | Hardware |  |  |  | Hardware | TRUE | G4ARF-CVR | ++ | Replacement Appliance Cover, Horn, Red, FIRE | 1 | [12 empty] | #FFFFFFFF |  |  | FALSE | FALSE | FALSE | [20 empty] | THOR\acont | 2024-06-05 08:40 | THOR\acont | 2024-10-09 10:48 | Cloned from Edwards G4ARA-CVR
1e16a1a7-59cc-48e2-9539-df9a71abe089 | NFPA 170 NOTIFICATION CIRCUIT EXTENDER PANEL | RISER NAC |  | North | Notifier |  | Notification Circuit Extender Panel |  |  |  | Assembly | TRUE | FCPS-24S8 | + | 8-Amp, 24-Volt Power Supply | 1 | [6 empty] | FALSE | FALSE | SURFACE |  | PROVIDED | N/A | #FFFF0000 | FA-NFPA 170 NOTIFICATION CIRCUIT EXTENDER PANEL | 1 | FALSE | FALSE | FALSE | 212 |  |  | 7315-0028:0225 | [5 empty] | 7,12,18 |  |  | 8 |  | TRUE | [7 empty] | THOR\acont | 2024-09-08 17:27
7ca48d6b-0151-4a7b-853b-df9d64e932b2 | NFPA 170 SPEAKER WALL |  |  | North | Edwards |  | Speaker |  |  |  | Module | TRUE | G4WA-S2 |  | 25V Speaker, White, ALERT | 1 | [6 empty] | FALSE | [5 empty] | #FF0070C0 | FA-NFPA 170 SPEAKER WALL | 1 | FALSE | FALSE | FALSE | 2021 | [13 empty] | FALSE | [7 empty] | THOR\acont | 2024-09-08 17:27 |  | [Edwards, Kidde] [AUDIO 25v] [25V AUDIO] EGCF-S2VMH (C), G4F-S2, G4F-S2V1575, G4F-S2VM, G4HFRF-S2, G4HFRF-S2VMC, G4HFRN-S2, G4HFRN-S2VMC, G4HFWA-S2, G4HFWA-S2VMA, G4HFWA-S2VMC, G4HFWF-S2, G4HFWF-S2VMC, G4HFWN-S2, G4HFWN-S2VMA, G4HFWN-S2VMC, G4RF-S2, G4RF
0395d9cb-cd6a-4a50-9074-dfab976c77a6 |  |  |  | North | Edwards |  | Hardware |  |  |  | Hardware | TRUE | MN-HSRPLKEY1 |  | Replacement key set (2 keys) | 1 | [6 empty] | FALSE | [5 empty] | #FFFFFFFF |  |  | FALSE | FALSE | FALSE | [14 empty] | FALSE | [7 empty] | THOR\acont | 2024-10-09 10:48
73fe134b-fa17-433d-8a67-dfae7e664d2f | NFPA 170 VOICE EVACUATION CONTROL UNIT |  |  | North | Evax |  | Voice Evac Control Unit |  |  |  | Assembly | TRUE | HMX-MP16/P | + | Master Panel, 16 Switch Control, Master Fire Phone | 1 | [6 empty] | FALSE | [5 empty] | #FFFF0000 | FA-NFPA 170 VOICE EVACUATION CONTROL UNIT | 1 | FALSE | FALSE | FALSE | 211 | [8 empty] | 7,12,18 |  |  |  |  | TRUE | [5 empty] | DESKTOP-7SAL8M7\acont | 2020-07-16 11:07 | THOR\acont | 2024-09-08 17:27 | Cloned from Hochiki FNVMP16/P
a36955dc-fc30-4828-be64-dfaf0a56a290 | NFPA 170 HORN |  |  | North | Siemens |  | Horn |  |  |  | Module | TRUE | SLFSWW-N | S54329-F59-A2 | SLFSWW-N LFS,WALL,WHT,NO-TXT | 1 | [12 empty] | #FF0070C0 | FA-NFPA 170 HORN | 1 | FALSE | FALSE | FALSE | 2010 | [19 empty] | DESKTOP-7SAL8M7\acont | 2019-08-13 09:04 | THOR\acont | 2024-09-08 17:27 |  | [Siemens] [NAC] [DC CONTINUOUS] SLFSWR-AL, SLFSWR-CO, SLFSWR-F, SLFSWR-N, SLFSWW-AL, SLFSWW-CO, SLFSWW-F, SLFSWW-N
c5ce445c-7c18-4a39-a017-dfb354cd0888 | NFPA 170 HORN STROBE |  |  | North | Eaton Wheelock |  | Horn/Strobe |  |  |  | Module | TRUE | LHSW3 |  | HRN/ST,WALL,WHT,FIRE | 1 | [6 empty] | FALSE | [5 empty] | #FF0070C0 | FA-NFPA 170 HORN STROBE | 1 | FALSE | FALSE | FALSE | 2012 | [13 empty] | FALSE | [5 empty] | DESKTOP-7SAL8M7\acont | 2020-10-28 08:07 | THOR\acont | 2024-09-08 17:27 | Cloned from Siemens SLHSWW-F | [Eaton Wheelock] [NAC] [UL MAX, HIGH DB] LHSR3, LHSR3-A, LHSR3-N, LHSW3, LHSW3-A, LHSW3-AL, LHSW3-N
0e58b7c9-24d1-4c91-95ac-dfb7822178ab |  |  |  | North | Edwards |  | Cards & Components |  |  |  | Card | TRUE | NETCOM-1S |  | Ethernet Device Server Network Interface, 10/100Base-T | 1 | [6 empty] | TRUE | [5 empty] | #FFFFFFFF |  |  | FALSE | FALSE | FALSE | [14 empty] | FALSE | [7 empty] | THOR\acont | 2024-10-09 10:48
8ebb888a-147a-4762-b10b-dfbceb4f3fea | NFPA 170 NON ADDRESSABLE RELAY |  |  | North | Air Products |  | Non-Addressable Relay |  |  |  | Module | TRUE | MR-201/C/R | + | DPDT MULTI-VOLTAGE CONTROL RELAY | 1 | 0 | 0.069 |  |  |  |  | FALSE | [5 empty] | #FFFF0000 | FA-NFPA 170 NON ADDRESSABLE RELAY | 1 | FALSE | FALSE | FALSE | 1300 | [13 empty] | FALSE | [5 empty] | DESKTOP-7EIEB7A\acont | 2021-08-26 07:24 | THOR\acont | 2024-09-08 17:27 | Cloned from Air Products MR-101/C/R | [Air Products, Altronix, Firelite, RIB, Space Age Electronics] [AUX POWER, NAC] [*] 6062, MR-101/C/R, MR-101/CR, MR-101/T, MR-201/C/R, PAM-4, RIB2401-RD, SC-300, SSU-MR-101/C, SSU-MR-101/C/R, SSU-MR-201/C, SSU-MR-201/C/R, SSU-MR-204/C
907d162e-1465-4c63-905d-dfbd824b2f3f | NFPA 170 FIRE PHONE |  |  | North | Simplex |  | Fire Phone |  |  |  | Module | TRUE | 2084-9018 | ++ | Firefighter Telephone Assembly with 2975-9053 backbox | 1 | [6 empty] | FALSE | [5 empty] | #FFFF0000 | FA-NFPA 170 FIRE PHONE | 1 | FALSE | FALSE | FALSE | [14 empty] | FALSE | [5 empty] | THOR\acont | 2025-02-04 12:31 |  |  | Cloned from Autocall A2084-9018 | [Autocall, Potter, Simplex] [FFT] [FFT] 2084-9001, 2084-9002, 2084-9003, 2084-9006, 2084-9007, 2084-9014, 2084-9018, 2084-9023, 2084-9024, A2084-9001, A2084-9002, A2084-9003, A2084-9006, A2084-9007, A2084-9014, A2084-9018, A2084-9023, A2084-9024, FFT-FPJ
2d67d621-415e-4126-aa96-dfbe57091dc4 | NFPA 170 HORN STROBE |  |  | North | Siemens |  | Horn/Strobe |  |  |  | Module | TRUE | MTH-75-R-WP | 500-636082 | MULTI TONE HORN 180CD WHITE | 1 | [12 empty] | #FF0070C0 | FA-NFPA 170 HORN STROBE | 1 | FALSE | FALSE | FALSE | 2012 | [19 empty] | DESKTOP-7SAL8M7\acont | 2019-08-13 09:04 | THOR\acont | 2024-09-08 17:27 | B,T
bdca7e21-5527-4913-bb14-dfbe697ab834 |  |  |  | North | Siemens | [5 empty] | Module | TRUE | MODEM BLOCK | 500-699355 | MODEM BLOCK PACKAGED | 1 | [12 empty] | #FFFFFFFF |  |  | FALSE | FALSE | FALSE | [20 empty] | DESKTOP-7SAL8M7\acont | 2019-08-13 09:04 | THOR\acont | 2024-10-09 10:48
a427645d-8372-4d32-927b-dfc102c61e1c | NFPA 170 MANUAL PULL |  |  | North | Apollo |  | Manual Station |  |  |  | Module | FALSE | AX-APS2-F1 |  | ADDRESSABLE DOUBLE ACTION PULL STATION | 1 | 0.0006 | 0.0006 |  |  |  |  | FALSE | [5 empty] | #FFFF0000 | FA-NFPA 170 MANUAL PULL | 1 | FALSE | FALSE | FALSE | 957 | [13 empty] | FALSE | [7 empty] | THOR\acont | 2024-09-08 17:27 |  | [Apollo] [SLC APOLLO MODULES/SENSORS] [#3] 55000-830ADV, 55000-831ADV, AX-APS2-F1, AX-APS2-F2, D900-CTRL I/O [Advanced, Apollo] [SLC APOLLO MODULES SENSORS] [*] [#1 SHARED ADDR ¦ MODULES] 45681-800 (C), 45681-805 (C), 55000-001 (C), 55000-002 (C), 55000-005 (C), 55000-006 (C), 55000-009 (C), 55000-010 (C), 55000-765 (C), 55000-790ADV, 55000-805ADV, 55000-806ADV
7499ce2a-f814-464a-a5de-dfc17a5cd933 | NFPA 170 SMOKE DETECTOR |  |  | North | System Sensor |  | Smoke Detector |  |  |  | Module | TRUE | OSI-R-SS | ++ | Conventional imaging beam smoke detector including reflector, ULC listed | 1 | 0.011 | 0.0015 |  |  |  |  | FALSE | TRUE |  |  |  |  | #FFFF0000 | FA-NFPA 170 SMOKE DETECTOR | 1 | FALSE | FALSE | FALSE | 1408 | [13 empty] | FALSE |  |  | BT |  |  | DESKTOP-7SAL8M7\acont | 2020-11-17 09:54 | THOR\acont | 2024-09-08 17:27 | Cloned from Firelite BEAM355 | [System Sensor] [IDC] 01 5621 (C), 5622 (C), 5623 (C), 5624 (C), OSI-RA-SS (C), OSI-R-SS (C) [System Sensor] [AUX POWER] [*] OSI-RA-SS (C), OSI-R-SS (C) | [System Sensor] OSI-RA-SS, OSI-R-SS
5de2fcf4-2271-4fcb-8a19-dfc192c45fa1 | NFPA 170 STROBE CEILING |  |  | North | Kidde |  | Strobe |  |  |  | Module | TRUE | EGCVHRF-SP |  | Strobe, running man, red, FUEGO, high cd | 1 | [6 empty] | FALSE | TRUE |  |  |  |  | #FF0070C0 | FA-NFPA 170 STROBE CEILING | 1 | FALSE | FALSE | FALSE | 2022 | [13 empty] | FALSE |  |  | C |  |  | XPS-17-9710\August | 2024-10-18 14:34 |  |  | Cloned from Edwards GCVHRF-SP | [Edwards, Kidde] [NAC] [24 VDC] EGCSVHRF (C), EGCSVHRF-FR (C), EGCSVHRF-SP (C), EGCSVHRN (C), EGCSVHWA (C), EGCSVHWF (C), EGCSVHWF-FR (C), EGCSVHWF-SP (C), EGCSVHWN (C), EGCVHRF (C), EGCVHRF-FR (C), EGCVHRF-SP (C), EGCVHRN (C), EGCVHWA (C), [Edwards, Kidde] [NAC] [24 FWR] EGCSVHRF (C), EGCSVHRF-FR (C), EGCSVHRF-SP (C), EGCSVHRN (C), EGCSVHWA (C), EGCSVHWF (C), EGCSVHWF-FR (C), EGCSVHWF-SP (C), EGCSVHWN (C), EGCVHRF (C), EGCVHRF-FR (C), EGCVHRF-SP (C), EGCVHRN (C), EGCVHWA (C),
14b6b936-1d41-44d5-be08-dfc4962d8115 |  |  |  | North | Oracle |  | Hardware |  |  |  | Hardware | TRUE | FS1272 | ++ | 12V 7Ah Sealed Lead Acid AGM Battery | 1 | [6 empty] | FALSE | [5 empty] | #FFFFFFFF |  |  | FALSE | FALSE | FALSE | [14 empty] | FALSE | [5 empty] | THOR\acont | 2024-04-08 09:52 | THOR\acont | 2024-10-09 10:48 | Cloned from Oracle HD1290 CLONED
cad74c36-fbbc-4bce-8e0f-dfca52be1e17 | NFPA 170 REMOTE ANNUNCIATOR | RISER ANNUNCIATOR |  | North | Siemens |  | Hardware |  |  |  | Hardware | TRUE | FHA2015-A1 | ++ | Front Plate for Flush Mounted FC72x Series Comfort Panel Housing | 1 | [12 empty] | #FFFF0000 | FA-NFPA 170 REMOTE ANNUNCIATOR | 1 | FALSE | FALSE | FALSE | [20 empty] | DESKTOP-7EIEB7A\acont | 2021-11-19 10:16 | THOR\acont | 2024-09-08 17:27
da461416-7048-45cd-a9d2-dfda03cdc63e | NFPA 170 GONG |  |  | North | Block Definition Only |  | Bell |  |  |  | Module | TRUE | NFPA 170 GONG |  | NFPA 170 GONG | 1 | [12 empty] | #FFFF0000 | FA-NFPA 170 GONG | 1 | FALSE | FALSE | FALSE | 2009 | [19 empty] | AULAPTOP-PC\Aulaptop | 2020-03-26 07:41 | THOR\acont | 2024-09-08 17:27
509563f9-234c-4ff3-852e-dfda6c35071a | NFPA 170 REMOTE ANNUNCIATOR | RISER ANNUNCIATOR |  | North | Edwards |  | Remote Annunciator |  |  |  | Assembly | TRUE | FSRA10C |  | Remote Ann for 10 zone panels, 10 bi-color LEDs & Com Ctrls | 1 | [6 empty] | FALSE | [5 empty] | #FFFF0000 | FA-NFPA 170 REMOTE ANNUNCIATOR | 1 | FALSE | FALSE | FALSE | 255 | [8 empty] | 7,12,18 |  |  |  |  | FALSE | [7 empty] | THOR\acont | 2024-09-08 17:27
64014c5a-c7ac-4814-ace5-dfdda868f739 |  |  |  | North | Edwards |  | Hardware |  |  |  | Hardware | TRUE | 439-10GR |  | Full Cast Grid for 8 &10" Bell, Red | 1 | [6 empty] | FALSE | [5 empty] | #FFFFFFFF |  |  | FALSE | FALSE | FALSE | [14 empty] | FALSE | [7 empty] | THOR\acont | 2024-10-09 10:48
7bc9c004-bb45-4fb4-ad7d-dfe54a216aac |  |  |  | North | Potter |  | Cards & Components |  |  |  | Card | TRUE | PVX-50E |  | 50W Voice Evacuation System Expander | 1 | 0.15 | 0.8 |  |  |  |  | TRUE | [5 empty] | #FFFFFFFF |  |  | FALSE | FALSE | FALSE | [14 empty] | FALSE | [7 empty] | THOR\acont | 2024-10-09 10:48
80e449da-9100-48a9-ae78-dfea9be222ce | NFPA 170 SMOKE HEAT CO DETECTOR |  |  | North | Edwards |  | Smoke/Heat/CO Detector |  |  |  | Module | TRUE | SIGA-OSHCD w/SIGA-RB BASE | ++ | Multisensor Smoke, Heat, and CO Detector | 1 | 3.2e-05 | 4.5e-05 |  |  |  |  | FALSE | TRUE |  |  |  |  | #FFFF0000 | FA-NFPA 170 SMOKE HEAT CO DETECTOR | 1 | FALSE | FALSE | FALSE | 1408 | [13 empty] | FALSE | [5 empty] | DESKTOP-7EIEB7A\acont | 2021-06-10 11:10 | THOR\acont | 2024-09-08 17:27 | Cloned from Edwards SIGA-OSHD CD w/SIGA-RB BASE | [Edwards, Kidde] [SLC EST SENSORS] 01 [*] [EST3, iO1000] DS-HFS (C), DS-PS (C), FX-HD w/IB4U BASE, FX-HD w/RB4U BASE, FX-HD w/SB4U BASE, FX-HD w/SB4U-LF BASE, FX-HD wB4U BASE, FX-PD w/B4U BASE (C), FX-PD w/IB4U BASE (C), FX-PD w/SB4U BASE (C), FX-PD w/SB [Edwards, Kidde] [SLC EST SENSORS] [*] [#4 TYPE ADDR ¦ SENSORS] KI-DDOS (C), SIGA2-COS w/SIGA-AB4G BASE, SIGA2-COS w/SIGA-AB4G-LF BASE, SIGA2-COS w/SIGA-AB4GT BASE, SIGA2-COS w/SIGA-IB BASE, SIGA2-COS w/SIGA-RB BASE, SIGA2-COS w/SIGA-SB BASE, SIGA2-HCOS [Edwards, Kidde] [SLC EST MODULES SENSORS] [*] [#2 SHARED ADDR ¦ SENSORS] KI-DDOS (C), SIGA2-COS w/SIGA-AB4G BASE, SIGA2-COS w/SIGA-AB4G-LF BASE, SIGA2-COS w/SIGA-AB4GT BASE, SIGA2-COS w/SIGA-IB BASE, SIGA2-COS w/SIGA-RB BASE, SIGA2-COS w/SIGA-SB BASE, S [Edwards, Kidde] [SLC EST MODULES/SENSORS] 01 [*] [iO64] DS-HFS (C), DS-PS (C), FX-HD w/IB4U BASE, FX-HD w/RB4U BASE, FX-HD w/SB4U BASE, FX-HD w/SB4U-LF BASE, FX-HD wB4U BASE, FX-PD w/B4U BASE (C), FX-PD w/IB4U BASE (C), FX-PD w/SB4U BASE (C), FX-PD w/SB
5b7c0f5e-9cd9-4a1d-affa-dfea9ef70b00 | NFPA 170 CELL COMM | RISER CELL COMM |  | North | Bosch |  | Cellular Communicator |  |  |  | Module | TRUE | F.01U.295.183 | * | CELLULAR SERVICES MONTHLY | 1 | [12 empty] | #FFFF0000 | FA-NFPA 170 CELL COMM | 1 | FALSE | FALSE | FALSE | [20 empty] | DESKTOP-7EIEB7A\acont | 2021-08-13 06:25 | THOR\acont | 2024-09-08 17:27
709d098d-9627-4362-b901-dfedcae7ae4a | NFPA 170 ADDRESSABLE INPUT MONITOR MODULE |  |  | North | DMP |  | Addressable Module |  |  |  | Module | TRUE | 866 | + | Notification Module | 1 | 0.045 | 0.075 |  |  |  |  | TRUE | [5 empty] | #FFFF0000 | FA-NFPA 170 ADDRESSABLE INPUT MONITOR MODULE | 1 | FALSE | FALSE | FALSE | 1000 | [19 empty] | AULAPTOP-PC\Aulaptop | 2019-03-07 06:17 | THOR\acont | 2024-09-08 17:27 | Cloned from DMP 867 | [BluePoint, DMP] [DMP LX BUS] [*] [LX BUS] 711, 711S, 734, 734N, 734N-POE, 736P, 736V, 866, 867, BP-DHE-736PA | [DMP] 866, 867
5b56df90-58fc-4d24-842d-dfee76713e5c | NFPA 170 STROBE CEILING |  |  | North | Edwards |  | Strobe |  |  |  | Module | TRUE | GCWN-VMHB |  | Strobe, white, no markings, 95, 115, 150, 177 cd, blue | 1 | 0 | 0.342 |  |  |  |  | FALSE | TRUE |  |  |  |  | #FF0070C0 | FA-NFPA 170 STROBE CEILING | 1 | FALSE | FALSE | FALSE | 2022 | [13 empty] | FALSE |  |  | C |  |  |  |  | THOR\acont | 2024-09-08 17:27 |  | [Edwards, Kidde] [NAC] [24 VDC] EGCF-S2VMH (C), EGCF-VMH (C), GCF-S2VMH (C), GCF-S7VMH (C), GCF-VMH (C), GCHFRF-S2VMCH (C), GCHFRF-S7VMCH (C), GCHFRN-S2VMCH (C), GCHFRN-S7VMCH (C), GCHFWA-S2VMAH (C), GCHFWA-S2VMCH (C), GCHFWA-S7VMAH (C), GCHFWA-S7VMCH (C [Edwards, Kidde] [NAC] [16 VDC] EGCF-S2VMH (C), EGCF-VMH (C), GCF-S2VMH (C), GCF-S7VMH (C), GCF-VMH (C), GCHFRF-S2VMCH (C), GCHFRF-S7VMCH (C), GCHFRN-S2VMCH (C), GCHFRN-S7VMCH (C), GCHFWA-S2VMAH (C), GCHFWA-S2VMCH (C), GCHFWA-S7VMAH (C), GCHFWA-S7VMCH (C
8e62de9c-2b57-4d46-acbc-dff1a43b1c46 |  |  |  | North | Fike |  | Cards & Components |  |  |  | Card | TRUE | 27-032 Main Card |  | Main Circuit Card | 1 | [6 empty] | TRUE | [5 empty] | #FFFFFFFF |  |  | FALSE | FALSE | FALSE | [14 empty] | FALSE | [5 empty] | AULAPTOP-PC\Aulaptop | 2019-07-07 07:43 | THOR\acont | 2024-10-09 10:48 | Cloned from Fike 10-2829 Main Card | [Fike] [VAC ] 10-2620, 10-2829 Main Card, 27-032 Main Card, FCP-2100 Main Board, FCP-300 Main Board, FCP-75 Main Board, FIK-5496 Main Board, FIK-RPS1000 Main Board | [Fike, Gamewell FCI] 27-032 Main Card, SLP-E3 [Fike] 27-032 Main Card
51adc5e5-b4eb-47f1-b65c-dff41bcd173f |  |  |  | North | Edwards |  | Hardware |  |  |  | Hardware | TRUE | 4-6ANNMT |  | Annunciator Backbox, 6 sp,BLK | 1 | [6 empty] | FALSE | [5 empty] | #FFFFFFFF |  |  | FALSE | FALSE | FALSE | [14 empty] | FALSE | [5 empty] | CARCGL\218019102 | 2021-07-23 10:30 | THOR\acont | 2024-10-09 10:48 | Cloned from Edwards 10ANN/B
b215993d-bf56-471e-8f60-dff85d8c42e1 |  |  |  | North | Farenhyt |  | Cards & Components |  |  |  | Card | TRUE | ECS-50BDA Main Board (100W, 25V) | + | Main Board for ECS | 1 | 0.11 | 1.2 |  |  |  |  | TRUE | FALSE |  |  |  |  | #FFFFFFFF |  |  | FALSE | FALSE | FALSE | [14 empty] | FALSE | [5 empty] | DESKTOP-7EIEB7A\acont | 2021-12-08 14:03 | THOR\acont | 2024-10-09 10:48 | Cloned from Firelite ECC-50BDA Main Board (100W, 25V) | [Farenhyt] [VBUS] ECS-125DA (25V) Main Board, ECS-125DA (70V) Main Board, ECS-125W (25V), ECS-125W (70V), ECS-50BDA Main Board (100W, 25V), ECS-50BDA Main Board (100W, 70V), ECS-50W Main Board (50W, 25V), ECS-50W Main Board (50W, 70V), ECS-50W-25V, E [Eaton Wheelock, Farenhyt, Firelite] [DIGITAL AUDIO LOOP] ECC-125DA (25V) Main Board, ECC-50BDA Main Board (100W, 25V), ECC-50BDA Main Board (100W, 70V), ECC-50DA Main Board (50W, 25V), ECC-50DA Main Board (50W, 70V), ECC-LOC, ECC-RM, ECC-RPU, ECS-12 [Farenhyt, Firelite] [AUX POWER] ECC-125DA (25V) Main Board, ECC-50BDA Main Board (100W, 25V), ECC-50BDA Main Board (100W, 70V), ECC-50DA Main Board (50W, 25V), ECC-50DA Main Board (50W, 70V), ECS-125DA (25V) Main Board, ECS-125DA (70V) Main Board, E [Farenhyt, Silent Knight, Stanley Security Solutions] [VAC ] 5104B Main Board, 5204 Main Board, 5207 Main Board, 5208 Main Board, 5495 Main Board, 5496 Main Board, 5499 Main Board, 5600 Main Board, 5700 Main Board, 5808 Main Board, 5820XL Main Board, 588 [Farenhyt, Firelite] [RS-485] ECC-125DA (25V) Main Board, ECC-50BDA Main Board (100W, 25V), ECC-50BDA Main Board (100W, 70V), ECC-50DA Main Board (50W, 25V), ECC-50DA Main Board (50W, 70V), ECC-LOC, ECC-RM, ECC-RPU, ECS-125DA (25V) Main Board, ECS-12 [Farenhyt, Firelite] [RS-485] ECC-125DA (25V) Main Board, ECC-50BDA Main Board (100W, 25V), ECC-50BDA Main Board (100W, 70V), ECC-50DA Main Board (50W, 25V), ECC-50DA Main Board (50W, 70V), ECC-LOC, ECC-RM, ECC-RPU, ECS-125DA (25V) Main Board, ECS-12 [Farenhyt] [SBUS] ECS-125DA (25V) Main Board, ECS-125DA (70V) Main Board, ECS-125W (25V), ECS-125W (70V), ECS-50BDA Main Board (100W, 25V), ECS-50BDA Main Board (100W, 70V), ECS-50W Main Board (50W, 25V), ECS-50W Main Board (50W, 70V), ECS-50W-25V, E | [Farenhyt, Firelite] ECC-50BDA Main Board (100W, 25V), ECS-50BDA Main Board (100W, 25V)
e2d7ad0f-d3a3-4838-9631-dff8e65bee66 |  |  |  | North | Edwards |  | Hardware |  |  |  | Hardware | TRUE | 4-CAB8DR |  | Door Assembly for 3-CAB5B, Red | 1 | [12 empty] | #FFFFFFFF |  |  | FALSE | FALSE | FALSE | [20 empty] | DESKTOP-7SAL8M7\acont | 2019-12-13 12:52 | THOR\acont | 2024-10-09 10:48
4df84f97-d3fa-46a8-bb50-dffd8ad41d4a | NFPA 170 SPEAKER STROBE CEILING |  |  | North | Edwards |  | Speaker/Strobe |  |  |  | Module | TRUE | GCHFRN-S7VMCH |  | 70V Ceiling Speaker/Strobe, red, 95, 115, 150, 177 cd | 1 | 0 | 0.502 |  |  |  |  | FALSE | TRUE |  |  |  |  | #FF0070C0 | FA-NFPA 170 SPEAKER STROBE CEILING | 1 | FALSE | FALSE | FALSE | 2020 | [13 empty] | FALSE |  |  | C |  |  |  |  | THOR\acont | 2024-09-08 17:27 |  | [Edwards, Kidde] [AUDIO 70.7v] [70V AUDIO] G4F-S7, G4F-S7V1575, G4F-S7VM, G4HFRF-S7, G4HFRF-S7VMC, G4HFRN-S7, G4HFRN-S7VMC, G4HFWA-S7, G4HFWA-S7VMA, G4HFWA-S7VMC, G4HFWF-S7, G4HFWF-S7VMC, G4HFWN-S7, G4HFWN-S7VMA, G4HFWN-S7VMB, G4HFWN-S7VMC, G4RF-S7, G4RF [Edwards, Kidde] [NAC] [16 VDC] EGCF-S2VMH (C), EGCF-VMH (C), GCF-S2VMH (C), GCF-S7VMH (C), GCF-VMH (C), GCHFRF-S2VMCH (C), GCHFRF-S7VMCH (C), GCHFRN-S2VMCH (C), GCHFRN-S7VMCH (C), GCHFWA-S2VMAH (C), GCHFWA-S2VMCH (C), GCHFWA-S7VMAH (C), GCHFWA-S7VMCH (C [Edwards, Kidde] [NAC] [24 VDC] EGCF-S2VMH (C), EGCF-VMH (C), GCF-S2VMH (C), GCF-S7VMH (C), GCF-VMH (C), GCHFRF-S2VMCH (C), GCHFRF-S7VMCH (C), GCHFRN-S2VMCH (C), GCHFRN-S7VMCH (C), GCHFWA-S2VMAH (C), GCHFWA-S2VMCH (C), GCHFWA-S7VMAH (C), GCHFWA-S7VMCH (C
2fe4a5e0-8fc7-4262-9a26-dffd90542a95 |  |  |  | North | Gamewell FCI |  | Cards & Components |  |  |  | Card | TRUE | FVIV-ZS (25V) | 151-00029+ | Zone Splitter, 4 Speaker Circuits | 1 | 0.045 | 0.25 |  |  |  |  | TRUE | FALSE |  |  |  |  | #FFFFFFFF |  |  | FALSE | FALSE | FALSE | [14 empty] | FALSE | [5 empty] | DESKTOP-7EIEB7A\acont | 2022-03-10 07:12 | THOR\acont | 2024-10-09 10:48 | Cloned from Firelite ECC-CE6 (25V) |  | [Gamewell FCI] FVIV-ZS (25V)
b24dfcd4-06db-4693-bc4a-e00b4dce8a65 | CADGEN STI STOPPER |  |  | North | BluePoint |  | Accessories |  |  |  | Module | TRUE | BP02-402PH | ++ | Police P.S. Hinged Enclosure (Horn) | 1 | [6 empty] | FALSE | [5 empty] | #FFFF0000 | FA-CADGEN STI STOPPER | 1 | FALSE | FALSE | FALSE | [14 empty] | FALSE | [5 empty] | THOR\acont | 2024-03-20 12:21 | THOR\acont | 2024-09-08 17:27 | Cloned from STI BP02-402P
7a560cd4-f88c-4a49-803f-e00c9fc3490c |  |  |  | North | Siemens |  | Hardware |  |  |  | Hardware | TRUE | CAB2-BD | 500-633008 | MEDIUM ENCLOSURE INNER & OUTER DOORS - BLACK MOUNTS TO CAB2-BB | 1 | [12 empty] | #FFFFFFFF |  |  | FALSE | FALSE | FALSE | [20 empty] | DESKTOP-7SAL8M7\acont | 2019-08-13 09:04 | THOR\acont | 2024-10-09 10:48
02da6217-de0b-4e2d-8a9c-e010037dd8f3 |  |  |  | North | Edwards |  | Hardware |  |  |  | Hardware | TRUE | APSEQ |  | Seismic battery hold-down for 11 to 26 AH in a BPS | 1 | [6 empty] | FALSE | [5 empty] | #FFFFFFFF |  |  | FALSE | FALSE | FALSE | [14 empty] | FALSE | [7 empty] | THOR\acont | 2024-10-09 10:48
42768a49-2919-42b8-929a-e0163a39f80b |  |  |  | North | Monaco Enterprises |  | Cards & Components |  |  |  | Card | TRUE | 227-865-MN MAIN BOARD |  | 227-865-MN MAIN BOARD | 1 | [6 empty] | TRUE | [5 empty] | #FFFFFFFF |  |  | FALSE | FALSE | FALSE | [20 empty] | AULAPTOP-PC\Aulaptop | 2019-04-20 02:49 | THOR\acont | 2024-10-09 10:48 |  |  | [Monaco Enterprises] 227-865-MN MAIN BOARD
1cb64e64-8ae4-4811-a217-e01fde9bc649 |  |  |  | North | Bosch | [5 empty] | Module | TRUE | G450 | * | Z-WAVE HOME CONTROL GATEWAY | 1 | [12 empty] | #FFFFFFFF |  |  | FALSE | FALSE | FALSE | [20 empty] | DESKTOP-7EIEB7A\acont | 2021-08-13 06:25 | THOR\acont | 2024-10-09 10:48
fd97712d-207c-4858-82d1-e02c66b6bb51 | NFPA 170 FLOW DETECTOR |  |  | North | Notifier |  | Flow Detector |  |  |  | Module | TRUE | WFD80 | + | Waterflow Detector, Schedule 10/40, 8" | 1 | [6 empty] | FALSE | FALSE |  |  |  |  | #FFFF0000 | FA-NFPA 170 FLOW DETECTOR | 1 | FALSE | FALSE | FALSE | 1700 | [13 empty] | FALSE | [7 empty] | THOR\acont | 2024-09-08 17:27 | 20191121 AC Detector without base | [Farenhyt, Generic, N/A, Notifier, Potter, Silent Knight] [AUX POWER] [BELL POWER ++] FURNISHED BY OTHERS, PS10 Series, PS10-EX, VSG, VSR Series, VSR-10, VSR-AT, VSR-C, VSR-CF, VSR-FE-2, VSR-FEX Series, VSR-S Series, VSR-SF, VSR-SFG, VSR-SFT, VSR-SG, VSR [Det-Tronics, Edwards, Kidde, Notifier] [IDC] 01 30-3013, 30-3013 w/FMM-101, Q3013D, 5621 (C), 5622 (C), 5623 (C), 5624 (C), BNG-1, BNG-1F, BNG-1FTS, BNG-1R, BNG-1SP, BNG-1TS, BNG-1TSL, BNG-1TSR, BNG-1TSRL, CP-651 (C), HD-601 (C), HD-602 (C), HD-603 (C),
9f4f7aed-c669-4cd8-9ae9-e033f169077f |  |  |  | North | Edwards |  | Hardware |  |  |  | Hardware | TRUE | CM10933 |  | 3/4” Sample Point Repair Saddle | 1 | [6 empty] | FALSE | [5 empty] | #FFFFFFFF |  |  | FALSE | FALSE | FALSE | [14 empty] | FALSE | [7 empty] | THOR\acont | 2024-10-09 10:48
22af6eeb-1fef-4997-bcd4-e03756d74d5e | NFPA 170 HORN STROBE |  |  | North | MIRCOM |  | Horn/Strobe |  |  |  | Module | TRUE | FHS-400-WW | ++ | Wall Mount Horn/Strobe, White | 1 | [6 empty] | FALSE | [5 empty] | #FF0070C0 | FA-NFPA 170 HORN STROBE | 1 | FALSE | FALSE | FALSE | 2012 | [13 empty] | FALSE | [7 empty] | THOR\acont | 2024-09-08 17:27 |  | [MIRCOM] [NAC] [24 VFWR, CONT, HIGH] FHS-400-RR, FHS-400-WW [MIRCOM] [NAC] [24 VDC, CONT, HIGH] FHS-400-RR, FHS-400-WW
777d59dd-0f52-46c0-8760-e03bedb4d7fd | NFPA 170 HEAT DETECTOR |  |  | North | Notifier |  | Heat Detector |  |  |  | Module | TRUE | HD-622 | ++ | Heat Detector, 200°F (93°C) Fixed & Rate-of-rise | 1 | [6 empty] | FALSE | TRUE |  |  |  |  | #FFFF0000 | FA-NFPA 170 HEAT DETECTOR | 1 | FALSE | FALSE | FALSE | 1403 | [13 empty] | FALSE | [7 empty] | THOR\acont | 2024-09-08 17:27 | 20191121 AC Detector without base | [Chemtronics, Firelite, MIRCOM, Notifier, System Sensor] [IDC] 01 [*] [IDC 2-WIRE ++] 1151 (C), 1151EIS (C), 1400 (C), 1451 (C), 1451DH (C), 1451DHHT (C), 2100AT (C), 2100S (C), 2100TR (C), 2100TS (C), 2151 w/B110LP (C), 2151 w/B116LP (C), 2151 w/B401 (C [Honeywell, Notifier, System Sensor] [SLC MODULES SENSORS] [*] [#2 SHARED ADDR ¦ SENSORS] 2251B (C), 2251-COPTIR (C), 2251-COPTIR w/B200S-WH (C), 2251TB (C), 2251TMB (C), 5251B (C), 5251B-WP (C), 5251H (C), 5251RB (C), 5251RB-WP (C), 7251 (C), 7251DH (C) [Det-Tronics, Edwards, Kidde, Notifier] [IDC] 01 30-3013, 30-3013 w/FMM-101, Q3013D, 5621 (C), 5622 (C), 5623 (C), 5624 (C), BNG-1, BNG-1F, BNG-1FTS, BNG-1R, BNG-1SP, BNG-1TS, BNG-1TSL, BNG-1TSR, BNG-1TSRL, CP-651 (C), HD-601 (C), HD-602 (C), HD-603 (C), [Honeywell, Notifier, System Sensor] [SLC SENSORS] [*] [#4 TYPE ADDR ¦ SENSORS] 2251B (C), 2251-COPTIR (C), 2251-COPTIR w/B200S-WH (C), 2251TB (C), 2251TMB (C), 5251B (C), 5251B-WP (C), 5251H (C), 5251RB (C), 5251RB-WP (C), 7251 (C), 7251DH (C), DH200LP
36c6b68c-dc8c-44f5-93e9-e0421ca180c3 | NFPA 170 SPEAKER STROBE CEILING |  |  | North | Simplex |  | Speaker/Strobe |  |  |  | Module | TRUE | 49SV-APPLC-BA | + | Ceiling Mount Addressable S/V Appliance only, Assembled in USA | 1 | 0 | 0 |  |  |  |  | TRUE | TRUE |  |  |  |  | #FF0070C0 | FA-NFPA 170 SPEAKER STROBE CEILING | 1 | FALSE | FALSE | FALSE | 2019 | [16 empty] | C |  |  | DESKTOP-7EIEB7A\acont | 2022-02-21 14:55 | THOR\acont | 2024-09-08 17:27 | Cloned from Simplex 49SV-APPLW-BA | [Autocall, Simplex] [AUDIO 70.7v] [70V AUDIO] 49HF-APPLC (C), 49HF-APPLC-BA (C), 49HFV-APPLC (C), 49HFV-APPLC-BA (C), 49HFVH-APPLC (C), 49HFVH-APPLC-BA (C), 49SO-APPLC (C), 49SO-APPLC-BA (C), 49SO-APPLC-O (C), 49SO-APPLC-O-BA (C), 49SV-APPLC (C), 49SV-AP [Autocall, Simplex] [IDNac] [23VDC] 49HFV-APPLC (C), 49HFV-APPLC-BA (C), 49SV-APPLC (C), 49SV-APPLC-BA (C), 49VO-APPLC (C), 49VO-APPLC-BA (C), A49HFV-APPLC (C), A49HFV-APPLC-BA (C), A49SV-APPLC (C), A49SV-APPLC-BA (C), A49VO-APPLC (C), A49VO-APPLC-BA (C) [Autocall, Simplex] [AUDIO 25v] [25V AUDIO] 49HF-APPLC (C), 49HF-APPLC-BA (C), 49HFV-APPLC (C), 49HFV-APPLC-BA (C), 49HFVH-APPLC (C), 49HFVH-APPLC-BA (C), 49SO-APPLC (C), 49SO-APPLC-BA (C), 49SO-APPLC-O (C), 49SO-APPLC-O-BA (C), 49SV-APPLC (C), 49SV-APPL
3e4f59ba-8b63-4927-9b9e-e0475decdbec | NFPA 170 SMOKE DETECTOR |  |  | North | System Sensor |  | Smoke Detector |  |  |  | Module | TRUE | 2124R | ++ | Photoelectric Detector, 4-wire direct, 24VDC, with Form-C | 1 | 0.0005 | 0.065 |  |  |  |  | FALSE | TRUE |  |  |  |  | #FFFF0000 | FA-NFPA 170 SMOKE DETECTOR | 1 | FALSE | FALSE | FALSE | 1408 | [13 empty] | FALSE | [7 empty] | THOR\acont | 2024-09-08 17:27 | 20191121 AC Detector without base | [Firelite, Macurco, Notifier, Silent Knight, System Sensor] [IDC] 01 [IDC 4-WIRE ++] 1251B (C), 1412B (C), 1424 (C), 2112/24AT (C), 2112/24S (C), 2112/24TS (C), 2112AITR (C), 2112ATR (C), 2112R (C), 2124AITR (C), 2124ATR (C), 2124R (C), 2151 w/B110RLP (C [Firelite, Macurco, Notifier, Silent Knight, System Sensor] [AUX POWER] [*] [AUX INPUT ++] 1251B (C), 1412B (C), 1424 (C), 2112/24AT (C), 2112/24S (C), 2112/24TS (C), 2112AITR (C), 2112ATR (C), 2112R (C), 2124AITR (C), 2124ATR (C), 2124R (C), 2151 w/B110
09826b30-da1c-429b-b08f-e0539303f8ce | NFPA 170 BATTERY CABINET |  |  | North | Notifier |  | Enclosure |  |  |  | Assembly | TRUE | BB-200 |  | Battery Box | 1 | [12 empty] | #FFFF0000 | FA-NFPA 170 BATTERY CABINET | 1 | FALSE | FALSE | FALSE | 3000 | [19 empty] | THOR\acont | 2024-02-15 08:52 | THOR\acont | 2024-09-08 17:27 | Cloned from Firelite BB-17 CLONED
3bf59748-3814-46dc-92b7-e0582bfc54db |  |  |  | North | Siemens |  | Hardware |  |  |  | Hardware | TRUE | SHMPS-R | 500-636128 | SUPERVISED HORN ADAPTER PLATE | 1 | [12 empty] | #FFFFFFFF |  |  | FALSE | FALSE | FALSE | [20 empty] | DESKTOP-7SAL8M7\acont | 2019-08-13 09:04 | THOR\acont | 2024-10-09 10:48 | B,T
754935e0-0536-4a93-ac31-e06a59b3df08 | NFPA 170 MULTI DETECTOR |  |  | North | Siemens |  | Multi Criteria Detector |  |  |  | Module | TRUE | HFP-11 WITH DB-11 BASE |  | Intelligent FirePrint Multi-Criteria Detector | 1 | [6 empty] | FALSE | [5 empty] | #FFFF0000 | FA-NFPA 170 MULTI DETECTOR | 1 | FALSE | FALSE | FALSE | [14 empty] | FALSE | [7 empty] | THOR\acont | 2024-09-08 17:27 | 20191121 AC Detector without base
47af7623-d415-41e6-891b-e06b4a742e8b | NFPA 170 SPEAKER CEILING |  |  | North | Eaton Wheelock |  | Speaker |  |  |  | Module | TRUE | ET-1010-W w/ WFP-W | + | Speaker, 25 or 70.7 Vrms, 1/8 to 8 watts, WP, white weatherproof w/flush plate | 1 | [6 empty] | FALSE | TRUE |  |  |  |  | #FF0070C0 | FA-NFPA 170 SPEAKER CEILING | 1 | FALSE | FALSE | FALSE | 2021 | [13 empty] | FALSE |  |  | WP |  |  | DESKTOP-7EIEB7A\acont | 2022-05-03 16:56 | THOR\acont | 2024-09-08 17:27 | Cloned from Eaton Wheelock ET-1010-W w/ WFP-W | [Eaton Wheelock] [AUDIO 25v] [25V AUDIO] ET-1010-R, ET-1010-R w/ WFP-R, ET-1010-R w/ WFP-R (C), ET-1010-R w/WBB-R, ET-1010-W, ET-1010-W w/ WBB-R, ET-1010-W w/ WFP-W, ET-1010-W w/ WFP-W (C), ET-1010-W w/WBB-W [Eaton Wheelock] [AUDIO 70.7v] [70V AUDIO] ET-1010-R, ET-1010-R w/ WFP-R, ET-1010-R w/ WFP-R (C), ET-1010-R w/WBB-R, ET-1010-W, ET-1010-W w/ WBB-R, ET-1010-W w/ WFP-W, ET-1010-W w/ WFP-W (C), ET-1010-W w/WBB-W
9c48fe97-8817-4b10-ac28-e07072fa429c | NFPA 170 SPEAKER WALL |  |  | North | Siemens |  | Speaker |  |  |  | Module | TRUE | SET-R | 500-636055 | ET SPKR RED | 1 | [12 empty] | #FF0070C0 | FA-NFPA 170 SPEAKER WALL | 1 | FALSE | FALSE | FALSE | 2021 | [19 empty] | DESKTOP-7SAL8M7\acont | 2019-08-13 09:04 | THOR\acont | 2024-09-08 17:27 |  | [Siemens] [AUDIO 25v] [25V AUDIO] SET-AMC-CR-MNS-ALERT (C), SET-AMC-CW-MNS-ALERT (C), SET-AMC-R-MNS-ALERT, SET-AMC-W-MNS-ALERT, SET-CMC-CR-MNS-ALERT (C), SET-CMC-CW-MNS-ALERT (C), SET-CMC-R-MNS-ALERT, SET-CMC-W-MNS-ALERT, SET-CR (C), SET-CW (C), SET-HMC- [Siemens] [AUDIO 70.7v] [70V AUDIO] SET-AMC-CR-MNS-ALERT (C), SET-AMC-CW-MNS-ALERT (C), SET-AMC-R-MNS-ALERT, SET-AMC-W-MNS-ALERT, SET-CMC-CR-MNS-ALERT (C), SET-CMC-CW-MNS-ALERT (C), SET-CMC-R-MNS-ALERT, SET-CMC-W-MNS-ALERT, SET-CR (C), SET-CW (C), SET-HM
08f37651-0edd-43ae-8880-e071dabea9ef | NFPA 170 MANUAL PULL |  |  | North | Gamewell FCI |  | Manual Station |  |  |  | Module | TRUE | MS-7 | + | Double action station | 1 | 0 | 0 |  |  |  |  | TRUE | [5 empty] | #FFFF0000 | FA-NFPA 170 MANUAL PULL | 1 | FALSE | FALSE | FALSE | 957 | [19 empty] | DESKTOP-7SAL8M7\acont | 2019-03-12 12:36 | THOR\acont | 2024-09-08 17:27 |  | [Gamewell FCI] [IDC] 01 [*] M34-110, M34-56, MS-7, MS-7LOB, MS-7LOB, MS-7LR, MS-7LRA, MS-7S, MS-7S w/AMM-2F, MS-7SP, MS-WS w/AMM-2F
c69a5183-71ac-40f9-aa20-e072d51938cf | NFPA 170 HORN STROBE |  |  | North | System Sensor |  | Horn/Strobe |  |  |  | Module | TRUE | P2WHK | ++ | 2-Wire Horn Strobe, High cd, White, Outdoor | 1 | [6 empty] | FALSE | FALSE |  |  |  |  | #FF0070C0 | FA-NFPA 170 HORN STROBE | 1 | FALSE | FALSE | FALSE | 2012 | [13 empty] | FALSE | [5 empty] | DESKTOP-7EIEB7A\acont | 2023-08-25 12:03 | THOR\acont | 2024-09-08 17:27 | Cloned from System Sensor P2WHK-P | [System Sensor] [NAC] [16-33VFWR, TEMPORAL HIGH] P2RHK, P2RHK-P, P2WHK, P2WHK-P [System Sensor] [NAC] [16-33VDC, TEMPORAL HIGH] P2RHK, P2RHK-P, P2WHK, P2WHK-P
8c3e851f-b38d-4371-aa0d-e076334e973d | NFPA 170 STROBE WALL |  |  | North | Potter |  | Strobe |  |  |  | Module | TRUE | S24-177PW |  | Strobe, High Candela (Fixed 177 Candela), Plain White | 1 | 0 | 0.213 |  |  |  |  | FALSE | [5 empty] | #FF0070C0 | FA-NFPA 170 STROBE WALL | 1 | FALSE | FALSE | FALSE | 2023 | [13 empty] | FALSE | [7 empty] | THOR\acont | 2024-09-08 17:27 |  | [Potter] [NAC] [UL MAX] S24-177PR, S24-177PW, S24-177R, S24-177W [Potter] [NAC] [24 VDC] S24-177PR, S24-177PW, S24-177R, S24-177W
05e999c4-218c-474b-96f7-e079500be986 |  |  |  | North | Kidde |  | Hardware |  |  |  | Hardware | TRUE | MIRBPS10A-6 |  | 6 Pack, Remote Booster Power Supply, 10A, 120Vac, red | 1 | [6 empty] | FALSE | [5 empty] | #FFFFFFFF |  |  | FALSE | FALSE | FALSE | [14 empty] | FALSE | [5 empty] | DESKTOP-7SAL8M7\acont | 2020-01-02 08:45 | THOR\acont | 2024-10-09 10:48 | Cloned from Edwards BPS10A-6
9bdceed3-7ad8-470c-97ad-e07cf71bea26 | NFPA 170 SMOKE DETECTOR |  |  | North | MIRCOM |  | Smoke Detector |  |  |  | Module | TRUE | MIX-2251TAP w/B224RB-WH | + | Intelligent Photoelectric Sensor with 135°F Fixed Temperature Heat Detector, Relay Base | 1 | 0.0003 | 0.0065 |  |  |  |  | FALSE | TRUE |  |  |  |  | #FFFF0000 | FA-NFPA 170 SMOKE DETECTOR | 1 | FALSE | FALSE | FALSE | 1408 | [13 empty] | FALSE |  |  | P, R, 135° |  |  | DESKTOP-7SAL8M7\acont | 2019-04-12 12:42 | THOR\acont | 2024-09-08 17:27 | 20191121 AC Detector with base | [MIRCOM] [SLC SENSORS] [*] [#4 TYPE ADDR ¦ SENSORS] DNR w/MIX-2251BR (C), DNR w/MIX-2351RAP (C), MIX-1251AP w/B200SR-LF-WH (C), MIX-1251AP w/B200SR-WH (C), MIX-1251AP w/B210LP (C), MIX-1251AP w/B224RB-WH (C), MIX-1251AP w/B501 (C), MIX-1251B w/B200SR-LF- [MIRCOM] [SLC MODULES SENSORS] [*] [#2 SHARED ADDR ¦ SENSORS] DNR w/MIX-2251BR (C), DNR w/MIX-2351RAP (C), MIX-1251AP w/B200SR-LF-WH (C), MIX-1251AP w/B200SR-WH (C), MIX-1251AP w/B210LP (C), MIX-1251AP w/B224RB-WH (C), MIX-1251AP w/B501 (C), MIX-1251B w/
55bc2080-4f64-47cf-840f-e07d5b4fdbc2 |  |  |  | North | Notifier |  | Cards & Components |  |  |  | Card | TRUE | B200S-LF-WH |  | Low-frequency version of B200S | 1 | 0.00055 | 0.14 |  |  |  |  | TRUE | FALSE |  |  |  |  | #FFFFFFFF |  |  | FALSE | FALSE | FALSE | [14 empty] | FALSE | [7 empty] | THOR\acont | 2024-10-09 10:48 |  | [Notifier] [AUX POWER] [16VDC, LOW VOLUME] B200S-LF-WH, FCO-851 w/B200S-LF (C), FCO-951 w/B200S-LF-WH (C), FPC-951 w/B200S-LF-IV (C), FPC-951 w/B200S-LF-WH (C), FPTI-951 w/B200S-LF-IV (C), FPTI-951 w/B200S-LF-WH (C), FSCO-951 w/B200S-LF-IV (C), FSCO-951 [Notifier] [AUX POWER] [16VDC, HIGH VOLUME] B200S-LF-WH, FCO-851 w/B200S-LF (C), FCO-951 w/B200S-LF-WH (C), FPC-951 w/B200S-LF-IV (C), FPC-951 w/B200S-LF-WH (C), FPTI-951 w/B200S-LF-IV (C), FPTI-951 w/B200S-LF-WH (C), FSCO-951 w/B200S-LF-IV (C), FSCO-951
49e21710-5209-4d5c-8982-e083d644e8df | NFPA 170 NON ADDRESSABLE RELAY |  |  | North | Edwards |  | Non-Addressable Relay |  |  |  | Module | TRUE | MR808/S |  | 8 SPDT Relay /w LED, & Metal Enclosure | 1 | 0 | 0.12 |  |  |  |  | FALSE | [5 empty] | #FFFF0000 | FA-NFPA 170 NON ADDRESSABLE RELAY | 1 | FALSE | FALSE | FALSE | 1300 | [13 empty] | FALSE | [7 empty] | THOR\acont | 2024-09-08 17:27 |  | [Edwards] [AUX POWER] MR608/S, MR608/T, MR704/S, MR704/T, MR808/S, MR808/T
cf07220b-d298-417c-aa82-e08dee36f01a |  |  |  | North | Notifier |  | Hardware |  |  |  | Hardware | TRUE | DP-1B |  | Blank dress panel, covers one CAB-4 tier, BLACK. | 1 | [6 empty] | FALSE |  | SURFACE |  | PROVIDED ("WX"HX"D) | N/A | #FFFFFFFF |  |  | FALSE | FALSE | FALSE |  |  |  | 7165-0028:0224 | [10 empty] | FALSE | [7 empty] | THOR\acont | 2024-10-09 10:48
26038187-5443-4c24-a00a-e08e0b95894e |  |  |  | North | Edwards |  | Hardware |  |  |  | Hardware | TRUE | TRIM-1R |  | Red Flush Mount Trim Ring for 1 Option Card Space Cabinet | 1 | [6 empty] | FALSE | [5 empty] | #FFFFFFFF |  |  | FALSE | FALSE | FALSE | [14 empty] | FALSE | [7 empty] | THOR\acont | 2024-10-09 10:48
a51847c3-f55e-4896-a156-e08e11087fba |  |  |  | North | Autocall |  | Cards & Components |  |  |  | Card | TRUE | A007-9806 | ++ | SDACT Module for Point or Event Reporting | 1 | 0.03 | 0.04 |  |  |  |  | TRUE | [5 empty] | #FFFFFFFF |  |  | FALSE | FALSE | FALSE | [20 empty] | DESKTOP-0D6CQVA\lousc | 2019-06-24 18:05 | THOR\acont | 2024-10-09 10:48 |  |  | [Autocall, Simplex] 4007-9806, 4100-0153, A007-9806
5f1915b7-8501-4918-bdff-e09a34ed3cdb |  |  |  | North | Siemens | [5 empty] | Module | TRUE | K-CBL | S54430-C24-A1 | K-CBL Keltron Printer Modular OIs/PMIs | 1 | [12 empty] | #FFFFFFFF |  |  | FALSE | FALSE | FALSE | [20 empty] | DESKTOP-7SAL8M7\acont | 2019-08-13 09:04 | THOR\acont | 2024-10-09 10:48
27796c56-3703-49e8-8555-e0a1280d634b |  |  |  | North | Siemens | [5 empty] | Module | TRUE | SLSBBR | S54329-F21-A1 | SLSBBR BACKBOX,RED | 1 | [12 empty] | #FFFFFFFF |  |  | FALSE | FALSE | FALSE | [20 empty] | DESKTOP-7SAL8M7\acont | 2019-08-13 09:04 | THOR\acont | 2024-10-09 10:48
041bd3c2-c83c-402e-aee9-e0a41e031fd9 | NFPA 170 ADDRESSABLE INPUT MONITOR MODULE |  |  | North | Honeywell |  | Addressable Module |  |  |  | Module | TRUE | 4191WH |  |  | 1 | [6 empty] | FALSE | [5 empty] | #FFFF0000 | FA-NFPA 170 ADDRESSABLE INPUT MONITOR MODULE | 1 | FALSE | FALSE | FALSE | 1000 | [13 empty] | FALSE | [5 empty] | AULAPTOP-PC\Aulaptop | 2018-09-03 05:46 | THOR\acont | 2024-09-08 17:27
1a22115e-189b-4bde-a565-e0a48b238f9f | NFPA 170 DOCUMENT BOX |  |  | North | Space Age Electronics |  | Miscellaneous |  |  |  | Assembly | TRUE | SSU00626 | Accessories | Drawing Storage Box, Black 6” x 37” tall 4 ¼" deep | 1 | 0 | 0 |  |  |  |  | TRUE |  | Surface Mounted |  |  |  | #FFFF0000 | FA-NFPA 170 DOCUMENT BOX | 1 | FALSE | FALSE | FALSE | [20 empty] | THOR\acont | 2025-02-07 08:52 |  |  | Cloned from Space Age Electronics SSU00625
41f3e7e5-6753-4230-a6bb-e0ab97e49223 | NFPA 170 FIRE ALARM CONTROL UNIT | RISER FACP |  | North | Hochiki |  | Fire Alarm Control Unit |  |  |  | Assembly | TRUE | LA103K3-60 |  | FireNET L@TITUDE Analog Addressable Fire Alarm Control Panel, 4 Slot Standard Enclosure, 10.25 A Auto Voltage, 6-Loop Panel Module, Hochiki Protocol, Network Module, and Media Gateway™, Black, 48 Zone LEDs | 1 | [6 empty] | FALSE |  |  | *Refer to Install Sheet | 16.5in (W) x 23.2in (H) x 6in (D) | KM5FCRD (Optional Semi-Flush Mounting Kit) | #FFFF0000 | FA-NFPA 170 FIRE ALARM CONTROL UNIT | 1 | FALSE | FALSE | FALSE | 202 | [8 empty] | 7,12,18,28 |  |  | 10.25 |  | TRUE | [5 empty] | DESKTOP-7SAL8M7\acont | 2019-12-04 15:59 | THOR\acont | 2024-09-08 17:27 | Cloned from Hochiki LA103K1-60
c3ef39b9-c404-4923-91c1-e0ad4e53cfab |  |  |  | North | Siemens | [5 empty] | Module | TRUE | TB-EOL | S54322-F4-A2 | Terminal Block for EOL resistors | 1 | [12 empty] | #FFFFFFFF |  |  | FALSE | FALSE | FALSE | [20 empty] | DESKTOP-7SAL8M7\acont | 2019-08-13 09:04 | THOR\acont | 2024-10-09 10:48
5f5b0457-afea-44e3-babe-e0add87e638f | NFPA 170 REMOTE ANNUNCIATOR | RISER ANNUNCIATOR |  | North | MIRCOM |  | Remote Annunciator |  |  |  | Assembly | TRUE | RAM-3500-LCD/BB-1001DR | + | Remote LCD Annunciator with 4-line display. Mounts in a BB-1000 Series enclosure. | 1 | [6 empty] | TRUE | [5 empty] | #FFFF0000 | FA-NFPA 170 REMOTE ANNUNCIATOR | 1 | FALSE | FALSE | FALSE | 255 | [13 empty] | FALSE | [5 empty] | DESKTOP-7SAL8M7\acont | 2019-04-12 20:30 | THOR\acont | 2024-09-08 17:27 | Cloned from MIRCOM MGD-32
324ee2df-9865-4bc6-b5bd-e0ae2215b505 | NFPA 170 HEAT DETECTOR |  |  | North | Potter |  | Heat Detector |  |  |  | Module | TRUE | PAD300-HD w/PAD300-SB | ++ | Heat Detector with 6" Base with Sounder Module Included | 1 | 0.0006 | 0.0006 |  |  |  |  | FALSE | [5 empty] | #FFFF0000 | FA-NFPA 170 HEAT DETECTOR | 1 | FALSE | FALSE | FALSE | 1403 | [13 empty] | FALSE |  |  | SB |  |  | DESKTOP-7EIEB7A\acont | 2023-01-20 07:12 | THOR\acont | 2024-09-08 17:27 | Cloned from Potter PAD100-HD w/PAD100-SB | [Potter] [SLC PAD] [*] [#2 SHARED ADDR ¦ SENSORS] PAD100-CD w/PAD100-4DB, PAD100-CD w/PAD100-6DB, PAD100-CD w/PAD100-IB, PAD100-CD w/PAD100-LFSB, PAD100-CD w/PAD100-RB, PAD100-CD w/PAD100-SB, PAD100-CD w/PAD100-SPKB, PAD100-DUCT (C), PAD100-DUCTR (C), PA [Potter] [AUX POWER] PAD300-CD w/PAD300-SB, PAD300-HD w/PAD300-SB, PAD300-PCD w/PAD300-SB (C), PAD300-PCD w/PAD300-SB (Split) (C), PAD300-PD w/PAD300-SB (C), PAD300-PHD w/PAD300-SB (C), PAD300-PHD w/PAD300-SB (Split) (C)
ed6c8ef4-89d4-49c3-ac17-e0af26bc32c4 | NFPA 170 AREA OF REFUGE MASTER |  |  | North | Rath Area of Refuge |  | Area of Refuge Component |  |  |  | Module | TRUE | 2500-56XNC |  | 56 ZONE DESK MOUNT | 1 | [6 empty] | FALSE | [5 empty] | #FF00B050 | FA-NFPA 170 AREA OF REFUGE MASTER | 1 | FALSE | FALSE | FALSE | 4000 | [13 empty] | FALSE | [5 empty] | DESKTOP-7EIEB7A\acont | 2022-02-17 17:48 | THOR\acont | 2024-09-08 17:27 | Cloned from Rath Area of Refuge 2500-56XRCF | [Rath Area of Refuge] [IDC] 01 2500-12RCF MAIN CARD, 2500-16RCF MAIN CARD, 2500-205B MAIN CARD, 2500-205FM MAIN CARD, 2500-205PSS MAIN CARD, 2500-210B MAIN CARD, 2500-210FM MAIN CARD, 2500-210PSS MAIN CARD, 2500-28RCF MAIN CARD, 2500-56XNC, 2500-56XRC, 2 | [Rath Area of Refuge] 2500-56XNC, 2500-56XRC, 2500-56XRCF
f16fd7b5-590e-49a1-9709-e0b00f1fe60c | NFPA 170 ADDRESSABLE OUTPUT MODULE |  |  | North | Farenhyt |  | Addressable Control/Relay |  |  |  | Module | TRUE | WIDP-RELAY | + | Wireless Relay Module | 1 | [6 empty] | FALSE | [5 empty] | #FFFF0000 | FA-NFPA 170 ADDRESSABLE OUTPUT MODULE | 1 | FALSE | FALSE | FALSE | 1100 | [13 empty] | FALSE |  |  | W |  |  | DESKTOP-7SAL8M7\acont | 2019-07-13 12:24 | THOR\acont | 2024-09-08 17:27 | Cloned from Silent Knight WSK-RELAY | [Farenhyt] [SLC IDP MODULES] [*] [#3 TYPE ADDR ¦ MODULES] CO1224TR w/ IDP-MINIMON, CO1224TR w/ IDP-MONITOR, Hood System/IDP-MINIMON, IDP-CONTROL, IDP-CONTROL-6, IDP-MINIMON, IDP-MON-10, IDP-MONITOR, IDP-MONITOR-2, IDP-PULL-DA, IDP-PULL-SA, IDP-RELAY, IDP [Farenhyt, Silent Knight] [SLC MODULES SENSORS] [*] [#1 SHARED ADDR ¦ MODULES] HFS-MM, Hood System/IDP-MINIMON, IDP-CONTROL, IDP-CONTROL-6, IDP-MINIMON, IDP-MON-10, IDP-MONITOR, IDP-MONITOR-2, IDP-PULL-DA, IDP-PULL-SA, IDP-RELAY, IDP-RELAY-6, IDP-RELAYMO [Farenhyt, Firelite, Gamewell FCI, Notifier, Silent Knight] [SWIFT MESH DEVICES] 01 FWH-200FIX135, FWH-200ROR135, FW-MM, FW-RM, NBG-12WL, WAM-MM, WAM-RC, W-BG12LX, W-CRF, W-H355, W-H355R, WIDP-HEAT w/B210W, WIDP-HEAT-ROR w/B210W, WIDP-MONITOR, WIDP-PULL-
a772decc-4263-4129-af7d-e0b7a87db9cc | NFPA 170 HEAT DETECTOR |  |  | North | Apollo |  | Heat Detector |  |  |  | Module | TRUE | SA5500-450 w/SA5000-210 | XXX | XP95A Heat Detector W/ Soteria UL Base - 4” | 1 | [6 empty] | TRUE | [5 empty] | #FFFF0000 | FA-NFPA 170 HEAT DETECTOR | 1 | FALSE | FALSE | [21 empty] | XPS-17-9710\August | 2024-12-14 09:01 | XPS-17-9710\August | 2024-12-14 09:35 | Cloned from SA5 | [Apollo] [SLC APOLLO MODULES SENSORS] [#1 SHARED ADDR ¦ ALL] SA5150-650ADV w/SA5000-230ADV (C), SA5150-750ADV w/SA5000-210ADV (C), SA5050- 350 w/SA5300-802 , SA5050-250 w/SA5000-210, SA5050-250 w/SA5000-230 , SA5050-250 w/SA5300-800 , SA5050-250 w/
717b1692-9a52-43c5-a15a-e0c1285e81f2 | NFPA 170 HORN STROBE |  |  | North | Edwards |  | Horn/Strobe |  |  |  | Module | TRUE | WGAVWN | ++ | Outdoor rated horn-strobe, white, none | 1 | [6 empty] | FALSE | [5 empty] | #FF0070C0 | FA-NFPA 170 HORN STROBE | 1 | FALSE | FALSE | FALSE | 2012 | [13 empty] | FALSE |  |  | WP |  |  | THOR\acont | 2024-04-09 07:58 | THOR\acont | 2024-09-08 17:27 | Cloned from Edwards WGAVRA CLONED CLONED CLONED CLONED | [Edwards, Kidde] [NAC] [VDC, TEMPORAL] WGAVRA, WGAVRF, WGAVRF-FR, WGAVRF-SP, WGAVRN, WGAVWA, WGAVWF, WGAVWF-FR, WGAVWF-SP, WGAVWN
b181fd75-4efb-4e6d-af53-e0cfe6d5b32f | NFPA 170 HORN |  |  | North | Simplex |  | Horn |  |  |  | Module | TRUE | 49CMT-APPLW | + | Multi-Tone Horns; SmartSync Controlled or Free-run; with 520 Hz output, Non-Addressable, Specify Cover | 1 | 0 | 0 |  |  |  |  | TRUE | [5 empty] | #FF0070C0 | FA-NFPA 170 HORN | 1 | FALSE | FALSE | FALSE | 2012 | [19 empty] | DESKTOP-7EIEB7A\acont | 2022-02-21 22:09 | THOR\acont | 2024-09-08 17:27 | Cloned from Autocall A49CMT-APPLW | [Autocall, Simplex] [NAC] [23VDC, STEADY LOW, 520 HZ] 49CMT-APPLW, 49CMT-APPLW-BA, A49CMT-APPLW, A49CMT-APPLW-BA [Autocall, Simplex] [NAC] [23VDC, STEADY HIGH, 520 HZ] 49CMT-APPLW, 49CMT-APPLW-BA, A49CMT-APPLW, A49CMT-APPLW-BA
ee8487c9-2291-4573-9483-e0d1202e852e | NFPA 170 FAN |  |  | North | Apollo |  | HVAC Unit |  |  |  | Module | TRUE | FAN |  | FAN (BY OTHERS) | 1 | 0.001 | 0.001 |  |  |  |  | FALSE | [5 empty] | #FFFF0000 | FA-NFPA 170 FAN | 1 | TRUE | FALSE | FALSE | 1950 | [13 empty] | FALSE | [7 empty] | THOR\acont | 2024-09-08 17:27 |  | [Apollo] [IDC] 01 CM-E1-CMD, FAN
4b7cfe6e-aa8e-4c52-91b5-e0d317fb6193 | NFPA 170 HORN CEILING |  |  | North | Eaton Wheelock |  | Horn |  |  |  | Module | TRUE | ELFHNWC-AL | + | CEILING SOUNDER, WHITE, ALERT, LOW FREQ | 1 | [6 empty] | TRUE | TRUE |  |  |  |  | #FF0070C0 | FA-NFPA 170 HORN CEILING | 1 | FALSE | FALSE | FALSE | 2020 | [16 empty] | LF |  |  | DESKTOP-7EIEB7A\acont | 2021-05-13 08:00 | THOR\acont | 2024-09-08 17:27 | Cloned from Eaton Wheelock ELFHSWC-AL | [Eaton Wheelock] [NAC] [24VDC, MAX] ELFHNR, ELFHNR-AL, ELFHNRC (C), ELFHNRC-AL (C), ELFHNRC-CO (C), ELFHNRC-N (C), ELFHNR-CO, ELFHNR-N, ELFHNW, ELFHNW-AL, ELFHNWC (C), ELFHNWC-AL (C), ELFHNWC-CO (C), ELFHNWC-N (C), ELFHNW-CO, ELFHNW-N
822729a1-b71b-403e-88af-e0d5ee7f779a | NFPA 170 HEAT DETECTOR |  |  | North | Simplex |  | Heat Detector |  |  |  | Module | TRUE | 4098-9613E w/4098-9683E | + | Electronic Heat Detector 2-Wire 135° F (57° C) with auxiliary alarm relay output, High Humidity | 1 | 0.0001 | 0.086 |  |  |  |  | TRUE | TRUE |  |  |  |  | #FFFF0000 | FA-NFPA 170 HEAT DETECTOR | 1 | FALSE | FALSE | FALSE | 1403 | [16 empty] | 135 |  |  | THOR\acont | 2024-02-22 15:58 | THOR\acont | 2024-09-08 17:27 | Cloned from Simplex 4098-9612E w/4098-9683E | [Autocall, Simplex] [IDC] 02 [*] 4090-9008, 4098-9612E w/4098-9683E (C), 4098-9612E w/4098-9684E (C), 4098-9612E w/4098-9788E (C), 4098-9613E w/4098-9683E (C), 4098-9613E w/4098-9684E (C), 4098-9613E w/4098-9788E (C), 4098-9614E w/4098-9683E (C), 4098-96 | [Autocall, Simplex] 4098-9612 w/4098-9682, 4098-9612E w/4098-9682E, 4098-9612E w/4098-9683E, 4098-9612E w/4098-9684E, 4098-9612E w/4098-9788E, 4098-9613 w/4098-9682, 4098-9613E w/4098-9682E, 4098-9613E w/4098-9683E, 4098-9613E w/4098-9684E, 4098-9613E w/4
4048a8b7-fb83-4f51-8af5-e0d6d61503f4 | NFPA 170 FIRE ALARM CONTROL UNIT | RISER FACP |  | North | Hochiki |  | Fire Alarm Control Unit |  |  |  | Assembly | TRUE | LA901K1-60 |  | FireNET L@TITUDE Analog Addressable Fire Alarm Control Panel, 8 Slot Deep Enclosure, 5.25 A 115V, 2-Loop Panel Module, Hochiki Protocol, Network Module, and Media Gateway™, Black, 48 Zone LEDs | 1 | [6 empty] | FALSE |  |  | *Refer to Install Sheet | 16.5in (W) x 23.2in (H) x 8in (D) | KM5FCRD (Optional Semi-Flush Mounting Kit) | #FFFF0000 | FA-NFPA 170 FIRE ALARM CONTROL UNIT | 1 | FALSE | FALSE | FALSE | 202 | [8 empty] | 7,12,18,28,33,40 |  |  | 5.25 |  | TRUE | [5 empty] | DESKTOP-GHR3H5U\Anthony | 2019-11-27 08:00 | THOR\acont | 2024-09-08 17:27
60ec37a7-aecb-4705-b968-e0de9bdc2374 |  |  |  | North | Autocall |  | Hardware |  |  |  | Hardware | TRUE | A2975-9448 | + | 2 BAY BOX & SOLID DOOR RED | 1 | [12 empty] | #FFFFFFFF |  |  | FALSE | FALSE | FALSE | [20 empty] | DESKTOP-7EIEB7A\acont | 2021-08-18 12:58 | THOR\acont | 2024-10-09 10:48 | Cloned from AutoCall A2975-9409
340a3e45-ba2d-4fa8-a1c6-e0e1e8e4951d |  |  |  | North | Siemens | [5 empty] | Module | TRUE | KZ-3 | 320-021071 | "Z" MOUNTING BRACKET | 1 | [12 empty] | #FFFFFFFF |  |  | FALSE | FALSE | FALSE | [20 empty] | DESKTOP-7SAL8M7\acont | 2019-08-13 09:04 | THOR\acont | 2024-10-09 10:48
86fccdea-56c7-4451-88b4-e0edc502634f | NFPA 170 ASPIRATING SMOKE DETECTOR |  |  | North | Xtralis |  | Air Sampling Detection |  |  |  | Module | TRUE | VER-A40-40-STX |  | VESDA-E VEA 40-Relay Local StaX provides 40 relay connections corresponding to 40 tubes on a VEA detector | 1 | [6 empty] | FALSE | [5 empty] | #FFFF0000 | FA-NFPA 170 ASPIRATING SMOKE DETECTOR | 1 | FALSE | FALSE | FALSE | [14 empty] | FALSE | [5 empty] | AULAPTOP-PC\Aulaptop | 2019-04-27 01:47 | THOR\acont | 2024-09-08 17:27 | Cloned from Xtralis OSI-LS | [Xtralis] [IDC] 38 VEA-040-A10 (C), VER-A40-40-STX [Xtralis] [IDC] 51 VEA-040-A10 (C), VER-A40-40-STX [Xtralis] [IDC] 29 VEA-040-A10 (C), VER-A40-40-STX [Xtralis] [IDC] 11 VEA-040-A10 (C), VER-A40-40-STX [Xtralis] [IDC] 44 VEA-040-A10 (C), VER-A40-40-STX [Xtralis] [IDC] 42 VEA-040-A10 (C), VER-A40-40-STX [Xtralis] [IDC] 48 VEA-040-A10 (C), VER-A40-40-STX [Xtralis] [IDC] 41 VEA-040-A10 (C), VER-A40-40-STX [Xtralis] [IDC] 20 VEA-040-A10 (C), VER-A40-40-STX [Xtralis] [IDC] 32 VEA-040-A10 (C), VER-A40-40-STX [Xtralis] [IDC] 33 VEA-040-A10 (C), VER-A40-40-STX [Xtralis] [IDC] 46 VEA-040-A10 (C), VER-A40-40-STX [Xtralis] [IDC] 21 VEA-040-A10 (C), VER-A40-40-STX [Xtralis] [IDC] 12 VEA-040-A10 (C), VER-A40-40-STX [Xtralis] [IDC] 35 VEA-040-A10 (C), VER-A40-40-STX [Xtralis] [IDC] 40 VEA-040-A10 (C), VER-A40-40-STX [Xtralis] [IDC] 16 VEA-040-A10 (C), VER-A40-40-STX [Xtralis] [IDC] 34 VEA-040-A10 (C), VER-A40-40-STX [Xtralis] [IDC] 18 VEA-040-A10 (C), VER-A40-40-STX [Xtralis] [IDC] 50 VEA-040-A10 (C), VER-A40-40-STX [Xtralis] [IDC] 28 VEA-040-A10 (C), VER-A40-40-STX [Xtralis] [IDC] 24 VEA-040-A10 (C), VER-A40-40-STX [Xtralis] [IDC] 27 VEA-040-A10 (C), VER-A40-40-STX [Xtralis] [IDC] 14 VEA-040-A10 (C), VER-A40-40-STX [Xtralis] [IDC] 47 VEA-040-A10 (C), VER-A40-40-STX [Xtralis] [IDC] 39 VEA-040-A10 (C), VER-A40-40-STX [Xtralis] [IDC] 08 [ALARM] VEA-040-A10 (C), VER-A40-40-STX, XCL-VEA-CO-RA [Xtralis] [IDC] 10 VEA-040-A10 (C), VER-A40-40-STX [Xtralis] [AUX POWER] VER-A40-40-STX [Xtralis] [IDC] 26 VEA-040-A10 (C), VER-A40-40-STX [Xtralis] [IDC] 25 VEA-040-A10 (C), VER-A40-40-STX [Xtralis] [IDC] 07 [TROUBLE] VEA-040-A10 (C), VER-A40-40-STX, XCL-VEA-CO-RA [Xtralis] [IDC] 36 VEA-040-A10 (C), VER-A40-40-STX [Xtralis] [IDC] 17 VEA-040-A10 (C), VER-A40-40-STX [Xtralis] [IDC] 49 VEA-040-A10 (C), VER-A40-40-STX [Xtralis] [IDC] 43 VEA-040-A10 (C), VER-A40-40-STX [Xtralis] [IDC] 37 VEA-040-A10 (C), VER-A40-40-STX [Xtralis] [IDC] 31 VEA-040-A10 (C), VER-A40-40-STX [Xtralis] [IDC] 22 VEA-040-A10 (C), VER-A40-40-STX [Xtralis] [IDC] 13 VEA-040-A10 (C), VER-A40-40-STX [Xtralis] [IDC] 45 VEA-040-A10 (C), VER-A40-40-STX [Xtralis] [IDC] 19 VEA-040-A10 (C), VER-A40-40-STX [Xtralis] [IDC] 23 VEA-040-A10 (C), VER-A40-40-STX [Xtralis] [IDC] 15 VEA-040-A10 (C), VER-A40-40-STX [Xtralis] [IDC] 30 VEA-040-A10 (C), VER-A40-40-STX
2cf42639-b81a-4c9e-a214-e0ef81777a65 | CADGEN STI STOPPER |  |  | North | STI |  | Accessories |  |  |  | Module | TRUE | STI-1210B |  | Horn/Strobe Damage Stopper - Cover and encl. back box, double-gang outlet box | 1 | [6 empty] | FALSE | [5 empty] | #FFFF0000 | FA-CADGEN STI STOPPER | 1 | FALSE | FALSE | FALSE | [14 empty] | FALSE | [5 empty] | DESKTOP-7EIEB7A\acont | 2022-08-01 08:07 | THOR\acont | 2024-09-08 17:27 | Cloned from Edwards STI-1210A
bf544589-c7e0-45ea-b9ee-e0f08b140d41 |  |  |  | North | Edwards |  | Hardware |  |  |  | Hardware | TRUE | MN-GVWP1 |  | HPSA wood pole | 1 | [6 empty] | FALSE | [5 empty] | #FFFFFFFF |  |  | FALSE | FALSE | FALSE | [14 empty] | FALSE | [7 empty] | THOR\acont | 2024-10-09 10:48
c940dc75-e2d0-4c0f-ac47-e0f32705e9c3 | NFPA 170 AMPLIFIER RACK | RISER AMP |  | North | Potter |  | Amplifier |  |  |  | Assembly | TRUE | PVC-DP50/P (70V) | + | Distributed Panel, Dual Channel, 50W, Fire Phone | 1 | [6 empty] | FALSE | [5 empty] | #FFFF0000 | FA-NFPA 170 AMPLIFIER RACK | 1 | FALSE | FALSE | FALSE | 300 | [8 empty] | 7,12,18 |  |  |  | 50 | TRUE | [5 empty] | DESKTOP-7SAL8M7\acont | 2020-11-03 16:06 | THOR\acont | 2024-09-08 17:27 | Cloned from Hochiki FNVDP50/P (70V)
027db2c9-5559-4a0f-b1ea-e0f9c5eaa505 | NFPA 170 SPEAKER WALL |  |  | North | Edwards |  | Speaker |  |  |  | Module | TRUE | 72575B-801-L | Transformer for UL1480 HyperSpike LineWave Loudspeaker | UL LineWave 25V/70V/100V Transformer 2/4 speaker | 1 | [12 empty] | #FF0070C0 | FA-NFPA 170 SPEAKER WALL | 1 | FALSE | FALSE | FALSE | 2021 | [19 empty] | HOMEAUGUSTXPS-1\aucon | 2021-01-25 12:46 | THOR\acont | 2024-09-08 17:27 | August Added Hyperspike
c07b7773-4603-441c-910a-e0fad9a6fe54 | FA-WIREPATH_JUMPER |  |  | North | N/A |  | Miscellaneous |  |  |  | Module | TRUE | FURNISHED BY OTHERS |  | WIREPATH JUMPER | 1 | [6 empty] | FALSE | [5 empty] | #FFFF0000 | FA-FA-WIREPATH_JUMPER | 1 | TRUE | FALSE | FALSE | [14 empty] | FALSE | [5 empty] | DESKTOP-7EIEB7A\acont | 2022-02-02 10:55 | THOR\acont | 2024-09-08 17:27 | Cloned from Generic WIREPATH JUMPER
bf0e1fdf-cd41-42af-9f45-e0fb9c025dc7 | NFPA 170 SMOKE DETECTOR |  |  | North | Hochiki |  | Smoke Detector |  |  |  | Module | TRUE | SLR-24H w/HSC-4R - 4 WIRE RELAY BASE | SLR-24H w/HSC-4R - 4 WIRE RELAY BASE | PHOTOELECTRIC SMOKE DETECTOR w/ 4 WIRE RELAY BASE | 1 |  | 0.193 |  |  |  |  | TRUE | TRUE |  | *Refer to Install Sheet |  |  | #FFFF0000 | FA-NFPA 170 SMOKE DETECTOR | 1 | FALSE | FALSE | FALSE | 1408 | [16 empty] | R |  |  | DESKTOP-0D6CQVA\lousc | 2019-10-12 06:54 | THOR\acont | 2024-09-30 09:19 | from Hochiki SLR-24V w/HSC-4R - 4 WIRE RELAY BASE | [Hochiki] [IDC] 02 [IDC] SLR-24H w/HSC-220L LATCHING LED BASE (C), SLR-24H w/HSC-220R - 2 WIRE RELAY BASE (C), SLR-24H w/HSC-221L LATCHING LED BASE (C), SLR-24H w/HSC-221R - 2 WIRE RELAY BASE (C), SLR-24H w/HSC-224L LATCHING LED BASE (C), SLR-24H w/HSC-2
ade133e5-1474-439f-99e1-e0fdad63cf20 | AT GATE VALVE |  |  | North | Generic |  | Valve Supervisory Switch |  |  |  | Module | TRUE | VALVE TAMPER SUPERVISORY SWITCH |  |  | 1 | [6 empty] | FALSE | FALSE |  |  |  |  | #FFFF0000 | FA-AT GATE VALVE | 1 | FALSE | FALSE | FALSE | [14 empty] | FALSE | [7 empty] | THOR\acont | 2024-09-08 17:27 |  | [Det-Tronics, Generic, Macurco, N/A, STI] [IDC] 01 30-3013, AIR PRESSURE SWITCH, AIR PRESSURE SWITCH HIGH/LOW, BACKFLOW VALVE, CM-12, CONTACT DEVICE, DUCT DETECTOR (C), Fire Suppression Control Unit (FSCU), FURNISHED BY OTHERS, FURNISHED BY OTHERS, FURNI
5c2d696b-ac2f-4eff-a8f7-e102a496ed6c | NFPA 170 SMOKE DETECTOR |  |  | North | Kidde |  | Smoke Detector |  |  |  | Module | TRUE | KIR-PD w/KI-ABDT BASE | ++ | Intelligent Optical Smoke Detector | 1 | 5.1e-05 | 6.8e-05 |  |  |  |  | FALSE | TRUE |  |  |  |  | #FFFF0000 | FA-NFPA 170 SMOKE DETECTOR | 1 | FALSE | FALSE | FALSE | 1408 | [13 empty] | FALSE | [5 empty] | DESKTOP-7EIEB7A\acont | 2023-05-24 19:00 | THOR\acont | 2024-09-08 17:27 | Cloned from Kidde KI-PD w/KI-ABDT BASE | [Edwards, Kidde] [SLC EST SENSORS] 01 [*] [EST3, iO1000] DS-HFS (C), DS-PS (C), FX-HD w/IB4U BASE, FX-HD w/RB4U BASE, FX-HD w/SB4U BASE, FX-HD w/SB4U-LF BASE, FX-HD wB4U BASE, FX-PD w/B4U BASE (C), FX-PD w/IB4U BASE (C), FX-PD w/SB4U BASE (C), FX-PD w/SB [Edwards, Kidde] [AUX POWER] KI-COD w/KI-ABDT BASE (C), KI-HCD w/KI-ABDT BASE, KI-HRD w/KI-ABDT BASE, KI-PCD w/KI-ABDT BASE (C), KI-PD w/KI-ABDT BASE (C), KI-PHCD w/KI-ABDT BASE (C), KI-PHD w/KI-ABDT BASE (C), KIR-COD w/KI-ABDT BASE (C), KIR-HCD w/KI-ABD [Kidde] [SLC EST SENSORS] [*] [#4 TYPE ADDR ¦ SENSORS] DS-HFS (C), DS-PS (C), FX-HD w/IB4U BASE, FX-HD w/RB4U BASE, FX-HD w/SB4U BASE, FX-HD w/SB4U-LF BASE, FX-HD wB4U BASE, FX-PD w/B4U BASE (C), FX-PD w/IB4U BASE (C), FX-PD w/SB4U BASE (C), FX-PD w/SB4U [Edwards, Kidde] [SLC EST MODULES/SENSORS] 01 [*] [iO64] DS-HFS (C), DS-PS (C), FX-HD w/IB4U BASE, FX-HD w/RB4U BASE, FX-HD w/SB4U BASE, FX-HD w/SB4U-LF BASE, FX-HD wB4U BASE, FX-PD w/B4U BASE (C), FX-PD w/IB4U BASE (C), FX-PD w/SB4U BASE (C), FX-PD w/SB [Kidde] [SLC EST MODULES SENSORS] [*] [#2 SHARED ADDR ¦ SENSORS] DS-HFS (C), DS-PS (C), FX-HD w/IB4U BASE, FX-HD w/RB4U BASE, FX-HD w/SB4U BASE, FX-HD w/SB4U-LF BASE, FX-HD wB4U BASE, FX-PD w/B4U BASE (C), FX-PD w/IB4U BASE (C), FX-PD w/SB4U BASE (C), FX
1be0db7d-6547-4507-863f-e102abde6eeb | NFPA 170 SPEAKER WALL |  |  | North | Siemens |  | Speaker |  |  |  | Module | TRUE | SL2SPWR-F | S54329-F149-A1++ | High-Fidelity Speaker, Wall, Red, Fire | 1 | [12 empty] | #FF0070C0 | FA-NFPA 170 SPEAKER WALL | 1 | FALSE | FALSE | FALSE | 2021 | [19 empty] | DESKTOP-7EIEB7A\acont | 2023-08-02 17:00 | THOR\acont | 2024-09-08 17:27 | Cloned from Siemens SL2SPWR-AL | [Siemens] [AUDIO 70.7v] [70V AUDIO] SL2SPCB-F (C), SL2SPCR-AL (C), SL2SPCR-F (C), SL2SPCR-N (C), SL2SPCW-A (C), SL2SPCW-AL (C), SL2SPCW-F (C), SL2SPCW-N (C), SL2SPWR-AL, SL2SPWR-F, SL2SPWR-N, SL2SPWW-AL, SL2SPWW-F, SL2SPWW-N [Siemens] [AUDIO 25v] [25V AUDIO] SL2SPCB-F (C), SL2SPCR-AL (C), SL2SPCR-F (C), SL2SPCR-N (C), SL2SPCW-A (C), SL2SPCW-AL (C), SL2SPCW-F (C), SL2SPCW-N (C), SL2SPWR-AL, SL2SPWR-F, SL2SPWR-N, SL2SPWW-AL, SL2SPWW-F, SL2SPWW-N
209e2f7c-768e-47ff-9b2b-e103149476f3 |  |  |  | North | Telguard |  | Cards & Components |  |  |  | Card | TRUE | TG-PEM | + | Power & Expansion Module Accessory For The TG-7 Series | 1 | [6 empty] | TRUE | [5 empty] | #FFFFFFFF |  |  | FALSE | FALSE | FALSE | [20 empty] | DESKTOP-7EIEB7A\acont | 2021-01-13 07:34 | THOR\acont | 2024-10-09 10:48 |  | [Telguard] [AUX POWER] [12VDC AUX INPUT] TG-7A w/(2) TG-PEM, TG-7FS LTE + TG-PEM, TG-7FS w/(2) TG-PEM, TG-PEM [Telguard] [AUX POWER] [24VDC AUX INPUT] TG-7A w/(2) TG-PEM, TG-7FS LTE + TG-PEM, TG-7FS w/(2) TG-PEM, TG-PEM | [Telguard] TG-7FS LTE + TG-PEM, TG-PEM
72fe8849-e9cc-45c5-a443-e1057d6e109e |  |  |  | North | Autocall |  | Hardware |  |  |  | Hardware | TRUE | A100-2136 |  | Solid Door, Red 3 Bay | 1 | 0 | 0 |  |  |  |  | TRUE | [5 empty] | #FFFFFFFF |  |  | FALSE | FALSE | FALSE | [20 empty] | DESKTOP-0D6CQVA\lousc | 2019-07-20 15:16 | THOR\acont | 2024-10-09 10:48 | Cloned from AutoCall A100-2126
0ca63ebb-a7de-4029-8d32-e109286f31c1 | NFPA 170 ADDRESSABLE INPUT MONITOR MODULE |  |  | North | Fike |  | Addressable Module |  |  |  | Module | TRUE | FIK-IM-10 | ++ | Ten Input Monitor Module | 10 | 0.00375 | 0.055 |  |  | 24 |  | FALSE |  |  |  | 6.8" H x 5.8" W x 1.25" D |  | #FFFF0000 | FA-NFPA 170 ADDRESSABLE INPUT MONITOR MODULE | 1 | FALSE | FALSE | FALSE | 1000 | [13 empty] | FALSE |  |  | 10 |  |  | DESKTOP-7EIEB7A\acont | 2023-01-04 07:52 | THOR\acont | 2024-09-08 17:27 | Cloned from Fike FIK-M500DM | [Fike] [SLC IDP MODULES] [#05 ++] FIK-CR-6, FIK-CZ-6, FIK-IM-10, FIK-SC-6 [Fike] [SLC IDP MODULES] [#06 ++] FIK-CR-6, FIK-CZ-6, FIK-IM-10, FIK-SC-6 [Fike] [SLC IDP MODULES] [#08 ++] FIK-IM-10 [Fike] [SLC IDP MODULES] [#09 ++] FIK-IM-10 [Fike] [SLC IDP MODULES] [#04 ++] FIK-CR-6, FIK-CZ-6, FIK-IM-10, FIK-SC-6 [Fike] [SLC IDP MODULES] [*] [#3 TYPE ADDR ¦ MODULES] FIK-CR-6, FIK-CZ-6, FIK-IM-10, FIK-M500DM, FIK-M500M, FIK-M500MR-2, FIK-M500R, FIK-M500S, FIK-M501M, FIK-M502M, FIK-PULL-DA, FIK-PULL-SA, FIK-SC-6 [Fike] [SLC IDP MODULES] [#07 ++] FIK-IM-10 [Fike] [SLC IDP MODULES] [#10 ++] FIK-IM-10 [Fike] [SLC IDP MODULES] [#03 ++] FIK-CR-6, FIK-CZ-6, FIK-IM-10, FIK-SC-6 [Fike] [SLC IDP MODULES] [#02 ++] FIK-CR-6, FIK-CZ-6, FIK-IM-10, FIK-M500DM, FIK-M500MR-2, FIK-SC-6 | [Fike] FIK-IM-10
ac0a2498-cae3-46b9-b0ed-e1161a3da16e |  |  |  | North | Fike |  | Cards & Components |  |  |  | Card | TRUE | FIK-FML | ++ | Fiber Module, multi-mode | 1 | 0.053 | 0.053 |  |  | 24 |  | TRUE | [5 empty] | #FFFFFFFF |  |  | FALSE | FALSE | FALSE | [14 empty] | FALSE | [5 empty] | DESKTOP-7EIEB7A\acont | 2023-01-04 17:03 | THOR\acont | 2024-10-09 10:48 | Cloned from Silent Knight SK-FML | [Fike] [Fiber Optic] [NETWORK ++] FIK-FML, FIK-FSL | [Fike] FIK-FML, FIK-FSL
36b1761a-e1c6-4d86-a2ca-e11d25b166f0 | NFPA 170 VALVE SUPERVISORY SWITCH |  |  | East | Fike |  | Valve Supervisory Switch |  |  |  | Module | TRUE | 02-14263 | ++ | IMPULSE VALVE OPERATOR SUPERVISOR | 1 | [6 empty] | FALSE | FALSE | PROVIDED BY SPRINKLER CONTRACTOR |  | PROVIDED BY OTHERS |  | #FFFF0000 | FA-NFPA 170 VALVE SUPERVISORY SWITCH | 1 | FALSE | FALSE | FALSE | 913 | [13 empty] | FALSE | [5 empty] | DESKTOP-7EIEB7A\acont | 2023-08-24 08:14 | THOR\acont | 2024-09-08 17:27 | Cloned from Fike 02-15801 | [Fike] [IDC] 07 [SUPERVISORY] 02-14263
2bd4f16c-93c2-43f5-8a97-e11e879ff793 | NFPA 170 FIRE ALARM CONTROL UNIT | RISER FACP |  | North | Kidde |  | Fire Alarm Control Unit |  |  |  | Assembly | TRUE | VS4-G-SP |  | FACP, 1-4 Loop, 1000pt max, 4 Cl B NACs, gray, 120v, Spanish | 1 | [6 empty] | FALSE | [5 empty] | #FFFF0000 | FA-NFPA 170 FIRE ALARM CONTROL UNIT | 1 | FALSE | FALSE | FALSE | 202 | [8 empty] | 7,12,18 |  |  |  |  | TRUE | [7 empty] | THOR\acont | 2024-09-08 17:27
3fc9ff23-53ac-4aae-85f1-e1277ca25929 | NFPA 170 FLOW DETECTOR |  |  | North | Potter |  | Flow Detector |  |  |  | Module | TRUE | VS-SP Series | + | Special Application Waterflow Switch without Retard | 1 | [6 empty] | FALSE | [5 empty] | #FFFF0000 | FA-NFPA 170 FLOW DETECTOR | 1 | FALSE | FALSE | FALSE |  |  |  | 7770-0328:0001 | [10 empty] | FALSE | [7 empty] | THOR\acont | 2024-09-08 17:27 |  | [Potter] [IDC] 01 OSYSU Series, OSYSU-CRH, OSYSU-EX, OSYSU-EX-O, PCVS Series, PCVS-CRH, PIVS-U-EX, PIVSU-EX-O, PS10 Series, PS10-EX, PS15, PS25, PS40 Series, PS40-EX, RBVS, VSG, VSR Series, VSR-10, VSR-AT, VSR-C, VSR-CF, VSR-FE-2, VSR-FEX Series, VSR-S S [Farenhyt, Generic, N/A, Notifier, Potter, Silent Knight] [AUX POWER] [BELL POWER ++] FURNISHED BY OTHERS, PS10 Series, PS10-EX, VSG, VSR Series, VSR-10, VSR-AT, VSR-C, VSR-CF, VSR-FE-2, VSR-FEX Series, VSR-S Series, VSR-SF, VSR-SFG, VSR-SFT, VSR-SG, VSR
980ca01e-3a64-4f6a-b85b-e129a61544db | NFPA 170 SMOKE DETECTOR |  |  | North | Silent Knight |  | Smoke Detector |  |  |  | Module | TRUE | SK-PHOTO-W w/B224RB-WH | ++ | White, low-profile photoelectric sensor w/Relay Base | 1 | 0.0002 | 0.0045 |  |  |  |  | FALSE | TRUE |  |  |  |  | #FFFF0000 | FA-NFPA 170 SMOKE DETECTOR | 1 | FALSE | FALSE | FALSE | 1408 | [13 empty] | FALSE | [5 empty] | DESKTOP-QGO6JOK\acont | 2023-10-20 10:29 | THOR\acont | 2024-09-08 17:27 | Cloned from Silent Knight SK-PHOTO-W w/B300-6 | [Farenhyt, Silent Knight] [SLC MODULES SENSORS] [*] [#2 SHARED ADDR ¦ SENSORS] CO1224TR w/ IDP-MINIMON, CO1224TR w/ IDP-MONITOR, DNR w/IDP-PHOTO-R-W (C), DNR w/SK-PHOTO-R-W (C), DNRW w/IDP-PHOTO-R-W (C), DNRW w/SK-PHOTO-R-W (C), HFS-D (C), HFS-P (C), HFS [Silent Knight, System Sensor] [SLC SK SENSORS] [*] [#4 TYPE ADDR ¦ SENSORS] DNR w/SK-PHOTO-R-W (C), DNRW w/SK-PHOTO-R-W (C), HFS-D (C), HFS-P (C), HFS-PT (C), HFS-T (C), OSI-RI-SK (C), SK-ACCLIMATE (C), SK-BEAM (C), SK-DUCT-W w/SK-PHOTO-R-W (C), SK-FIRE
f8a3a2c7-3504-4cc4-811f-e12a6bafb049 |  |  |  | North | Notifier |  | Hardware |  |  |  | Hardware | TRUE | 804R8 | + | DACT phone cords - 7 foot | 1 | [6 empty] | TRUE | [5 empty] | #FFFFFFFF |  |  | FALSE | FALSE | FALSE | [20 empty] | DESKTOP-7EIEB7A\acont | 2022-04-15 16:04 | THOR\acont | 2024-10-09 10:48 | Cloned from Notifier RJ31X
aacce158-a56b-4ae3-839a-e13696fc0954 | NFPA 170 SMOKE DETECTOR |  |  | North | Potter |  | Smoke Detector |  |  |  | Module | TRUE | PAD100-PD | + | Photoelectric Smoke Sensor | 1 | 0.0003 | 0.0003 |  |  |  |  | FALSE | TRUE |  |  |  |  | #FFFF0000 | FA-NFPA 170 SMOKE DETECTOR | 1 | FALSE | FALSE | FALSE | 1408 | [13 empty] | FALSE | [7 empty] | THOR\acont | 2024-09-08 17:27 | 20191121 AC Detector without base | [Potter] [SLC PAD] [*] [#2 SHARED ADDR ¦ SENSORS] PAD100-CD w/PAD100-4DB, PAD100-CD w/PAD100-6DB, PAD100-CD w/PAD100-IB, PAD100-CD w/PAD100-LFSB, PAD100-CD w/PAD100-RB, PAD100-CD w/PAD100-SB, PAD100-CD w/PAD100-SPKB, PAD100-DUCT (C), PAD100-DUCTR (C), PA
0ba5a950-1c6e-48d6-afbd-e13a1d5dd631 |  |  |  | North | Bosch | [5 empty] | Module | TRUE | NDA-SMB-MICSMB-RO | * | Box ***(Ross)Surface mount box for dome camera | 1 | [12 empty] | #FFFFFFFF |  |  | FALSE | FALSE | FALSE | [20 empty] | DESKTOP-7EIEB7A\acont | 2021-08-13 06:25 | THOR\acont | 2024-10-09 10:48
091496c4-c6a1-4ba5-abbd-e13a24eda5f8 |  |  |  | North | Monaco Enterprises |  | Hardware |  |  |  | Hardware | TRUE | 729-188-00 |  | DETECTOR,SMOKE:REFLECTIVE BEAM LONG RANGE ACCESSORY KIT,REQUIRED OVER 230FT | 1 | [6 empty] | FALSE | FALSE |  |  |  |  | #FFFFFFFF |  |  | FALSE | FALSE | FALSE | [14 empty] | FALSE | [5 empty] | DESKTOP-7SAL8M7\acont | 2020-02-23 09:44 | THOR\acont | 2024-10-09 10:48 | Cloned from System Sensor BEAMLRK
f5a0f9be-cbe6-4758-8686-e13be961fd2a | 170 BASIC SHAPE |  |  | North | Fike |  | Miscellaneous |  |  |  | Module | TRUE | 02-10312 |  | SIGN, MANUAL AGENT RELEASE | 1 | [6 empty] | TRUE | [5 empty] | #FFFF0000 | FA-170 BASIC SHAPE | 1 | FALSE | FALSE | FALSE | [17 empty] | S4 |  |  | DESKTOP-QGO6JOK\acont | 2022-06-06 13:26 | THOR\acont | 2024-09-08 17:27 | Cloned from Fike 02-10309 CLONED
a615291d-1551-4b0f-97c8-e147c526bbd8 | NFPA 170 SMOKE DETECTOR |  |  | North | Hochiki |  | Smoke Detector |  |  |  | Module | TRUE | SLR-835 w/HSC-4R | PHOTOELECTRIC SMOKE DETECTOR, 4 WIRE RELAY BASE | PHOTOELECTRIC SMOKE DETECTOR w/ 4 WIRE BASE | 1 | 0.055 | 0.15 |  |  |  |  | TRUE | TRUE |  |  |  |  | #FFFF0000 | FA-NFPA 170 SMOKE DETECTOR | 1 | FALSE | FALSE | FALSE | 1408 | [16 empty] | R |  |  | THOR\acont | 2024-09-30 09:15 | THOR\acont | 2024-10-09 10:48 | Cloned from Hochiki SLR-24H w/HSC-4R - 4 WIRE RELAY BASE | [Hochiki] [IDC] 02 [IDC] SLR-24H w/HSC-220L LATCHING LED BASE (C), SLR-24H w/HSC-220R - 2 WIRE RELAY BASE (C), SLR-24H w/HSC-221L LATCHING LED BASE (C), SLR-24H w/HSC-221R - 2 WIRE RELAY BASE (C), SLR-24H w/HSC-224L LATCHING LED BASE (C), SLR-24H w/HSC-2 [Hochiki] [AUX POWER] [*] DH-100-P (C), DH-98-P (C), SLR-835 w/HSC-4R (C), SLR-835H w/HSC-4R (C)
c9ef28ce-591e-465f-b32d-e14878e726f9 | NFPA 170 HORN |  |  | North | Eaton Wheelock |  | Horn |  |  |  | Module | TRUE | ELFHNW-N | + | WALL SOUNDER, WHITE, NONE, LOW FREQ | 1 | [6 empty] | TRUE | [5 empty] | #FF0070C0 | FA-NFPA 170 HORN | 1 | FALSE | FALSE | FALSE | 2020 | [16 empty] | LF |  |  | DESKTOP-7EIEB7A\acont | 2021-05-13 08:00 | THOR\acont | 2024-09-08 17:27 | Cloned from Eaton Wheelock ELFHSW-N | [Eaton Wheelock] [NAC] [24VDC, MAX] ELFHNR, ELFHNR-AL, ELFHNRC (C), ELFHNRC-AL (C), ELFHNRC-CO (C), ELFHNRC-N (C), ELFHNR-CO, ELFHNR-N, ELFHNW, ELFHNW-AL, ELFHNWC (C), ELFHNWC-AL (C), ELFHNWC-CO (C), ELFHNWC-N (C), ELFHNW-CO, ELFHNW-N
03cc240d-615e-46d7-805b-e14aa01bd726 |  |  |  | North | Bosch | [5 empty] | Module | TRUE | SFP-2 | * | SFP FIBER MODULE, MM, 1310NM, 2KM, 2LC 0000065954 | 1 | [12 empty] | #FFFFFFFF |  |  | FALSE | FALSE | FALSE | [20 empty] | DESKTOP-7EIEB7A\acont | 2021-08-13 06:25 | THOR\acont | 2024-10-09 10:48
46205e33-20c1-440d-bda7-e14e76aba62c | NFPA 170 SPEAKER STROBE |  |  | North | Kidde |  | Speaker/Strobe |  |  |  | Module | TRUE | EG4SVRN |  | Speaker/Strobe, Wall, Red, None | 1 | [6 empty] | FALSE | FALSE | GRSW-10 | G4RSB |  |  | #FF0070C0 | FA-NFPA 170 SPEAKER STROBE | 1 | FALSE | FALSE | FALSE | 2019 | [13 empty] | FALSE |  |  | C |  |  | DESKTOP-7EIEB7A\acont | 2021-05-24 09:19 | THOR\acont | 2025-02-25 13:49 | Cloned from Edwards G4SVRN | [Edwards, Hochiki, Kidde] [AUDIO 70.7v] [70V AUDIO] EG4SRF, EG4SRN, EG4SVRF, EG4SVRN, EG4SVWA, EG4SVWF, EG4SVWN, EG4SWA, EG4SWF, EG4SWN, G4SRF, G4SRN, G4SVRF, G4SVRN, G4SVWA, G4SVWF, G4SVWN, G4SWA, G4SWF, G4SWN, WGSRA, WGSRF, WGSRF-FR, WGSRF-SP, WGSRN, W [Edwards, Kidde] [NAC] [24 VDC] EG4SVRF, EG4SVRN, EG4SVWA, EG4SVWF, EG4SVWN, G4SVRF, G4SVRN, G4SVWA, G4SVWF, G4SVWN [Edwards, Kidde] [NAC] [24 FWR] EG4SVRF, EG4SVRN, EG4SVWA, EG4SVWF, EG4SVWN, G4SVRF, G4SVRN, G4SVWA, G4SVWF, G4SVWN [Edwards, Hochiki, Kidde] [AUDIO 25v] [25V AUDIO] EG4SRF, EG4SRN, EG4SVRF, EG4SVRN, EG4SVWA, EG4SVWF, EG4SVWN, EG4SWA, EG4SWF, EG4SWN, G4SRF, G4SRN, G4SVRF, G4SVRN, G4SVWA, G4SVWF, G4SVWN, G4SWA, G4SWF, G4SWN, WGSRA, WGSRF, WGSRF-FR, WGSRF-SP, WGSRN, WGS
f94d2e2f-e7b9-471c-8d77-e15559bc2fc4 | NFPA 170 SMOKE DETECTOR |  |  | North | Apollo |  | Smoke Detector |  |  |  | Module | FALSE | 58000-650ADV w/SOUNDER BASE |  | PHOTOELECTRIC SMOKE DETECTOR W/ 6" SOUNDER BASE | 1 | 0 | 0.03 |  |  |  |  | FALSE | TRUE |  |  |  |  | #FFFF0000 | FA-NFPA 170 SMOKE DETECTOR | 1 | FALSE | FALSE | FALSE | 1408 | [13 empty] | FALSE |  |  | 6S |  |  |  |  | THOR\acont | 2024-09-08 17:27 | 20191121 AC Detector with base | [Apollo] [NAC] [Sounder base power] 58000-650ADV w/SOUNDER BASE (C) [Apollo] [AUX POWER] 58000-650ADV w/SOUNDER BASE (C) [Apollo] [SLC APOLLO MODULES/SENSORS] [#4 D900-PHOTO] 58000-650ADV w/45681-210ADS BASE (C), 58000-650ADV w/45681-250ADS BASE (C), 58000-650ADV w/SOUNDER BASE (C) [Advanced, Apollo] [SLC APOLLO MODULES SENSORS] [*] [#2 SHARED ADDR ¦ SENSORS] SA5150-650ADV w/SA5000-230ADV (C), SA5150-750ADV w/SA5000-210ADV (C), 45681-800 (C), 45681-805 (C), 55000-450 w/45681-210UL (C), 55000-450 w/45681-225APO (C), 55000-450 w/
0cf15a08-0e01-4f5a-a2db-e15799bd1ac9 |  |  |  | North | Potter | [5 empty] | Assembly | TRUE | P400 |  | Fire Alarm Control Panel | 1 | [6 empty] | FALSE | [5 empty] | #FFFFFFFF |  |  | FALSE | FALSE | FALSE | [9 empty] | 7,12,18 |  |  |  |  | TRUE | [7 empty] | THOR\acont | 2024-10-09 10:48
ca069541-4971-40cf-8579-e160bb6fbf17 | NFPA 170 LCD ANNNUNCIATOR DISPLAY | RISER ANNUNCIATOR |  | North | Bosch |  | LCD Annunciator |  |  |  | Module | TRUE | FMR-7033 | ++ | LCD annunciator and control keypad | 1 | 0.08 | 0.1 |  |  | 12 |  | FALSE | [5 empty] | #FFFF0000 | FA-NFPA 170 LCD ANNNUNCIATOR DISPLAY | 1 | FALSE | FALSE | FALSE | 255 |  |  | 7165-1615:0227 | [10 empty] | FALSE | [7 empty] | THOR\acont | 2024-09-08 17:27 |  | [Bosch] [OPTION BUS] [*] [BUS ++] D7030X, D7030X-S2, D7030X-S8, D7032, D7035, D7035B, D7042, D7042B, D7048, D7048B, FMR-1000-RA, FMR-1000-RCMD, FMR-7033, FMR-7036
234476dc-bf86-448a-8a9d-e1620d4d0f91 |  |  |  | North | Edwards |  | Hardware |  |  |  | Hardware | TRUE | 2-WB3DR |  | OBSOLETE - Outer and Inner Door for 2-WB3R | 1 | [6 empty] | FALSE | [5 empty] | #FFFFFFFF |  |  | FALSE | FALSE | FALSE | [14 empty] | FALSE | [7 empty] | THOR\acont | 2024-10-09 10:48
b73b244c-e02a-408e-8152-e167570275c4 | CADGEN DOOR CONTACT |  |  | North | NASCOM |  | Door Contact |  |  |  | Module | TRUE | MET-202C AR-WP18 | ++ | Surface Mount Armored Commercial Type W/Wire Leads or Armored Cable | 1 |  |  |  |  | 1.5 | [7 empty] | #FFFF0000 | FA-CADGEN DOOR CONTACT | 1 | FALSE | FALSE | FALSE | [17 empty] | REX |  |  | DESKTOP-7EIEB7A\acont | 2023-01-30 11:17 | THOR\acont | 2024-09-08 17:27 | Cloned from NASCOM MET-202C AR | [NASCOM] [IDC] 01 [INPUT] C CONTACT, D CONTACT, MET-200, MET-200 AR, MET-201B, MET-201B AR, MET-202C, MET-202C AR, MET-202C AR-WP18, MET-204C, MET-204C AR, N1178CGSHK/STO36W1, N200AU/ST036, N200AU/ST036 x 2, N505AUTMC, N707AU/M, N707AU/ST, N707AU/STATS, [NASCOM] [ACCESS CONTROL INPUT] [*] [INPUT] C CONTACT, D CONTACT, MET-200, MET-200 AR, MET-201B, MET-201B AR, MET-202C, MET-202C AR, MET-202C AR-WP18, MET-204C, MET-204C AR, N1178CGSHK/STO36W1, N200AU/ST036, N200AU/ST036 x 2, N505AUTMC, N707AU/M, N707AU/
5f2cf3b8-044f-4c1b-8368-e168d41c3ec4 | NFPA 170 KNOX BOX |  |  | East | Kidde |  | Miscellaneous |  |  |  | Module | TRUE | 2HS |  | SupraSafe 2HS Key Lock Box | 1 | [6 empty] | FALSE | FALSE |  |  | 5"H x 4"W x 3.25"D |  | #FFFF0000 | FA-NFPA 170 KNOX BOX | 1 | FALSE | FALSE | FALSE | [14 empty] | FALSE | [5 empty] | DESKTOP-7SAL8M7\acont | 2020-09-14 12:45 | THOR\acont | 2024-09-08 17:27 | Cloned from Kidde 2HSR | [EAS, Federal Signal, Kidde, KNOX] [IDC] 01 2HS, 2HSR, 3200, 3261, 3270, 3502, 4401, 4403, 4430, 4432, 4505, 4534, 5000H, 5000HR, MPEX [EAS, Firelite, Kidde, KNOX, Monaco Enterprises, Potter, System Sensor, Thermotech] [IDC] 01 2HS, 2HSR, 302-AW-135 (C), 3200, 3261, 3270, 3502, 4401, 4403, 4430, 4432, 4505, 4534, 5000H, 5000HR, 721-127-00 (C), 722-123-00 (C), 723-369-00 (C), BG-12LO, I3
1b969da8-c830-4ae3-8b5d-e16a9e164642 |  |  |  | North | Notifier |  | Hardware |  |  |  | Hardware | TRUE | BAT-12260-BP |  | 2-unit bulk pack of BAT-12180 (12 V 18 AH) | 1 | [6 empty] | FALSE | [5 empty] | #FFFFFFFF |  |  | FALSE | FALSE | FALSE | [14 empty] | FALSE | [7 empty] | THOR\acont | 2024-10-09 10:48
6756c084-5dd1-4dc9-936c-e1757007400f | NFPA 170 AMPLIFIER RACK | RISER AMP |  | North | Evax |  | Amplifier |  |  |  | Assembly | TRUE | HMX-DPS50/P (25V) | + | Distributed Panel, Single Channel, 50W, Fire Phone | 1 | [6 empty] | FALSE | [5 empty] | #FFFF0000 | FA-NFPA 170 AMPLIFIER RACK | 1 | FALSE | FALSE | FALSE | 300 | [8 empty] | 7,12,18 |  |  |  | 50 | TRUE | [5 empty] | DESKTOP-7SAL8M7\acont | 2020-07-16 11:07 | THOR\acont | 2024-09-08 17:27 | Cloned from Hochiki FNVDPS50/P (25V)
d5b55ed4-f424-4895-98cf-e1806483430e |  |  |  | North | Potter |  | Cards & Components |  |  |  | Card | TRUE | NCF-1000 | + | NETWORK CARD FIBER | 1 | 0.095 | 0.095 |  |  |  |  | TRUE | [5 empty] | #FFFFFFFF |  |  | FALSE | FALSE | FALSE | [14 empty] | FALSE | [5 empty] | DESKTOP-7SAL8M7\acont | 2020-09-15 15:18 | THOR\acont | 2024-10-09 10:48 | Cloned from Potter FIB-1000 | [Potter] [Fiber Optic] [#2] NCF-1000 [Potter] [ETHERNET] [ALL DEVICES ++] NCE-1000, NCF-1000 [Potter] [Fiber Optic] [ALL DEVICES ++] NCF-1000 [Potter] [ETHERNET] [#2] NCE-1000, NCF-1000 [Potter] [P-LINK] [*] NCE-1000, NCF-1000 | [Potter] NCF-1000
3aaf5210-5bea-4c1f-b87b-e1913e14ee58 | NFPA 170 DOOR HOLDER |  |  | North | Siemens |  | Door Holder |  |  |  | Module | TRUE | SDH-2A |  | 120VAC, concealed wiring | 1 | 0.017 |  |  |  | 120 |  | FALSE | [5 empty] | #FFFF0000 | FA-NFPA 170 DOOR HOLDER | 1 | FALSE | FALSE | FALSE | 2500 | [13 empty] | FALSE | [5 empty] | THOR\acont | 2023-09-27 09:08 | THOR\acont | 2024-09-08 17:27 | Cloned from Edwards 1509-AQN5 | [Siemens] [VAC ] [*] FCM901-U3, SDH-2A, SDH-3A, SDH-4A, SDH-5A, SDH-6A, SDH-7A, SDH-8A
5085c593-dcb4-4283-9641-e1913f2d9587 | NFPA 170 SMOKE DETECTOR |  |  | North | Notifier |  | Smoke Detector |  |  |  | Module | TRUE | FSV-951R w/B300-6 Base | + | Very Intelligent Early Warning smoke detector. Standard Base | 1 | 0.0002 | 0.0045 |  |  |  |  | FALSE | TRUE | FLUSH |  | 4" SQ. DEEP | 3 "O" PLASTER RING | #FFFF0000 | FA-NFPA 170 SMOKE DETECTOR | 1 | FALSE | FALSE | FALSE | 1403 |  |  | 7272-0028:0206 | [10 empty] | FALSE | [5 empty] | MARKSOFFICEDESK\cadus | 2022-07-27 11:31 | THOR\acont | 2024-09-08 17:27 | Cloned from Notifier FSV-951R w/B224BI-WH | [Honeywell, Notifier, System Sensor] [SLC SENSORS] [*] [#4 TYPE ADDR ¦ SENSORS] 2251B (C), 2251-COPTIR (C), 2251-COPTIR w/B200S-WH (C), 2251TB (C), 2251TMB (C), 5251B (C), 5251B-WP (C), 5251H (C), 5251RB (C), 5251RB-WP (C), 7251 (C), 7251DH (C), DH200LP [Honeywell, Notifier, System Sensor] [SLC MODULES SENSORS] [*] [#2 SHARED ADDR ¦ SENSORS] 2251B (C), 2251-COPTIR (C), 2251-COPTIR w/B200S-WH (C), 2251TB (C), 2251TMB (C), 5251B (C), 5251B-WP (C), 5251H (C), 5251RB (C), 5251RB-WP (C), 7251 (C), 7251DH (C)
82151f21-3380-4686-ba17-e197c0f5f4d5 | NFPA 170 SMOKE DETECTOR |  |  | North | Notifier |  | Smoke Detector |  |  |  | Module | TRUE | FSD-751RPL w/B200SR-LF |  | DETECTOR, SMOKE, ADDRESSABLE PHOTO w/SOUNDER BASE, LOW FREQUENCY | 1 | 0.0003 | 0.0003 |  |  |  |  | FALSE | TRUE |  |  |  |  | #FFFF0000 | FA-NFPA 170 SMOKE DETECTOR | 1 | FALSE | FALSE | FALSE | 1408 | [13 empty] | FALSE |  |  | LF¦SB |  |  |  |  | THOR\acont | 2024-09-08 17:27 | 20191121 AC Detector with base | [Honeywell, Notifier, System Sensor] [SLC MODULES SENSORS] [*] [#2 SHARED ADDR ¦ SENSORS] 2251B (C), 2251-COPTIR (C), 2251-COPTIR w/B200S-WH (C), 2251TB (C), 2251TMB (C), 5251B (C), 5251B-WP (C), 5251H (C), 5251RB (C), 5251RB-WP (C), 7251 (C), 7251DH (C) [Honeywell, Notifier, System Sensor] [SLC SENSORS] [*] [#4 TYPE ADDR ¦ SENSORS] 2251B (C), 2251-COPTIR (C), 2251-COPTIR w/B200S-WH (C), 2251TB (C), 2251TMB (C), 5251B (C), 5251B-WP (C), 5251H (C), 5251RB (C), 5251RB-WP (C), 7251 (C), 7251DH (C), DH200LP [Notifier] [AUX POWER] [16VDC, HIGH VOLUME] FSD-751PL w/B200SR-LF (C), FSD-751RP w/B200SR-LF (C), FSD-751RPL w/B200SR-LF (C), FSI-851 w/B200SR-LF (C), FSL-751 w/B200SR-LF (C), FSP-851 w/B200SR-LF (C), FSP-851T w/B200SR-LF (C), FST-851 w/B200SR-LF (C), FS
c1798357-b915-4249-bd0b-e19fe937d2ab |  |  |  | North | Monaco Enterprises |  | Cards & Components |  |  |  | Card | TRUE | 176-197-00 |  | Universal Input Card (UIC), four pair of input terminals to connect up to four, two-wire input zones | 1 | [6 empty] | TRUE | [5 empty] | #FFFFFFFF |  |  | FALSE | FALSE | FALSE | [20 empty] | AULAPTOP-PC\Aulaptop | 2019-04-20 02:23 | THOR\acont | 2024-10-09 10:48
b0367090-62da-4df7-8364-e1a5acee5266 |  |  |  | North | Siemens | [5 empty] | Module | TRUE | 794079-3 | S54430-F299-A1 | USB/RS485 CONV KIT - PC USB | 1 | [12 empty] | #FFFFFFFF |  |  | FALSE | FALSE | FALSE | [20 empty] | DESKTOP-7SAL8M7\acont | 2019-08-13 09:04 | THOR\acont | 2024-10-09 10:48
ab0a1f94-e187-493c-a9b4-e1a7c33752d7 | BP MANUAL STATION |  |  | North | BluePoint |  | Manual Station |  |  |  | Module | TRUE | BP02-101M | ++ | Medical Pull Station (HW) | 1 | [6 empty] | FALSE | [5 empty] | #FFFF0000 | FA-BP MANUAL STATION | 1 | FALSE | FALSE | FALSE | 957 | [13 empty] | FALSE |  |  | M |  |  | THOR\acont | 2024-03-20 12:15 | THOR\acont | 2024-09-08 17:27 | Cloned from BluePoint BP02-202P CLONED CLONED | [BluePoint] [IDC] 01 BP02-101M, BP02-101P, BP02-102M, BP02-102P, BP02-A101M, BP02-A101P, BP02-A101PH, BP02-A102M, BP02-A102P, BP02-A102PH
dbeae29f-d4c1-4bd8-a46c-e1ac42293163 | NFPA 170 SPEAKER STROBE |  |  | North | Gentex |  | Speaker/Strobe |  |  |  | Module | TRUE | SSPKR24-15/75PWW |  | Colored Lens Speaker/Strobe, Fixed 15/75 Candela, Wall, White, Red Lens | 1 | 0 | 0.148 |  |  |  |  | FALSE | [5 empty] | #FF0070C0 | FA-NFPA 170 SPEAKER STROBE | 1 | FALSE | FALSE | FALSE | 2019 |  |  | 7320-0569:0141 | [10 empty] | FALSE |  |  | WP |  |  |  |  | THOR\acont | 2024-09-08 17:27 |  | [Gentex, Hochiki, Potter] [AUDIO 25v] [25V AUDIO] CSPKSTR-24AR (C), CSPKSTR-24AW (C), CSPKSTR-24BR (C), CSPKSTR-24BW (C), CSPKSTR-24GR (C), CSPKSTR-24GW (C), CSPKSTR-24RR (C), CSPKSTR-24RW (C), FASPKR-R (C), FASPKR-W (C), FASPKR-WR, FASPKR-WW, FASPK-WPR, [Gentex] [NAC] [UL MAX] SSPKR24-15/75PWR, SSPKR24-15/75PWW [Gentex, Hochiki, Potter] [AUDIO 70.7v] [70V AUDIO] CSPKSTR-24AR (C), CSPKSTR-24AW (C), CSPKSTR-24BR (C), CSPKSTR-24BW (C), CSPKSTR-24GR (C), CSPKSTR-24GW (C), CSPKSTR-24RR (C), CSPKSTR-24RW (C), FASPKR-R (C), FASPKR-W (C), FASPKR-WR, FASPKR-WW, FASPK-WP
00966175-2586-445e-93cb-e1adf7d8b53d | NFPA 170 HEAT DETECTOR |  |  | North | Silent Knight |  | Heat Detector |  |  |  | Module | TRUE | SK-HEAT-W w/B300-6 | ++ | White, low-profile intelligent 135°F fixed thermal sensor, w/Standard Base | 1 | 0.0002 | 0.0045 |  |  |  |  | FALSE | [5 empty] | #FFFF0000 | FA-NFPA 170 HEAT DETECTOR | 1 | FALSE | FALSE | FALSE | 1403 | [13 empty] | FALSE |  |  | 135 FT |  |  | DESKTOP-7EIEB7A\acont | 2021-08-11 17:37 | THOR\acont | 2024-09-08 17:27 | Cloned from Silent Knight SK-HEAT | [Farenhyt, Silent Knight] [SLC MODULES SENSORS] [*] [#2 SHARED ADDR ¦ SENSORS] CO1224TR w/ IDP-MINIMON, CO1224TR w/ IDP-MONITOR, DNR w/IDP-PHOTO-R-W (C), DNR w/SK-PHOTO-R-W (C), DNRW w/IDP-PHOTO-R-W (C), DNRW w/SK-PHOTO-R-W (C), HFS-D (C), HFS-P (C), HFS [Silent Knight, System Sensor] [SLC SK SENSORS] [*] [#4 TYPE ADDR ¦ SENSORS] DNR w/SK-PHOTO-R-W (C), DNRW w/SK-PHOTO-R-W (C), HFS-D (C), HFS-P (C), HFS-PT (C), HFS-T (C), OSI-RI-SK (C), SK-ACCLIMATE (C), SK-BEAM (C), SK-DUCT-W w/SK-PHOTO-R-W (C), SK-FIRE
dae5e33b-10e6-4d96-8521-e1ae77362ac0 | NFPA 170 STROBE WALL |  |  | North | Kidde |  | Strobe |  |  |  | Module | TRUE | CS405-8A | + | Strobe, 110 cd, Outdoor, Red | 1 | 0 | 0.255 |  |  |  |  | FALSE | [5 empty] | #FF0070C0 | FA-NFPA 170 STROBE WALL | 1 | FALSE | FALSE | FALSE | 2023 | [13 empty] | FALSE |  |  | WP |  |  | DESKTOP-7EIEB7A\acont | 2021-11-15 14:41 | THOR\acont | 2024-09-08 17:27 | Cloned from Kidde CS405-7A | [Kidde] [NAC] [16 VDC] 4MS-8AR, CS405-8A [Kidde] [NAC] [24 VDC] 4MS-8AR, CS405-8A
3ad8220e-b0da-42dd-8587-e1b1b7da6890 | NFPA 170 VOICE EVACUATION CONTROL UNIT |  |  | North | Evax |  | Voice Evac Control Unit |  |  |  | Assembly | TRUE | EVAX-50/4Z | + | EVAX 50 Watt Voice Evacuation System | 1 | [6 empty] | FALSE | [5 empty] | #FFFF0000 | FA-NFPA 170 VOICE EVACUATION CONTROL UNIT | 1 | FALSE | FALSE | FALSE | 211 | [8 empty] | 7,12,18 |  |  |  | 50 | TRUE | [5 empty] | DESKTOP-7SAL8M7\acont | 2020-11-19 08:11 | THOR\acont | 2024-09-08 17:27 | Cloned from Evax EVAX-50 |  | [Evax] EVAX-100, EVAX-100/4Z, EVAX-100/8Z, EVAX-100E, EVAX-150, EVAX-200, EVAX-25, EVAX-25/4Z, EVAX-50, EVAX-50/4Z
2114af84-68b8-44d8-adda-e1b619bf542e | NFPA 170 SMOKE DETECTOR |  |  | North | FFE |  | Smoke Detector |  |  |  | Module | TRUE | 6010-300 (Reflector) | + | Beam Detector Reflector | 1 | [6 empty] | FALSE | TRUE |  |  |  |  | #FFFF0000 | FA-NFPA 170 SMOKE DETECTOR | 1 | FALSE | FALSE | FALSE | 1408 | [13 empty] | FALSE |  |  | SBP |  |  | THOR\acont | 2024-09-26 08:13 | THOR\acont | 2024-10-09 10:48 | Cloned from FFE 5000-103 (Prism)
8b9b0c86-3599-4722-9cf5-e1ba73a223ef | NFPA 170 SMOKE DETECTOR |  |  | North | Kidde |  | Smoke Detector |  |  |  | Module | TRUE | EC5000R (Detector) | + | Fireray 5000 Beam Detector Transmitter/Receiver | 1 | [6 empty] | FALSE | TRUE |  |  |  |  | #FFFF0000 | FA-NFPA 170 SMOKE DETECTOR | 1 | FALSE | FALSE | FALSE | 1408 | [13 empty] | FALSE |  |  | SBD |  |  | DESKTOP-QGO6JOK\acont | 2023-12-19 09:58 | THOR\acont | 2024-09-08 17:27 | Cloned from Simplex 4098-9019 (Detector) | [Edwards, Kidde] [BEAM DET] EC5000R (Detector) (C)
86ac00e8-efd6-47a5-b295-e1befb9ce408 | NFPA 170 HEAT DETECTOR |  |  | North | Monaco Enterprises |  | Heat Detector |  |  |  | Module | TRUE | 722-123-00 |  | DETECTOR,HEAT:MECHANICAL 135 F,FIXED | 1 | [6 empty] | FALSE | TRUE |  |  |  |  | #FFFF0000 | FA-NFPA 170 HEAT DETECTOR | 1 | FALSE | FALSE | FALSE | 1403 | [13 empty] | FALSE | [5 empty] | DESKTOP-7SAL8M7\acont | 2020-02-20 16:45 | THOR\acont | 2024-09-08 17:27 | Cloned from System Sensor 5603 | [EAS, Firelite, Kidde, KNOX, Monaco Enterprises, Potter, System Sensor, Thermotech] [IDC] 01 2HS, 2HSR, 302-AW-135 (C), 3200, 3261, 3270, 3502, 4401, 4403, 4430, 4432, 4505, 4534, 5000H, 5000HR, 721-127-00 (C), 722-123-00 (C), 723-369-00 (C), BG-12LO, I3
1a2dfd0f-b1e2-45b4-802a-e1cb4cf793d9 | NFPA 170 HORN STROBE CEILING |  |  | North | Kidde |  | Horn/Strobe |  |  |  | Module | TRUE | EGCAVRF |  | Horn-Strobe, running man, red, fire | 1 | [6 empty] | FALSE | TRUE |  |  |  |  | #FF0070C0 | FA-NFPA 170 HORN STROBE CEILING | 1 | FALSE | FALSE | FALSE | 2013 | [13 empty] | FALSE |  |  | C |  |  | DESKTOP-GHR3H5U\Anthony | 2019-10-17 12:04 | THOR\acont | 2024-09-08 17:27 |  | [Edwards, Kidde] [NAC] [24 VDC, HIGH DB] EGCAVRF (C), EGCAVRN (C), EGCAVWF (C), EGCAVWN (C), GCAVRF (C), GCAVRN (C), GCAVWF (C), GCAVWN (C) [Edwards, Kidde] [NAC] [24 VFWR, HIGH DB] EGCAVRF (C), EGCAVRN (C), EGCAVWF (C), EGCAVWN (C), GCAVRF (C), GCAVRN (C), GCAVWF (C), GCAVWN (C)
3c7a9ed0-c707-4d41-973a-e1cb603b29fb | NFPA 170 AMPLIFIER RACK | RISER AMP |  | North | Evax |  | Amplifier |  |  |  | Assembly | TRUE | HMX-DPS100 (70V) | + | Distributed Panel, Single Channel, 100W | 1 | [6 empty] | FALSE | [5 empty] | #FFFF0000 | FA-NFPA 170 AMPLIFIER RACK | 1 | FALSE | FALSE | FALSE | 300 | [8 empty] | 7,12,18 |  |  |  | 100 | TRUE | [5 empty] | DESKTOP-7SAL8M7\acont | 2020-07-16 11:07 | THOR\acont | 2024-09-08 17:27 | Cloned from Hochiki FNVDPS100 (70V)
32fd9549-fc36-49f3-8f30-e1cbef9afb58 | NFPA 170 MANUAL PULL |  |  | North | Siemens |  | Manual Station |  |  |  | Module | TRUE | XMH-501 | ++ | Dual Action Manual Pull Station | 1 | [12 empty] | #FFFF0000 | FA-NFPA 170 MANUAL PULL | 1 | FALSE | FALSE | FALSE | [20 empty] | THOR\acont | 2023-11-27 13:36 | THOR\acont | 2024-09-08 17:27 | Cloned from Siemens MH-501 | [Siemens] [IDC] 01 AW-1, CPYEC-2-24, CPY-MRS, CPY-MTS, MH-501, MSM-EXP, MSM-GR, MSM-INST, MSM-K, MSM-K-15, MSM-KD, MSM-KD-30, MSM-KD-WP, MSM-K-WP, SXL-EX Main Board, SZE-4X, XMH-501
f8433a95-e536-4366-8c1b-e1d5b8c8df46 |  |  |  | North | Siemens | [5 empty] | Module | TRUE | 0209 | 500-050272 | REPLACEMENT OBSCURATION TEST FILTER FOR F2000 | 1 | [12 empty] | #FFFFFFFF |  |  | FALSE | FALSE | FALSE | [20 empty] | DESKTOP-7SAL8M7\acont | 2019-08-13 09:04 | THOR\acont | 2024-10-09 10:48
ad2f1731-db1a-4f06-b8d2-e1d7df245fef | NFPA 170 ASPIRATING SMOKE DETECTOR |  |  | North | Xtralis |  | Air Sampling Detection |  |  |  | Module | TRUE | VLF-500 |  | VLF-500 DETECTOR | 1 | 0.41 | 0.49 |  |  |  |  | TRUE | TRUE |  |  |  |  | #FFFF0000 | FA-NFPA 170 ASPIRATING SMOKE DETECTOR | 1 | FALSE | FALSE | FALSE | 1408 | [19 empty] | DESKTOP-7SAL8M7\acont | 2020-01-17 14:09 | THOR\acont | 2024-09-08 17:27 | Cloned from Xtralis VLF-250 | [Xtralis] [AUX POWER] [*] VEP-A00-1P, VEP-A00-1P-NTF, VEP-A00-P, VEP-A00-P-NTF, VEP-A10-P, VEP-A10-P-NTF, VLF-250 (C), VLF-500 (C), VLI-880 (C), VLI-885 (C), XAS-1-US (C), XAS-2-US (C) [Gamewell FCI, Xtralis] [IDC] 02 [ACTION] 7100X (C), 8100 (C), 9400X (C), AAD-7100X (C), AAD-8100 (C), VEP-A00-1P, VEP-A00-1P-NTF, VEP-A00-P, VEP-A00-P-NTF, VEP-A10-P, VEP-A10-P-NTF, VLF-250 (C), VLF-500 (C), VLI-880 (C), VLI-885 (C), XAS-1-US (C), XAS-2 [Xtralis] [AUX POWER] [1] VEP-A00-1P, VEP-A00-1P-NTF, VEP-A00-P, VEP-A00-P-NTF, VEP-A10-P, VEP-A10-P-NTF, VEU-A00, VLF-250 (C), VLF-500 (C), VLI-880 (C), VLI-885 (C), XAS-1-US (C), XAS-2-US (C) [Gamewell FCI, Xtralis] [IDC] 01 [FAULT 1] 7100X (C), 8100 (C), 9400X (C), AAD-7100X (C), AAD-8100 (C), VEP-A00-1P, VEP-A00-1P-NTF, VEP-A00-P, VEP-A00-P-NTF, VEP-A10-P, VEP-A10-P-NTF, VLF-250 (C), VLF-500 (C), VLI-880 (C), VLI-885 (C), XAS-1-US (C), XAS- [Xtralis] [AUX POWER] [10] VEP-A00-1P, VEP-A00-1P-NTF, VEP-A00-P, VEP-A00-P-NTF, VEP-A10-P, VEP-A10-P-NTF, VEU-A10, VLF-250 (C), VLF-500 (C), VLI-880 (C), VLI-885 (C), XAS-1-US (C), XAS-2-US (C) [Gamewell FCI, Xtralis] [IDC] 03 [FIRE1] 7100X (C), 8100 (C), 9400X (C), AAD-7100X (C), AAD-8100 (C), VEP-A00-1P, VEP-A00-1P-NTF, VEP-A00-P, VEP-A00-P-NTF, VEP-A10-P, VEP-A10-P-NTF, VLF-250 (C), VLF-500 (C), VLI-880 (C), VLI-885 (C), XAS-1-US (C), XAS-2- [Xtralis] [AUX POWER] [5] VEP-A00-1P, VEP-A00-1P-NTF, VEP-A00-P, VEP-A00-P-NTF, VEP-A10-P, VEP-A10-P-NTF, VEU-A10, VLF-250 (C), VLF-500 (C), VLI-880 (C), VLI-885 (C), XAS-1-US (C), XAS-2-US (C) [Xtralis] [AUX POWER] [1] VEP-A00-1P, VEP-A00-1P-NTF, VEP-A00-P, VEP-A00-P-NTF, VEP-A10-P, VEP-A10-P-NTF, VEU-A10, VLF-250 (C), VLF-500 (C), VLI-880 (C), VLI-885 (C), XAS-1-US (C), XAS-2-US (C) [Xtralis] [RS-232] VSR-13D01-S04 [Xtralis] [AUX POWER] [10] VEP-A00-1P, VEP-A00-1P-NTF, VEP-A00-P, VEP-A00-P-NTF, VEP-A10-P, VEP-A10-P-NTF, VEU-A00, VLF-250 (C), VLF-500 (C), VLI-880 (C), VLI-885 (C), XAS-1-US (C), XAS-2-US (C) [Xtralis] [AUX POWER] [5] VEP-A00-1P, VEP-A00-1P-NTF, VEP-A00-P, VEP-A00-P-NTF, VEP-A10-P, VEP-A10-P-NTF, VEU-A00, VLF-250 (C), VLF-500 (C), VLI-880 (C), VLI-885 (C), XAS-1-US (C), XAS-2-US (C) [Xtralis] [RS-485] VEP-A00-1P, VEP-A00-P, VEP-A10-P, VEU-A00, VEU-A10, VLF-250 (C), VLF-500 (C), VLI-885 (C)
0c785089-6a12-414b-8ded-e1e0cf9e7573 | NFPA 170 HORN |  |  | North | Autocall |  | Horn |  |  |  | Module | TRUE | A49AO-APPLW | + | Audible Notification Appliances, Electronic Horns, Specify Cover | 1 | 0 | 0 |  |  |  |  | TRUE | TRUE |  |  |  |  | #FF0070C0 | FA-NFPA 170 HORN | 1 | FALSE | FALSE | FALSE | 2013 | [19 empty] | THOR\acont | 2024-03-21 11:18 | THOR\acont | 2024-09-08 17:27 | Cloned from Simplex 49AO-APPLW | [Autocall, Simplex] [IDNac] [23VDC, STEADY HIGH] 49AO-APPLW (C), A49AO-APPLW (C)
50b00c92-e41f-466a-b47d-e1e28bb4ee8c | NFPA 170 STROBE WALL |  |  | North | Potter |  | Strobe |  |  |  | Module | TRUE | CSLP-24B-WP |  | Strobe, Wall, Red, Blue, Outdoor, Low Profile | 1 | 0 | 0.164 |  |  |  |  | FALSE | FALSE |  |  |  |  | #FF0070C0 | FA-NFPA 170 STROBE WALL | 1 | FALSE | FALSE | FALSE | 2023 | [13 empty] | FALSE | [7 empty] | THOR\acont | 2024-09-08 17:27 |  | [Potter] [NAC] [UL MAX, HIGH DB] CS-24B-WP, CS-24G-WP, CS-24R-WP, CS-24WB-WP, CS-24WG-WP, CS-24WR-WP, CSLP-24B-WP, CSLP-24G-WP, CSLP-24R-WP, CSLP-24WB-WP, CSLP-24WG-WP, CSLP-24WR-WP
c83be040-40d4-4109-8f82-e1ededef9462 | NFPA 170 SMOKE CO DETECTOR |  |  | North | Potter |  | Smoke/CO Detector |  |  |  | Module | TRUE | PAD200-PCD w/PAD100-SB (Split) | + | Photoelectric Smoke/CO Detector with 6" Base with One Form-C Relay Contact | 1 | 0.0005 | 0.0005 |  |  |  |  | FALSE | TRUE |  |  |  |  | #FFFF0000 | FA-NFPA 170 SMOKE CO DETECTOR | 1 | FALSE | FALSE | FALSE | 1411 | [13 empty] | FALSE |  |  | SB |  |  | THOR\acont | 2025-02-13 10:27 |  |  | Cloned from Potter PAD200-PCD w/PAD100-SB | [Potter] [SLC PAD] [*] [#2 SHARED ADDR ¦ SENSORS] PAD100-CD w/PAD100-4DB, PAD100-CD w/PAD100-6DB, PAD100-CD w/PAD100-IB, PAD100-CD w/PAD100-LFSB, PAD100-CD w/PAD100-RB, PAD100-CD w/PAD100-SB, PAD100-CD w/PAD100-SPKB, PAD100-DUCT (C), PAD100-DUCTR (C), PA [Potter] [AUX POWER] PAD100-CD w/PAD100-SB, PAD100-HD w/PAD100-SB, PAD100-PD w/PAD100-SB (C), PAD100-PHD w/PAD100-SB (C), PAD100-PHD w/PAD100-SB (Split) (C), PAD200-PCD (C), PAD200-PCD (Split) (C), PAD200-PCD w/PAD100-SB (C), PAD200-PCD w/PAD100-SB (Spli
d8b216c6-a819-49a6-a3a0-e1f00707d28f | NFPA 170 SURGE SUPPRESSOR |  |  | North | Ditek |  | Cards & Components |  |  |  | Card | TRUE | DTK-2MHLP24B |  | 2 Pair / 4 Wire Surge Module for PIV, NAC, IDC etc. | 1 | [6 empty] | TRUE | [5 empty] | #FFFF0000 | FA-NFPA 170 SURGE SUPPRESSOR | 1 | FALSE | FALSE | FALSE | [14 empty] | FALSE |  |  | 24v |  |  |  |  | THOR\acont | 2024-09-08 17:27 |  | [Ditek, Monaco Enterprises, WBOX] [SURGE PROTECTION] [ALL DEVICES ++] 0E-SPROACHW, 210-524-00, DTK-120HW, DTK-120HWLOK, DTK-120HW-SS, DTK-120SRD, DTK-120X12, DTK-1F, DTK-1FF, DTK-2MHLP24B, DTK-2MHLP24B w/DTK-2MB, DTK-2MHLP24B w/DTK-3MB, DTK-2MHLP24B w/DT [Ditek, Monaco Enterprises] [SURGE PROTECTION] [#2] 210-524-00, DTK-120HW, DTK-120HWLOK, DTK-120HW-SS, DTK-120SRD, DTK-120X12, DTK-2MHLP24B, DTK-2MHLP24BWB, DTK-2MHLP24F, DTK-2MHTP, DTK-4LVLPLV, DTK-DF120S1, DTK-MRJ45C5E
09d366aa-59cb-4a4d-a3f3-e1f4940717ea |  |  |  | North | Edwards |  | Hardware |  |  |  | Hardware | TRUE | 6261-010 |  | Air Sampling Tube - 120" long | 1 | [6 empty] | FALSE | [5 empty] | #FFFFFFFF |  |  | FALSE | FALSE | FALSE | [14 empty] | FALSE | [7 empty] | THOR\acont | 2024-10-09 10:48
499190b3-f7e1-497b-a2a5-e1f6d1df16e0 | NFPA 170 ADDRESSABLE INPUT MONITOR MODULE |  |  | North | Firelite |  | Addressable Module |  |  |  | Module | TRUE | MMF-302 | + | Similar to MMF-300. Addressable Monitor Module for one zone of conventional two-wire detectors. Requires resettable 24 VDC power | 1 | 0.00027 | 0.0051 |  |  |  |  | FALSE | FALSE |  |  |  |  | #FFFF0000 | FA-NFPA 170 ADDRESSABLE INPUT MONITOR MODULE | 1 | FALSE | FALSE | FALSE | 1000 | [13 empty] | FALSE | [7 empty] | THOR\acont | 2024-09-08 17:27 |  | [Firelite] [AUX POWER] MMF-302 [Firelite] [SLC MODULES] [*] [#3 TYPE ADDR ¦ MODULES] BG-12LX, BG-12LXSP, CDRM-300, CMF-300, CMF-300-6, CRF-300, CRF-300-6, MDF-300, MMF-300, MMF-300-10, MMF-301, MMF-302, MMF-302-6, WAV-CRL, WAV-CWL, WAV-RL, WAV-WL, W-BG12LX, W-CRF, W-GATE, W-MMF, W-SYN [Firelite] [SLC MODULES SENSORS] [*] [#1 SHARED ADDR ¦ MODULES] BG-12LX, BG-12LXSP, CDRM-300, CMF-300, CMF-300-6, CRF-300, CRF-300-6, MDF-300, MMF-300, MMF-300-10, MMF-301, MMF-302, MMF-302-6, WAV-CRL, WAV-CWL, WAV-RL, WAV-WL, W-BG12LX, W-CRF, W-DIS-D, W | [Firelite] MMF-302
f4b3d902-dd1c-4a4b-9c6f-e1fa557f0cff |  |  |  | North | Siemens |  | Hardware |  |  |  | Hardware | TRUE | CAB2-XBD | 500-633768 | MEDIUM ENCLOSURE TRANSPONDER DOOR - BLACK MOUNTS TO CAB2-BB | 1 | [12 empty] | #FFFFFFFF |  |  | FALSE | FALSE | FALSE | [20 empty] | DESKTOP-7SAL8M7\acont | 2019-08-13 09:04 | THOR\acont | 2024-10-09 10:48
e8f855f0-5ad0-4adb-aa6d-e1fba7aa0acb | NFPA 170 AIR SAMPLING DETECTION PIPING |  |  | North | Edwards |  | Air Sampling Detection |  |  |  | Module | TRUE | 33-30707A |  | ASD-640 Detector w/ Command Module in steel case | 1 | [6 empty] | FALSE | [5 empty] | #FFFF0000 | FA-NFPA 170 AIR SAMPLING DETECTION PIPING | 1 | FALSE | FALSE | FALSE | 5010 | [13 empty] | FALSE | [7 empty] | THOR\acont | 2024-09-08 17:27
92577ba6-31fd-4ff8-be45-e20025009115 |  |  |  | North | Edwards |  | Hardware |  |  |  | Hardware | TRUE | FW-FILTER |  | Replacement front fan foam air filter kit | 1 | [6 empty] | FALSE | [5 empty] | #FFFFFFFF |  |  | FALSE | FALSE | FALSE | [14 empty] | FALSE | [7 empty] | THOR\acont | 2024-10-09 10:48
077697cf-c47a-405a-9414-e215694a1cd4 | NFPA 170 STROBE WALL |  |  | North | Eaton Wheelock |  | Strobe |  |  |  | Module | TRUE | XB1602460ANNR | + | Explosionproof Strobe - Amber Lens, Red Finish | 1 | 0 | 0 |  |  |  |  | FALSE | [5 empty] | #FF0070C0 | FA-NFPA 170 STROBE WALL | 1 | FALSE | FALSE | FALSE | 2023 | [13 empty] | FALSE |  |  | XP |  |  | DESKTOP-7SAL8M7\acont | 2019-11-06 08:31 | THOR\acont | 2024-09-08 17:27 | Cloned from Eaton XB1602460RNNR | [Eaton Wheelock] [NAC] [24 VDC] XB16, XB1602460ANNR, XB1602460ANNW, XB1602460RNNR, XB1602460RNNW
1fb12932-f839-4cb1-9504-e216d75d1d36 | NFPA 170 MANUAL PULL |  |  | North | Fike |  | Manual Station |  |  |  | Module | TRUE | 20-1843 | RMS-EXP-1T-KL-LP++ | Explosion proof SPST Dual Action RSG Keyed Metal “Fire” Manual Pull Station | 1 | [6 empty] | TRUE | [5 empty] | #FFFF0000 | FA-NFPA 170 MANUAL PULL | 1 | FALSE | FALSE | FALSE | 957 | [13 empty] | FALSE |  |  | XP |  |  | DESKTOP-7EIEB7A\acont | 2023-08-29 08:30 | THOR\acont | 2024-09-08 17:27 | Cloned from Fike 20-1833 CLONED CLONED CLONED CLONED CLONED CLONED CLONED CLONED CLONED | [Fike] [IDC] 01 [ALARM] 20-1833, 20-1834, 20-1835, 20-1836, 20-1837, 20-1838, 20-1839, 20-1840, 20-1841, 20-1842, 20-1843, 20-1844
dfa97569-c79c-4aea-9ff3-e221a520e860 | NFPA 170 NON ADDRESSABLE RELAY |  |  | North | Edwards |  | Non-Addressable Relay |  |  |  | Module | TRUE | MR708/T |  | 8 SPDT Relay /w LED, & Track Mtg H'ware | 1 | 0 | 0.24 |  |  |  |  | FALSE | [5 empty] | #FFFF0000 | FA-NFPA 170 NON ADDRESSABLE RELAY | 1 | FALSE | FALSE | FALSE | 1300 | [13 empty] | FALSE | [7 empty] | THOR\acont | 2024-09-08 17:27 |  | [Edwards] [AUX POWER] MR708/S, MR708/T
5968dfc8-ea3b-4da2-83f4-e22abc367f4e | 170 BASIC SHAPE |  |  | North | Fike |  | Miscellaneous |  |  |  | Assembly | TRUE | 68-023 |  | Vesda High Level Interface Module | 1 | [6 empty] | FALSE | [5 empty] | #FFFF0000 | FA-170 BASIC SHAPE | 1 | FALSE | FALSE | FALSE | 5000 | [13 empty] | FALSE | [5 empty] | AULAPTOP-PC\Aulaptop | 2019-06-28 08:39 | THOR\acont | 2024-09-08 17:27 | Cloned from Fike 10-2360 CLONED
dfac0c93-63dc-439b-840b-e22d2c9e57c7 | NFPA 170 SPEAKER STROBE |  |  | North | Eaton Wheelock |  | Speaker/Strobe |  |  |  | Module | TRUE | E70-24MCWH-FW | + | Speaker/Strobe, 24 VDC, Multi-Candela, , 25/70 Vrms, white | 1 | 0 | 0.42 |  |  |  |  | FALSE | FALSE |  |  |  |  | #FF0070C0 | FA-NFPA 170 SPEAKER STROBE | 1 | FALSE | FALSE | FALSE | 2019 | [13 empty] | FALSE | [7 empty] | THOR\acont | 2024-09-08 17:27 |  | [Eaton Wheelock] [NAC] [UL MAX FWR] E70-24MCWH-FR, E70-24MCWH-FW, E90-24MCWH-FR, E90-24MCWH-FW [Bosch, Eaton Wheelock] [AUDIO 25v] [25V AUDIO] E70-24MCW-FR, E70-24MCW-FW, E70-24MCW-FW, E70-24MCWH-FR, E70-24MCWH-FW, E70-24W-FR, E90-24MCWH-FR, E90-24MCWH-FW [Bosch, Eaton Wheelock] [AUDIO 70.7v] [70V AUDIO] E70-24MCW-FR, E70-24MCW-FW, E70-24MCW-FW, E70-24MCWH-FR, E70-24MCWH-FW, E70-24W-FR, E90-24MCWH-FR, E90-24MCWH-FW
1321c4b8-abca-4daf-92a8-e22d87bd20ec |  |  |  | North | Siemens |  | Hardware |  |  |  | Hardware | TRUE | FCM2022-U3 | S54400-C44-A2 | Option module (blank) | 1 | [6 empty] | FALSE | [5 empty] | #FFFFFFFF |  |  | FALSE | FALSE | FALSE | [14 empty] | FALSE | [5 empty] | DESKTOP-7SAL8M7\acont | 2018-09-07 11:26 | THOR\acont | 2024-10-09 10:48
7a13b3cb-a65b-4e5d-a933-e22e27858ee7 | NFPA 170 STROBE CEILING |  |  | North | Potter |  | Strobe |  |  |  | Module | TRUE | SL24C-3075110 |  | Selectable Candela Ceiling Strobe | 1 | 0 | 0.116 |  |  |  |  | FALSE | TRUE |  |  |  |  | #FF0070C0 | FA-NFPA 170 STROBE CEILING | 1 | FALSE | FALSE | FALSE | 2022 | [13 empty] | FALSE |  |  | C |  |  |  |  | THOR\acont | 2024-09-08 17:27 |  | [Potter] [NAC] [UL MAX] SL24C-3075110 (C)
45ff0bdd-0a3b-482f-bfb4-e22fa8331640 | NFPA 170 STROBE WALL |  |  | North | System Sensor |  | Strobe |  |  |  | Module | TRUE | SGWLED | ++ | Strobe, Compact, Wall, White | 1 | 0 | 0.043 |  |  |  |  | FALSE | [5 empty] | #FF0070C0 | FA-NFPA 170 STROBE WALL | 1 | FALSE | FALSE | FALSE | 2023 | [13 empty] | FALSE | [5 empty] | DESKTOP-QGO6JOK\acont | 2023-10-19 06:59 | THOR\acont | 2024-09-08 17:27 | Cloned from System Sensor SWLED-B | [System Sensor] [NAC] [VDC] SGRKLED, SGRKLED-B, SGRKLED-P, SGRLED, SGRLED-B, SGWKLED, SGWKLED-B, SGWKLED-P, SGWLED, SGWLED-B, SRLED, SRLED-B, SRLED-P, SRLED-SP, SWLED, SWLED-ALERT, SWLED-B, SWLED-CLR-ALERT, SWLED-P, SWLED-SP
571a36bf-63f9-4302-99df-e233a36245cd | NFPA 170 SMOKE DETECTOR |  |  | North | Monaco Enterprises |  | Smoke Detector |  |  |  | Module | TRUE | 723-353-00 w/B501 | + | DETECTOR,SYSTEM:PHOTOELECTRIC,15-32VDC,INTELLIGENT,HEAD | 1 | 0.0003 | 0.0065 |  |  |  |  | FALSE | TRUE |  |  |  |  | #FFFF0000 | FA-NFPA 170 SMOKE DETECTOR | 1 | FALSE | FALSE | FALSE | 1408 | [13 empty] | FALSE |  |  | P |  |  | DESKTOP-7SAL8M7\acont | 2020-02-21 06:48 | THOR\acont | 2024-09-08 17:27 | Cloned from MIRCOM MIX-2251B w/B501 | [Monaco Enterprises] [SLC MODULES SENSORS] 01 [*] 708-026-01, 708-031-00, 721-121-00 w/B200SR-LF-WH (C), 721-121-00 w/B200SR-WH (C), 721-121-00 w/B210LP (C), 721-121-00 w/B224RB-WH (C), 721-121-00 w/B501 (C), 721-124-00 w/B200SR-LF-WH (C), 721-124-00 w/B [Monaco Enterprises] [SLC SENSORS] 01 [*] 721-121-00 w/B200SR-LF-WH (C), 721-121-00 w/B200SR-WH (C), 721-121-00 w/B210LP (C), 721-121-00 w/B224RB-WH (C), 721-121-00 w/B501 (C), 721-124-00 w/B200SR-LF-WH (C), 721-124-00 w/B200SR-WH (C), 721-124-00 w/B210L [Monaco Enterprises] [SLC SENSORS] 01 [*] 721-121-00 w/B200SR-LF-WH (C), 721-121-00 w/B200SR-WH (C), 721-121-00 w/B210LP (C), 721-121-00 w/B224RB-WH (C), 721-121-00 w/B501 (C), 721-124-00 w/B200SR-LF-WH (C), 721-124-00 w/B200SR-WH (C), 721-124-00 w/B210L [Monaco Enterprises] [SLC MODULES/SENSORS] 01 [*] 721-121-00 w/B200SR-LF-WH (C), 721-121-00 w/B200SR-WH (C), 721-121-00 w/B210LP (C), 721-121-00 w/B224RB-WH (C), 721-121-00 w/B501 (C), 721-124-00 w/B200SR-LF-WH (C), 721-124-00 w/B200SR-WH (C), 721-124-00
3865871a-fd0c-4a3b-adbf-e23484a74f02 |  |  |  | North | Janus | [5 empty] | Module | TRUE | ARM-44 |  | Relay Module for PFC-4410RC Series | 1 | [6 empty] | FALSE | [5 empty] | #FFFFFFFF |  |  | FALSE | FALSE | FALSE | [14 empty] | FALSE | [5 empty] | DESKTOP-7EIEB7A\acont | 2021-04-08 09:44 | THOR\acont | 2024-10-09 10:48 | Cloned from Potter ARM-44
f80182e8-c310-41e3-8c23-e2367c1c60ef | NFPA 170 HEAT DETECTOR |  |  | North | Notifier |  | Heat Detector |  |  |  | Module | TRUE | HD-621 | ++ | Heat Detector, 135°F (57°C) Fixed & Rate-of-rise | 1 | [6 empty] | FALSE | TRUE |  |  |  |  | #FFFF0000 | FA-NFPA 170 HEAT DETECTOR | 1 | FALSE | FALSE | FALSE | 1403 | [13 empty] | FALSE | [7 empty] | THOR\acont | 2024-09-08 17:27 | 20191121 AC Detector without base | [Chemtronics, Firelite, MIRCOM, Notifier, System Sensor] [IDC] 01 [*] [IDC 2-WIRE ++] 1151 (C), 1151EIS (C), 1400 (C), 1451 (C), 1451DH (C), 1451DHHT (C), 2100AT (C), 2100S (C), 2100TR (C), 2100TS (C), 2151 w/B110LP (C), 2151 w/B116LP (C), 2151 w/B401 (C [Honeywell, Notifier, System Sensor] [SLC MODULES SENSORS] [*] [#2 SHARED ADDR ¦ SENSORS] 2251B (C), 2251-COPTIR (C), 2251-COPTIR w/B200S-WH (C), 2251TB (C), 2251TMB (C), 5251B (C), 5251B-WP (C), 5251H (C), 5251RB (C), 5251RB-WP (C), 7251 (C), 7251DH (C) [Honeywell, Notifier, System Sensor] [SLC SENSORS] [*] [#4 TYPE ADDR ¦ SENSORS] 2251B (C), 2251-COPTIR (C), 2251-COPTIR w/B200S-WH (C), 2251TB (C), 2251TMB (C), 5251B (C), 5251B-WP (C), 5251H (C), 5251RB (C), 5251RB-WP (C), 7251 (C), 7251DH (C), DH200LP [Det-Tronics, Edwards, Kidde, Notifier] [IDC] 01 30-3013, 30-3013 w/FMM-101, Q3013D, 5621 (C), 5622 (C), 5623 (C), 5624 (C), BNG-1, BNG-1F, BNG-1FTS, BNG-1R, BNG-1SP, BNG-1TS, BNG-1TSL, BNG-1TSR, BNG-1TSRL, CP-651 (C), HD-601 (C), HD-602 (C), HD-603 (C),
37eac56c-444f-479e-85cf-e237282786f1 | NFPA 170 HEAT DETECTOR |  |  | North | Monaco Enterprises |  | Heat Detector |  |  |  | Module | TRUE | 721-128-00 |  | DETECTOR HEAT:MECHANICAL,135F,RR/FXD,DUAL CIRCUIT | 1 | [6 empty] | FALSE | TRUE |  |  |  |  | #FFFF0000 | FA-NFPA 170 HEAT DETECTOR | 1 | FALSE | FALSE | FALSE | 1403 | [13 empty] | FALSE | [5 empty] | DESKTOP-7SAL8M7\acont | 2020-02-20 16:47 | THOR\acont | 2024-09-08 17:27 | Cloned from System Sensor 5621 | [Monaco Enterprises] [IDC] 01 708-025-01, 708-025-03, 721-128-00 (C), 721-407-00 (C), 721-408-00 (C), 722-125-00 (C), 722-408-00 (C), 722-409-00 (C), 725-312-00 (C), 725-313-00 (C)
b5671174-78ad-48f4-b7e0-e237b81e5eb0 | NFPA 170 SPEAKER STROBE |  |  | North | Potter |  | Speaker/Strobe |  |  |  | Module | TRUE | SPKSTR-15/75-AL-WP | + | Speaker/Strobe Red Alert Label | 1 | [6 empty] | FALSE | FALSE |  |  |  |  | #FF0070C0 | FA-NFPA 170 SPEAKER STROBE | 1 | FALSE | FALSE | FALSE | 2019 | [13 empty] | FALSE |  |  | WP |  |  | DESKTOP-7EIEB7A\acont | 2021-09-23 12:37 | THOR\acont | 2024-09-08 17:27 | Cloned from Potter FASPK-WPR CLONED CLONED | [Gentex, Hochiki, Potter] [AUDIO 25v] [25V AUDIO] CSPKSTR-24AR (C), CSPKSTR-24AW (C), CSPKSTR-24BR (C), CSPKSTR-24BW (C), CSPKSTR-24GR (C), CSPKSTR-24GW (C), CSPKSTR-24RR (C), CSPKSTR-24RW (C), FASPKR-R (C), FASPKR-W (C), FASPKR-WR, FASPKR-WW, FASPK-WPR, [Potter] [NAC] [UL MAX] SPKSTR-15/75-AL-WP, SPKSTR-24WLPPR-WP, SPKSTR-24WLPPW-WP, SPKSTR-24WLPR-WP, SPKSTR-24WLPW-WP [Potter] [NAC] [24 VDC] SPKSTR-15/75-AL-WP, SPKSTR-24WLPPR-WP, SPKSTR-24WLPPW-WP, SPKSTR-24WLPR-WP, SPKSTR-24WLPW-WP [Gentex, Hochiki, Potter] [AUDIO 70.7v] [70V AUDIO] CSPKSTR-24AR (C), CSPKSTR-24AW (C), CSPKSTR-24BR (C), CSPKSTR-24BW (C), CSPKSTR-24GR (C), CSPKSTR-24GW (C), CSPKSTR-24RR (C), CSPKSTR-24RW (C), FASPKR-R (C), FASPKR-W (C), FASPKR-WR, FASPKR-WW, FASPK-WP
cb25679d-1348-40e5-9697-e23d6fee9369 |  |  |  | North | Siemens | [5 empty] | Module | TRUE | PSC-ISO-CBL | S54430-K4-A1 | PSC-ISO-CBL 60 PIN MULTI-PS PMI CBL ASS INCLUDES PMI-2 & GPMI-HW-KEY | 1 | [12 empty] | #FFFFFFFF |  |  | FALSE | FALSE | FALSE | [20 empty] | DESKTOP-7SAL8M7\acont | 2019-08-13 09:04 | THOR\acont | 2024-10-09 10:48
bfcbadea-12bd-4e91-bd1c-e241a2e25dd9 | NFPA 170 REMOTE ANNUNCIATOR | RISER ANNUNCIATOR |  | North | Silent Knight |  | Remote Annunciator |  |  |  | Module | TRUE | 5230 | ++ | Remote annunciator/programmer | 1 | 0.06 | 0.12 |  |  |  |  | FALSE |  |  |  | 6.9” W x 4.25” H x 1” D (14.46 cm W x 10.79 cm H x 2.54 cm D) |  | #FFFF0000 | FA-NFPA 170 REMOTE ANNUNCIATOR | 1 | FALSE | FALSE | FALSE | 255 | [13 empty] | FALSE | [7 empty] | THOR\acont | 2024-09-08 17:27 |  | [Farenhyt, Silent Knight] [RS-485] [*] [ANN/PWR ++] 5230, IDP-5235, SK-5235, W-DIS-D
6da4ccdc-0352-4411-aeb4-e241e97c1d5b | NFPA 170 HORN STROBE |  |  | North | Eaton Wheelock |  | Horn/Strobe |  |  |  | Module | TRUE | EL3RMTST-FR | ++ | WALL HORN STROBE, RED, WP | 1 | [6 empty] | TRUE | [5 empty] | #FF0070C0 | FA-NFPA 170 HORN STROBE | 1 | FALSE | FALSE | FALSE | 2020 | [16 empty] | WP |  |  | THOR\acont | 2024-09-11 19:25 | THOR\acont | 2024-10-09 10:48 | Cloned from Eaton Wheelock EL3RHS-FR | [Eaton Wheelock] [NAC] [24VDC, HIGH HORN] EL3RMTSTA-ALW, EL3RMTSTA-NW, EL3RMTST-FR, EL3RMTST-FW, EL4XMTSTA-ALW, EL4XMTSTA-NW, EL4XMTST-FR, EL4XMTST-FW [Eaton Wheelock] [NAC] [24VDC, STD HORN] EL3RMTSTA-ALW, EL3RMTSTA-NW, EL3RMTST-FR, EL3RMTST-FW, EL4XMTSTA-ALW, EL4XMTSTA-NW, EL4XMTST-FR, EL4XMTST-FW
d0c39ac3-35f0-4e82-a29e-e2432be45ec1 | NFPA 170 JUNCTION BOX |  |  | North | Protectowire |  | Junction Box |  |  |  | Module | TRUE | SPLICE BOX | + | Splice Box for Linear Heat Detection | 1 | [6 empty] | TRUE | [5 empty] | #FF00B050 | FA-NFPA 170 JUNCTION BOX | 1 | FALSE | FALSE | FALSE | [20 empty] | DESKTOP-7EIEB7A\acont | 2020-12-11 10:53 | THOR\acont | 2024-09-08 17:27 | Cloned from Protectowire ZONE BOX | [Protectowire, SAFE Fire Detection] [Linear Heat] ELR-HD-4-QC, RG5223, SPLICE BOX | [Protectowire] SPLICE BOX, ZONE BOX
6ff66cb6-01d0-420c-8ca8-e244fa4219ca | NFPA 170 SMOKE DETECTOR |  |  | North | MIRCOM |  | Smoke Detector |  |  |  | Module | TRUE | MIX-2251AP w/B200SR-WH | + | Intelligent Photoelectric Smoke Sensor, Sounder Base | 1 | 0.0003 | 0.0065 |  |  |  |  | FALSE | TRUE |  |  |  |  | #FFFF0000 | FA-NFPA 170 SMOKE DETECTOR | 1 | FALSE | FALSE | FALSE | 1408 | [13 empty] | FALSE |  |  | P, SB |  |  | DESKTOP-7SAL8M7\acont | 2019-04-12 12:21 | THOR\acont | 2024-09-08 17:27 | 20191121 AC Detector with base | [MIRCOM, Monaco Enterprises] [AUX POWER] 721-121-00 w/B200SR-WH (C), 721-124-00 w/B200SR-WH (C), 722-121-00 w/B200SR-WH (C), 722-406-00 w/B200SR-WH (C), 723-345-00 w/B200SR-WH (C), 723-353-00 w/B200SR-WH (C), 723-361-00 w/B200SR-WH (C), MIX-1251AP w/B200 [MIRCOM] [SLC SENSORS] [*] [#4 TYPE ADDR ¦ SENSORS] DNR w/MIX-2251BR (C), DNR w/MIX-2351RAP (C), MIX-1251AP w/B200SR-LF-WH (C), MIX-1251AP w/B200SR-WH (C), MIX-1251AP w/B210LP (C), MIX-1251AP w/B224RB-WH (C), MIX-1251AP w/B501 (C), MIX-1251B w/B200SR-LF- [MIRCOM] [SLC MODULES SENSORS] [*] [#2 SHARED ADDR ¦ SENSORS] DNR w/MIX-2251BR (C), DNR w/MIX-2351RAP (C), MIX-1251AP w/B200SR-LF-WH (C), MIX-1251AP w/B200SR-WH (C), MIX-1251AP w/B210LP (C), MIX-1251AP w/B224RB-WH (C), MIX-1251AP w/B501 (C), MIX-1251B w/
f6c6177b-9368-45d8-92ed-e24a3c952ea6 | NFPA 170 HEAT DETECTOR |  |  | North | Simplex |  | Heat Detector |  |  |  | Module | TRUE | 4098-9613E w/4098-9682E | + | Electronic Heat Detector 4-Wire 135° F (57° C) with auxiliary alarm relay output, High Humidity | 1 | 0.0001 | 0.024 |  |  |  |  | TRUE | TRUE |  |  |  |  | #FFFF0000 | FA-NFPA 170 HEAT DETECTOR | 1 | FALSE | FALSE | FALSE | 1403 | [16 empty] | 135¦RR |  |  | THOR\acont | 2024-02-20 17:10 | THOR\acont | 2024-09-08 17:27 | Cloned from Autocall A4098-9613E w/A4098-9682E | [Autocall, Simplex] [IDC] 01 2098-9201 (C), 2098-9202 (C), 2098-9203 (C), 2098-9208 (C), 2098-9576 (C), 2099-9101 (C), 2099-9102 (C), 2099-9103 (C), 2099-9104 (C), 2099-9105 (C), 2099-9107 (C), 2099-9108 (C), 2099-9754 (C), 2099-9755 (C), 2099-9756 (C), [Autocall, Simplex] [AUX POWER] [4-WIRE AUX POWER] 4098-9601 w/4098-9682 (C), 4098-9602 w/4098-9682 (C), 4098-9605 w/4098-9682 (C), 4098-9612 w/4098-9682 (C), 4098-9612E w/4098-9682E (C), 4098-9613 w/4098-9682 (C), 4098-9613E w/4098-9682E (C), 4098-9614 | [Autocall, Simplex] 4098-9612 w/4098-9682, 4098-9612E w/4098-9682E, 4098-9612E w/4098-9683E, 4098-9612E w/4098-9684E, 4098-9612E w/4098-9788E, 4098-9613 w/4098-9682, 4098-9613E w/4098-9682E, 4098-9613E w/4098-9683E, 4098-9613E w/4098-9684E, 4098-9613E w/4
aaa94f7c-47ca-430b-88ae-e24de2af32e2 | NFPA 170 STROBE WALL |  |  | North | Eaton Wheelock |  | Strobe |  |  |  | Module | TRUE | ELSTR-AL | + | WALL STROBE, RED, ALERT | 1 | [6 empty] | TRUE | [5 empty] | #FF0070C0 | FA-NFPA 170 STROBE WALL | 1 | FALSE | FALSE | FALSE | 2020 | [19 empty] | DESKTOP-7EIEB7A\acont | 2021-04-29 09:41 | THOR\acont | 2024-09-08 17:27 | Cloned from Eaton Wheelock ELSTR-A | [Eaton Wheelock] [NAC] [24VDC] ELSTR, ELSTR-A, ELSTR-AL, ELSTR-ALA, ELSTR-N, ELSTR-NA, ELSTW, ELSTW-A, ELSTW-AL, ELSTW-ALA, ELSTW-EV, ELSTW-N, ELSTW-NA, STR, STW
b4878baa-217f-434e-a9e3-e24fb472bfbc | NFPA 170 HEAT DETECTOR |  |  | North | Silent Knight |  | Heat Detector |  |  |  | Module | TRUE | SD505-HEAT w/SD505-6AB | ++ | Addressable Heat Detector, Base | 1 | 0.00055 | 0.00055 |  |  |  |  | FALSE | [5 empty] | #FFFF0000 | FA-NFPA 170 HEAT DETECTOR | 1 | FALSE | FALSE | FALSE | 1403 | [13 empty] | FALSE |  |  | R |  |  |  |  | THOR\acont | 2024-09-08 17:27 | 20191121 AC Detector with base | [Silent Knight] [SLC HOCHIKI] [*] [#1 SHARED ADDR ¦ ALL] Hood System w/SD500-MIM, PS-DA w/SD500-MIM, PS-SA w/SD500-MIM, SD500-AIM, SD500-ANM, SD500-ARM, SD500-LED, SD500-MIM, SD500-PS, SD500-PSDA, SD500-SDM, SD505-AHS w/SD505-6AB, SD505-APS w/SD505-6AB (
1788a5ba-a337-47d5-9356-e2546dde725b | NFPA 170 HORN |  |  | North | Siemens |  | Horn |  |  |  | Module | TRUE | AH-W | 500-636004 | AH HORN WHITE | 1 | [12 empty] | #FF0070C0 | FA-NFPA 170 HORN | 1 | FALSE | FALSE | FALSE | 2010 | [19 empty] | DESKTOP-7SAL8M7\acont | 2019-08-13 09:04 | THOR\acont | 2024-09-08 17:27 | B,T | [Siemens] [NAC] [DC, HIGH DB] AH-R, AH-R-WP, AH-W
e8297866-7d61-40c3-a364-e2589be9cfa5 | NFPA 170 SPEAKER STROBE CEILING |  |  | North | Edwards |  | Speaker/Strobe |  |  |  | Module | TRUE | GCSVHWF-SP |  | Speaker/Strobe, Ceiling, White, FUEGO, High CD | 1 | [6 empty] | FALSE | TRUE |  |  |  |  | #FF0070C0 | FA-NFPA 170 SPEAKER STROBE CEILING | 1 | FALSE | FALSE | FALSE | 2020 | [13 empty] | FALSE |  |  | C |  |  | THOR\acont | 2024-09-17 12:35 | THOR\acont | 2024-10-09 10:48 | Cloned from Edwards GCSVHRF CLONED CLONED CLONED CLONED CLONED | [Edwards, Kidde] [AUDIO 25v] [25V AUDIO] EGCSRF (C), EGCSRN (C), EGCSVHRF (C), EGCSVHRF-FR (C), EGCSVHRF-SP (C), EGCSVHRN (C), EGCSVHWA (C), EGCSVHWF (C), EGCSVHWF-FR (C), EGCSVHWF-SP (C), EGCSVHWN (C), EGCSVRF (C), EGCSVRN (C), EGCSVWA (C), EGC [Edwards, Kidde] [NAC] [24 FWR] EGCSVHRF (C), EGCSVHRF-FR (C), EGCSVHRF-SP (C), EGCSVHRN (C), EGCSVHWA (C), EGCSVHWF (C), EGCSVHWF-FR (C), EGCSVHWF-SP (C), EGCSVHWN (C), EGCVHRF (C), EGCVHRF-FR (C), EGCVHRF-SP (C), EGCVHRN (C), EGCVHWA (C), [Edwards, Kidde] [AUDIO 70.7v] [70V AUDIO] EGCSRF (C), EGCSRN (C), EGCSVHRF (C), EGCSVHRF-FR (C), EGCSVHRF-SP (C), EGCSVHRN (C), EGCSVHWA (C), EGCSVHWF (C), EGCSVHWF-FR (C), EGCSVHWF-SP (C), EGCSVHWN (C), EGCSVRF (C), EGCSVRN (C), EGCSVWA (C), E [Edwards, Kidde] [NAC] [24 VDC] EGCSVHRF (C), EGCSVHRF-FR (C), EGCSVHRF-SP (C), EGCSVHRN (C), EGCSVHWA (C), EGCSVHWF (C), EGCSVHWF-FR (C), EGCSVHWF-SP (C), EGCSVHWN (C), EGCVHRF (C), EGCVHRF-FR (C), EGCVHRF-SP (C), EGCVHRN (C), EGCVHWA (C),
6f4026c1-45b6-44f3-bcfa-e25a3e59672c | NFPA 170 FIRE ALARM TERMINAL CABINET | RISER FATC |  | North | Space Age Electronics |  | Terminal Cabinet |  |  |  | Assembly | TRUE | SSU00656 | Accessories | Fire Alarm Accessory Cabinet, 14” 14” 3.25” | 1 | 0 | 0 |  |  |  |  | TRUE |  | Surface Mounted |  |  |  | #FFFF0000 | FA-NFPA 170 FIRE ALARM TERMINAL CABINET | 1 | FALSE | FALSE | FALSE | 205 | [19 empty] | DESKTOP-7SAL8M7\acont | 2020-09-14 15:22 | THOR\acont | 2024-09-08 17:27 | Cloned from Space Age Electronics SSU00653
c516d382-6c0e-445e-bb4d-e26bd9159119 |  |  |  | North | BluePoint |  | Cards & Components |  |  |  | Card | TRUE | BP-MCQXM-AMP (25v) | + | 30 Watt Amplifier | 1 | 0.031 | 2.025 |  |  |  |  | TRUE | [5 empty] | #FFFFFFFF |  |  | FALSE | FALSE | FALSE | [14 empty] | FALSE | [5 empty] | THOR\acont | 2024-04-12 14:01 | THOR\acont | 2024-10-09 10:48 | Cloned from MIRCOM QAD-30 (25v) |  | [BluePoint, MIRCOM] BP-MCQXM-AMP (25v), QAD-30 (25v)
6f35954c-1c8f-4fc8-9433-e26eeec04f61 |  |  |  | North | Autocall | [5 empty] | Module | TRUE | A100-5116 |  | Expansion Signal Module Converts one NAC input to three NAC outputs | 1 | 0.02 | 0.08 |  |  |  |  | TRUE | [5 empty] | #FFFFFFFF |  |  | FALSE | FALSE | FALSE | [20 empty] | DESKTOP-0D6CQVA\lousc | 2019-07-07 14:12 | THOR\acont | 2024-10-09 10:48 | Cloned from AutoCall A100-1260 |  | [Autocall] A100-5116
115d6aa9-be16-4205-ab66-e270b42de702 |  |  |  | North | Notifier |  | Cards & Components |  |  |  | Card | TRUE | XPIQ-MB | + | Mother Board | 1 | 0.075 | 0.075 |  |  |  |  | TRUE |  | SURFACE |  |  |  | #FFFFFFFF |  |  | FALSE | FALSE | FALSE | [9 empty] | 12,26 |  |  |  | 50 | FALSE | [5 empty] | THOR\acont | 2024-11-07 07:33 | THOR\acont | 2024-11-07 07:35 | Cloned from Notifier XPIQ-AA2270
14a4be21-d0b3-4d2c-a0c6-e28c5433084c |  |  |  | North | Edwards |  | Hardware |  |  |  | Hardware | TRUE | 960A-4SF |  | 4" Backbox - square, flush | 1 | [6 empty] | FALSE | [5 empty] | #FFFFFFFF |  |  | FALSE | FALSE | FALSE | [14 empty] | FALSE | [7 empty] | THOR\acont | 2024-10-09 10:48
87791f45-bc34-42bc-a2d5-e28c608fb1bf | NFPA 170 SMOKE DETECTOR |  |  | North | MIRCOM |  | Smoke Detector |  |  |  | Module | TRUE | MIX-2251TAP w/B210LP | + | Intelligent Photoelectric Sensor with 135°F Fixed Temperature Heat Detector, Standard Base | 1 | 0.0003 | 0.0065 |  |  |  |  | FALSE | TRUE |  |  |  |  | #FFFF0000 | FA-NFPA 170 SMOKE DETECTOR | 1 | FALSE | FALSE | FALSE | 1408 | [13 empty] | FALSE |  |  | P, 135° |  |  | DESKTOP-7SAL8M7\acont | 2019-04-12 12:42 | THOR\acont | 2024-09-08 17:27 | 20191121 AC Detector with base | [MIRCOM] [SLC SENSORS] [*] [#4 TYPE ADDR ¦ SENSORS] DNR w/MIX-2251BR (C), DNR w/MIX-2351RAP (C), MIX-1251AP w/B200SR-LF-WH (C), MIX-1251AP w/B200SR-WH (C), MIX-1251AP w/B210LP (C), MIX-1251AP w/B224RB-WH (C), MIX-1251AP w/B501 (C), MIX-1251B w/B200SR-LF- [MIRCOM] [SLC MODULES SENSORS] [*] [#2 SHARED ADDR ¦ SENSORS] DNR w/MIX-2251BR (C), DNR w/MIX-2351RAP (C), MIX-1251AP w/B200SR-LF-WH (C), MIX-1251AP w/B200SR-WH (C), MIX-1251AP w/B210LP (C), MIX-1251AP w/B224RB-WH (C), MIX-1251AP w/B501 (C), MIX-1251B w/
97063b84-63de-40cf-8fdf-e292cad4eb8a |  |  |  | North | Monaco Enterprises |  | Cards & Components |  |  |  | Card | TRUE | 227-969-xx MAIN BOARD |  |  | 1 | [6 empty] | TRUE | [5 empty] | #FFFFFFFF |  |  | FALSE | FALSE | FALSE | [20 empty] | AULAPTOP-PC\Aulaptop | 2019-04-20 03:50 | THOR\acont | 2024-10-09 10:48 |  |  | [Monaco Enterprises] 227-969-xx MAIN BOARD
a464b9c4-c11c-4deb-88d2-e29a8d8e9cd1 | NFPA 170 WIRELESS CONTROL UNIT |  |  | North | DMP |  | Wireless Control Unit |  |  |  | Module | TRUE | 1100DHE | + | XT High Power Encrypted Receiver | 1 | 0.24 | 0.24 |  |  |  |  | TRUE | [5 empty] | #FFFF0000 | FA-NFPA 170 WIRELESS CONTROL UNIT | 1 | FALSE | FALSE | FALSE | [20 empty] | DESKTOP-7EIEB7A\acont | 2021-04-05 16:06 | THOR\acont | 2024-09-08 17:27 | Cloned from DMP 1100R | [DMP] [DMP LX BUS] [LX BUS] 1100D, 1100DH, 1100DHE, 1100X, 1100XH, 1100XHE [DMP] [AUX POWER] [*] [12VDC] 1100D, 1100DH, 1100DHE, 1100X, 1100XH, 1100XHE | [DMP] 1100D, 1100DH, 1100DHE, 1100R, 1100X, 1100XH, 1100XHE
0ce65421-4646-47f9-b6a7-e29b89c1f702 |  |  |  | North | Siemens | [5 empty] | Module | TRUE | RNI | 500-033420 | REMOTE NETWORK INTERFACE (REQUIRED FOR REMOTE, LVM,FMT SCM/LCM/ FCM APPLICATIONS) MOUNTS IN REMBOX'S | 1 | 0.075 | 0.075 | [10 empty] | #FFFFFFFF |  |  | FALSE | FALSE | FALSE | [20 empty] | DESKTOP-7SAL8M7\acont | 2019-08-13 09:04 | THOR\acont | 2024-10-09 10:48
8baa51f4-2cc3-4560-ae9f-e2a2cfb1c72b | NFPA 170 STROBE WALL |  |  | North | Eaton Wheelock |  | Strobe |  |  |  | Module | TRUE | ELSTR-ALB | + | WALL STROBE, RED, ALERT, BLUE | 1 | [6 empty] | TRUE | [5 empty] | #FF0070C0 | FA-NFPA 170 STROBE WALL | 1 | FALSE | FALSE | FALSE | 2020 | [19 empty] | DESKTOP-7EIEB7A\acont | 2021-05-18 16:22 | THOR\acont | 2024-09-08 17:27 | Cloned from Eaton Wheelock ELSTR-ALA | [Eaton Wheelock] [NAC] [24VDC] ELSTR-ALB, ELSTR-NB, ELSTW-ALB, ELSTW-NB [Eaton Wheelock] [NAC] [24VDC] STW-NB
272c1a5a-dac2-4f35-9371-e2a98962ce89 | NFPA 170 HORN STROBE |  |  | North | e2S |  | Horn/Strobe |  |  |  | Module | TRUE | D2xC2LD2 |  | Combination Alarm Horn & LED Beacon / Warning Light | 1 | 0 | 0.405 |  |  |  |  | FALSE | [5 empty] | #FF0070C0 | FA-NFPA 170 HORN STROBE | 1 | FALSE | FALSE | FALSE | 2023 | [13 empty] | FALSE |  |  | HZ |  |  | THOR\acont | 2024-05-23 10:40 | THOR\acont | 2024-09-08 17:27 | Cloned from e2S D2xC2XH2 | [e2S] [NAC] [UL1971 24 VDC 1.3HZ] D2xC2LD2 [e2S] [NAC] [UL1971 24 VDC 2HZ] D2xC2LD2 [e2S] [NAC] [UL1971 24 VDC 1HZ] D2xC2LD2
71b4d521-a835-4aaf-9308-e2aab19cfe91 | NFPA 170 JUNCTION BOX |  |  | North | SAFE Fire Detection |  | Junction Box |  |  |  | Module | TRUE | TC1002 |  |  | 1 | [6 empty] | FALSE | [5 empty] | #FF00B050 | FA-NFPA 170 JUNCTION BOX | 1 | FALSE | FALSE | FALSE | 6000 | [13 empty] | FALSE |  |  | LIN |  |  | AULAPTOP-PC\Aulaptop | 2018-09-02 05:06 | THOR\acont | 2024-09-08 17:27 |  | [SAFE Fire Detection] [IDC] 01 [LIN] RG5224, RG5225, TC1000, TC1002 | [SAFE Fire Detection] RG5224, RG5225, TC1000, TC1002
f0d91807-d865-43fd-8177-e2afb2cc7891 | NFPA 170 CELL COMM | RISER CELL COMM |  | North | DMP |  | Cellular Communicator |  |  |  | Module | TRUE | DUALCOMNF-LV (12V) | + | Universal Fire Alarm Communicator with Hardwired Network Primary and LTE Backup (Verizon) | 1 | 0.064 | 0.109 |  |  |  |  | FALSE | [5 empty] | #FFFF0000 | FA-NFPA 170 CELL COMM | 1 | FALSE | FALSE | FALSE | 251 | [13 empty] | FALSE | [5 empty] | DESKTOP-7EIEB7A\acont | 2022-02-16 09:49 | THOR\acont | 2024-09-08 17:27 | Cloned from DMP CellComSLC | [DMP] [AUX POWER] [*] 263LTE, 263LTE-A, 263LTE-V, 263LTE-V5 (12V), DUALCOMNF-LV (12V), DUALCOMNF-LV (24V) [DMP, DSC, Honeywell, NAPCO] [IDC] 01 [TROUBLE] 263LTE, 263LTE-A, 263LTE-V, 263LTE-V5 (12V), 3G3070-CF HSPA, CDMA-FIRE, CellComSLC, CellComSLCF, CellComSLCZ, DUALCOMNF-LV (12V), DUALCOMNF-LV (24V), HWF2A-COM Main Board, HWF2V-COM Main Board, IPGSM-4G, TL [DMP, DSC, NAPCO] [DACT] 01 [DACT] 263LTE, 263LTE-A, 263LTE-V, 263LTE-V5 (12V), 3G3070-CF HSPA, CDMA-FIRE, CellComSLC, CellComSLCF, CellComSLCZ, DUALCOMNF-LV (12V), DUALCOMNF-LV (24V), TL300CF
9dede5f4-b66e-489c-a63f-e2b0a0871bdd |  |  |  | North | RS2 Technologies |  | Cards & Components |  |  |  | Card | TRUE | LP-1501Plus | ++ | Single reader port | 1 | 1.8 | 1.8 |  |  | 24 |  | TRUE | [5 empty] | #FFFFFFFF |  |  | TRUE | FALSE | FALSE | [20 empty] | DESKTOP-7EIEB7A\acont | 2023-01-26 07:21 | THOR\acont | 2024-10-09 10:48 | Cloned from RS2 Technologies LP-1501 | [RS2 Technologies] [ETHERNET] [HOST COMMUNICATION] LP-1501, LP-1501Plus, LP-1502 [RS2 Technologies] [RS-485] [SIO COMMUNICATION] LP-1501, LP-1501Plus, LP-1502, MR-16IN-S3, MR-16OUT-S3, MR-50-S3, MR-52-S3 [RS2 Technologies] [AUX POWER] [*] [AUX INPUT] LP-1501, LP-1501Plus, LP-1502, MR-16IN-S3, MR-16OUT-S3, MR-50-S3, MR-52-S3 | [RS2 Technologies] LP-1501Plus
c9d69515-a295-44d5-902b-e2b383e0889c |  |  |  | North | Edwards |  | Cards & Components |  |  |  | Card | TRUE | FW-NIC |  | Network Interface Card (UL), 10/100 Mbits/s | 1 | [6 empty] | TRUE | [5 empty] | #FFFFFFFF |  |  | FALSE | FALSE | FALSE | [14 empty] | FALSE | [7 empty] | THOR\acont | 2024-10-09 10:48
10016ffa-09b0-4961-92ab-e2b3b4a45910 | NFPA 170 AMPLIFIER RACK | RISER AMP |  | North | Evax |  | Amplifier |  |  |  | Assembly | TRUE | HMX-DPS25 (25V) | + | Distributed Panel, Single Channel, 25W | 1 | [6 empty] | FALSE | [5 empty] | #FFFF0000 | FA-NFPA 170 AMPLIFIER RACK | 1 | FALSE | FALSE | FALSE | 300 | [8 empty] | 7,12,18 |  |  |  | 25 | TRUE | [5 empty] | DESKTOP-7SAL8M7\acont | 2020-07-16 11:07 | THOR\acont | 2024-09-08 17:27 | Cloned from Hochiki FNVDPS25 (25V)
6d9fd2c1-738f-420e-a925-e2b8e5136b6c | NFPA 170 SPEAKER WALL |  |  | North | Edwards |  | Speaker |  |  |  | Module | TRUE | 90243A-801-06-L | UL1480 HyperSpike LineWave Loudspeaker Array 2 White | HyperSpike UL LineWave line array loudspeaker 2 White | 1 | [12 empty] | #FF0070C0 | FA-NFPA 170 SPEAKER WALL | 1 | FALSE | FALSE | FALSE | 2021 | [16 empty] | X2 |  |  | HOMEAUGUSTXPS-1\aucon | 2021-01-25 12:46 | THOR\acont | 2024-09-08 17:27 | August Added Hyperspike | [Edwards] [AUDIO 25v] 90243A-801-01-L, 90243A-801-05-L, 90243A-801-06-L, 90243A-801-07-L [Edwards] [AUDIO 70.7v] 90243A-801-01-L, 90243A-801-05-L, 90243A-801-06-L, 90243A-801-07-L
e7ce90f8-c77f-4b59-ab52-e2ba87593772 |  |  |  | North | Edwards |  | Hardware |  |  |  | Hardware | TRUE | FW-UL6W |  | Workstation. (1) i7 Intel processor. 32 GB RAM. Windows 7 Ult. | 1 | [6 empty] | FALSE | [5 empty] | #FFFFFFFF |  |  | FALSE | FALSE | FALSE | [14 empty] | FALSE | [7 empty] | THOR\acont | 2024-10-09 10:48
5540ed89-40e0-46fa-9201-e2bc2b36bdfa | CADGEN PROXIMITY READER |  |  | North | Hirsch Electronics | Security/Access Control | Prox Reader |  |  |  | Module | TRUE | 8332AB | ++ | TS ScramblePad HF/LF Card Reader | 1 | 0.355 | 0.425 |  |  | 12 |  | FALSE |  | MB2, MB5, MB5-S, MB8, MB9, UMK |  | Face: 5.75 in (14.6 cm) H x 4.5 in (11.4 cm) W x .625 in (1.6 cm) D Body: 4.5 in (11.4 cm) H x 3.5 in (8.9 cm) W x 1.75 in (4.4 cm) D |  | #FFFF0000 | FA-CADGEN PROXIMITY READER | 1 | FALSE | FALSE | FALSE | 5000 | [13 empty] | FALSE | [5 empty] | DESKTOP-QGO6JOK\acont | 2023-12-28 07:38 | THOR\acont | 2024-09-08 17:27 | Cloned from Bosch ARD–SER10–WI | [Bosch, Hirsch Electronics] [CARD READER INPUT] [*] [ALL DEVICES ++] 8330ABT, 8332AB, 8336AB, 8350ABT, 8352ABT, 8356ABT, ARD–AYK12, ARD–SER10–WI, ARD–SER40–WI, ARD–SER90–WI, ARD–SERK40–WI
49ed61e3-906b-4d19-b184-e2c9dffe1295 | NFPA 170 DUCT SMOKE DETECTOR |  |  | North | Apollo |  | Duct Smoke Detector |  |  |  | Module | FALSE | D900-DD-SL-PHOTO w/ 5" TUBE |  | ADDRESSABLE PHOTOELECTRIC DUCT SMOKE DETECTOR WITH 5" AIR SAMPLING TUBE | 1 | 0.0006 | 0.005 |  |  |  |  | FALSE | TRUE |  |  |  |  | #FFFF0000 | FA-NFPA 170 DUCT SMOKE DETECTOR | 1 | FALSE | FALSE | FALSE | 1400 | [13 empty] | FALSE | [7 empty] | THOR\acont | 2024-09-08 17:27 | 20191121 AC Detector with base | [Apollo] [SLC APOLLO MODULES/SENSORS] [#9] D900-DD-SL-PHOTO w/ 5" TUBE (C), D900-DD-SL-PHOTO-R (C) [Advanced, Apollo] [SLC APOLLO MODULES SENSORS] [*] [#2 SHARED ADDR ¦ SENSORS] SA5150-650ADV w/SA5000-230ADV (C), SA5150-750ADV w/SA5000-210ADV (C), 45681-800 (C), 45681-805 (C), 55000-450 w/45681-210UL (C), 55000-450 w/45681-225APO (C), 55000-450 w/ | [Apollo] D900-DD-SL-PHOTO w/ 5" TUBE, D900-DD-SL-PHOTO-R
b0bdb99a-bf2b-497a-abc7-e2cb9d0234e7 | NFPA 170 MANUAL PULL |  |  | North | Siemens |  | Manual Station |  |  |  | Module | TRUE | MSM-KD | 500-698216 | MSM-KD - METAL MANUAL STATION / CAT 45 KEYLOCK / DOUBLE ACTION | 1 | [12 empty] | #FFFF0000 | FA-NFPA 170 MANUAL PULL | 1 | FALSE | FALSE | FALSE | [20 empty] | DESKTOP-7SAL8M7\acont | 2019-08-13 09:04 | THOR\acont | 2024-09-08 17:27 |  | [Siemens] [IDC] 01 AW-1, CPYEC-2-24, CPY-MRS, CPY-MTS, MH-501, MSM-EXP, MSM-GR, MSM-INST, MSM-K, MSM-K-15, MSM-KD, MSM-KD-30, MSM-KD-WP, MSM-K-WP, SXL-EX Main Board, SZE-4X, XMH-501
fc3da519-af8d-4ea2-9e65-e2d1d93fb014 |  |  |  | North | Siemens | [5 empty] | Module | TRUE | EAD-3 | 500-686214 | WEATHERPROOF ENCLOSURE | 1 | [12 empty] | #FFFFFFFF |  |  | FALSE | FALSE | FALSE | [20 empty] | DESKTOP-7SAL8M7\acont | 2019-08-13 09:04 | THOR\acont | 2024-10-09 10:48
80b58454-6247-4eb8-8eff-e2d526f1fe2a | AEC HORN LF |  |  | North | CWSI |  | Notification Appliance |  |  |  | Module | TRUE | 520 |  | LOW FREQUENCY SOUNDER, WIRELESS | 1 | [6 empty] | TRUE | [5 empty] | #FF0070C0 | FA-AEC HORN LF | 1 | FALSE | FALSE | FALSE |  |  |  | 7135-2013:0112 | [13 empty] | LF |  |  | AULAPTOP-PC\Aulaptop | 2019-10-15 04:30 | THOR\acont | 2024-09-08 17:27 | Cloned from New Part CLONED CLONED CLONED CLONED CLONED CLONED CLONED | [CWSI] [CWSI SOUNDERS ] [SOUNDER] 520
5a6b3020-6653-49f3-9353-e2df4c242281 |  |  |  | North | Siemens |  | Cards & Components |  |  |  | Card | TRUE | DLH1191A | ++ | Heater Module for Infra-Red Linear Beam Smoke Detector (Requires 24VDC supply) | 1 | 0.05 | 0.05 |  |  |  |  | TRUE | [5 empty] | #FFFFFFFF |  |  | FALSE | FALSE | FALSE | [20 empty] | DESKTOP-7EIEB7A\acont | 2021-11-19 10:16 | THOR\acont | 2024-10-09 10:48
891dbd99-31d6-4a78-a31b-e2df57d46e1e | NFPA 170 AMPLIFIER RACK | RISER AMP |  | North | Notifier |  | Amplifier |  |  |  | Assembly | TRUE | NFC-50/100 (100W, 70V) | + | (Primary Operating Console) 100 Watt, 70VRMS single speaker zone emergency voice evacuation system, integral microphone, built in tone generator and 14 recordable messages. | 1 | [6 empty] | FALSE | [5 empty] | #FFFF0000 | FA-NFPA 170 AMPLIFIER RACK | 1 | FALSE | FALSE | FALSE | 300 | [8 empty] | 7,12,18,26 |  |  | 7.5 | 100 | TRUE | [5 empty] | DESKTOP-7SAL8M7\acont | 2019-10-02 17:27 | THOR\acont | 2024-09-08 17:27 | Cloned from Firelite ECC-50/100 (100W, 25V)
4b89e9ca-6769-4165-a4b8-e2e1f0b92810 | NFPA 170 HEAT DETECTOR |  |  | North | Hochiki |  | Heat Detector |  |  |  | Module | TRUE | DCD-135 w/HSC-220L LATCHING LED BASE | DCD-135 w/HSC-220L LATCHING LED BASE | HEAT DETECTOR w/ LATCHING LED BASE | 1 |  | 0.223 |  |  |  |  | TRUE | TRUE |  | *Refer to Install Sheet |  |  | #FFFF0000 | FA-NFPA 170 HEAT DETECTOR | 1 | FALSE | FALSE | FALSE | 1403 | [16 empty] | L |  |  | DESKTOP-0D6CQVA\lousc | 2019-10-12 07:39 | THOR\acont | 2024-09-08 17:27 | from Hochiki DCD-135 w/HSC-220L LATCHING LED BASE | [Hochiki] [IDC] 01 [IDC] DCD-135 w/HSC-220L LATCHING LED BASE (C), DCD-135 w/HSC-220R - 2 WIRE RELAY BASE (C), DCD-135 w/HSC-221L LATCHING LED BASE (C), DCD-135 w/HSC-221R - 2 WIRE RELAY BASE (C), DCD-135 w/HSC-224L LATCHING LED BASE (C), DCD-135 w
242c0098-c9bb-413c-829a-e2e744abfeaa | NFPA 170 MANUAL PULL |  |  | North | Secutron |  | Manual Station |  |  |  | Module | TRUE | MRM-710 | ++ | Dual Action Bilingual Manual Station, ULC | 1 | [6 empty] | TRUE |  |  |  | 4.9" H x 3.5" W x 2.0" D |  | #FFFF0000 | FA-NFPA 170 MANUAL PULL | 1 | FALSE | FALSE | FALSE | 957 | [19 empty] | DESKTOP-7EIEB7A\acont | 2023-06-24 19:23 | THOR\acont | 2024-09-08 17:27 | Cloned from Firelite BG-12 | [Secutron] [IDC] 05 MRM-710, MRM-710U
96946be9-8e2c-48c0-ab86-e2eda56a10d4 |  |  |  | North | Space Age Electronics |  | Cards & Components |  |  |  | Card | TRUE | YM0377 R | Red 11 button LOC by SpaceAge OEM Label for Autocall | Red 11 button LOC by SpaceAge OEM Label for Autocall | 1 | 0 | 0 |  |  |  |  | TRUE |  | Mounted inside LOC Cabinet | N/A | N/A |  | #FFFFFFFF |  |  | FALSE | FALSE | FALSE | [20 empty] | DESKTOP-0D6CQVA\lousc | 2019-07-20 14:44 | THOR\acont | 2024-10-09 10:48
0e6e20d8-1d0b-4fd0-bba6-e2f2779d0faf | NFPA 170 BATTERY CABINET |  |  | North | Edwards |  | Enclosure |  |  |  | Assembly | TRUE | BC-1 |  | Battery Cabinet | 1 | [12 empty] | #FFFF0000 | FA-NFPA 170 BATTERY CABINET | 1 | FALSE | FALSE | FALSE | [22 empty] | THOR\acont | 2024-09-08 17:27
4fe2d30f-ccf6-468d-85c0-e2f52ddafbf7 | NFPA 170 SMOKE DETECTOR |  |  | North | Kidde |  | Smoke Detector |  |  |  | Module | TRUE | V-PS |  | Vigilant series photoelectric smoke detector | 1 | 0.00045 | 0.00045 |  |  |  |  | FALSE | TRUE |  |  |  |  | #FFFF0000 | FA-NFPA 170 SMOKE DETECTOR | 1 | FALSE | FALSE | FALSE | 1408 | [13 empty] | FALSE | [5 empty] | AULAPTOP-PC\Aulaptop | 2018-09-03 13:55 | THOR\acont | 2024-09-08 17:27 | 20191121 AC Detector without base | [Edwards, Kidde] [SLC EST SENSORS] 01 [*] [EST3, iO1000] DS-HFS (C), DS-PS (C), FX-HD w/IB4U BASE, FX-HD w/RB4U BASE, FX-HD w/SB4U BASE, FX-HD w/SB4U-LF BASE, FX-HD wB4U BASE, FX-PD w/B4U BASE (C), FX-PD w/IB4U BASE (C), FX-PD w/SB4U BASE (C), FX-PD w/SB [Kidde] [SLC EST MODULES SENSORS] [*] [#2 SHARED ADDR ¦ SENSORS] DS-HFS (C), DS-PS (C), FX-HD w/IB4U BASE, FX-HD w/RB4U BASE, FX-HD w/SB4U BASE, FX-HD w/SB4U-LF BASE, FX-HD wB4U BASE, FX-PD w/B4U BASE (C), FX-PD w/IB4U BASE (C), FX-PD w/SB4U BASE (C), FX [Kidde] [SLC EST SENSORS] [*] [#4 TYPE ADDR ¦ SENSORS] DS-HFS (C), DS-PS (C), FX-HD w/IB4U BASE, FX-HD w/RB4U BASE, FX-HD w/SB4U BASE, FX-HD w/SB4U-LF BASE, FX-HD wB4U BASE, FX-PD w/B4U BASE (C), FX-PD w/IB4U BASE (C), FX-PD w/SB4U BASE (C), FX-PD w/SB4U [Edwards, Kidde] [SLC EST MODULES/SENSORS] 01 [*] [iO64] DS-HFS (C), DS-PS (C), FX-HD w/IB4U BASE, FX-HD w/RB4U BASE, FX-HD w/SB4U BASE, FX-HD w/SB4U-LF BASE, FX-HD wB4U BASE, FX-PD w/B4U BASE (C), FX-PD w/IB4U BASE (C), FX-PD w/SB4U BASE (C), FX-PD w/SB
e24525e8-ea18-4624-9337-e2f5b607ada8 | NFPA 170 REMOTE ANNUNCIATOR | RISER ANNUNCIATOR |  | North | Bosch |  | Remote Annunciator |  |  |  | Module | TRUE | D7030X-S2 | ++ | Eight-point LED annunciator (two yellow, six red) | 1 | 0.045 | 0.19 | [10 empty] | #FFFF0000 | FA-NFPA 170 REMOTE ANNUNCIATOR | 1 | FALSE | FALSE | FALSE | [20 empty] | DESKTOP-7EIEB7A\acont | 2022-04-20 12:37 | THOR\acont | 2024-09-08 17:27 | Cloned from Bosch D7030X-S8 | [Bosch] [OPTION BUS] [*] [BUS ++] D7030X, D7030X-S2, D7030X-S8, D7032, D7035, D7035B, D7042, D7042B, D7048, D7048B, FMR-1000-RA, FMR-1000-RCMD, FMR-7033, FMR-7036
028e0462-f3c1-48dc-83a3-e2f7882042b4 | NFPA 170 SPEAKER STROBE |  |  | North | Edwards |  | Speaker/Strobe |  |  |  | Module | TRUE | G4RF-S2V1575 |  | 25V Speaker/Strobe, Red, FIRE, 15/75 cd | 1 | 0 | 0.294 |  |  |  |  | FALSE | [5 empty] | #FF0070C0 | FA-NFPA 170 SPEAKER STROBE | 1 | FALSE | FALSE | FALSE | 2019 | [13 empty] | FALSE | [7 empty] | THOR\acont | 2024-09-08 17:27 |  | [Edwards, Kidde] [NAC] [16 VDC] G4ERA-A, G4ERA-B, G4ERA-G, G4ERA-R, G4ERF-C, G4ERN-A, G4ERN-B, G4ERN-C, G4ERN-G, G4ERN-R, G4EWA-A, G4EWA-B, G4EWA-G, G4EWA-R, G4EWF-C, G4EWN-A, G4EWN-B, G4EWN-C, G4EWN-G, G4EWN-R, G4F-S2V1575, G4F-S2VM, G4F-S7V1575, G4F-S7 [Edwards, Kidde] [AUDIO 25v] [25V AUDIO] EGCF-S2VMH (C), G4F-S2, G4F-S2V1575, G4F-S2VM, G4HFRF-S2, G4HFRF-S2VMC, G4HFRN-S2, G4HFRN-S2VMC, G4HFWA-S2, G4HFWA-S2VMA, G4HFWA-S2VMC, G4HFWF-S2, G4HFWF-S2VMC, G4HFWN-S2, G4HFWN-S2VMA, G4HFWN-S2VMC, G4RF-S2, G4RF [Edwards, Kidde] [NAC] [24 VDC] G4ERA-A, G4ERA-B, G4ERA-G, G4ERA-R, G4ERF-C, G4ERN-A, G4ERN-B, G4ERN-C, G4ERN-G, G4ERN-R, G4EWA-A, G4EWA-B, G4EWA-G, G4EWA-R, G4EWF-C, G4EWN-A, G4EWN-B, G4EWN-C, G4EWN-G, G4EWN-R, G4F-S2V1575, G4F-S2VM, G4F-S7V1575, G4F-S7
20aaa9a8-698e-476d-a9e4-e2f9feb0870f | NFPA 170 HORN STROBE |  |  | North | System Sensor |  | Horn/Strobe |  |  |  | Module | TRUE | P2WL w/ WAV-WL | + | 2-Wire, Horn Strobe, White | 2 | 0 | 0.119 |  |  |  |  | FALSE | [5 empty] | #FF0070C0 | FA-NFPA 170 HORN STROBE | 1 | FALSE | FALSE | FALSE | 2012 | [13 empty] | FALSE | [5 empty] | DESKTOP-7SAL8M7\acont | 2020-09-14 15:55 | THOR\acont | 2024-09-08 17:27 | Cloned from System Sensor P2WL | [System Sensor] [NAC] [12VDC, TEMPORAL HIGH] P2GRL, P2GWL, P2RL, P2RL w/WAV-RL, P2RL-P, P2RL-SP, P2WL, P2WL w/ WAV-WL, P2WL-P, P2WL-SP [Farenhyt, Firelite, Gamewell FCI, Notifier, Silent Knight, System Sensor] [SWIFT MESH DEVICES] 01 HRL-LF w/ WAV-RL, HWL-LF w/ WAV-WL, P2RL w/WAV-RL, P2RLED w/WAV-RL, P2RL-LF w/ WAV-RL, P2WL w/ WAV-WL, P2WLED w/ WAV-WL, P2WL-LF w/ WAV-WL, SRL w/ WAV-RL, [System Sensor] [NAC] [24VFWR, TEMPORAL HIGH] P2GRL, P2GWL, P2RL, P2RL w/WAV-RL, P2RL-P, P2RL-SP, P2WL, P2WL w/ WAV-WL, P2WL-P, P2WL-SP [System Sensor] [NAC] [24VDC, TEMPORAL HIGH] P2GRL, P2GWL, P2RL, P2RL w/WAV-RL, P2RL-P, P2RL-SP, P2WL, P2WL w/ WAV-WL, P2WL-P, P2WL-SP
4d83bd72-b039-40d2-9718-e300614c5c71 | NFPA 170 VALVE SUPERVISORY SWITCH |  |  | North | Block Definition Only |  | Valve Supervisory Switch |  |  |  | Module | TRUE | NFPA 170 VALVE SUPERVISORY SWITCH |  | NFPA 170 VALVE SUPERVISORY SWITCH | 1 | [12 empty] | #FFFF0000 | FA-NFPA 170 VALVE SUPERVISORY SWITCH | 1 | FALSE | FALSE | FALSE | 916 | [19 empty] | AULAPTOP-PC\Aulaptop | 2020-03-26 07:41 | THOR\acont | 2024-09-08 17:27
2fb4ec06-b9a0-48cb-8b78-e30564c229ba |  |  |  | North | Kidde | [5 empty] | Module | TRUE | B4U |  | Vigilant series standard base | 1 | [6 empty] | FALSE | [5 empty] | #FFFFFFFF |  |  | FALSE | FALSE | FALSE | [14 empty] | FALSE | [5 empty] | AULAPTOP-PC\Aulaptop | 2018-09-03 13:55 | THOR\acont | 2024-10-09 10:48
7a4f89ae-62af-4529-aedf-e305ab84438d |  |  |  | North | Siemens | [5 empty] | Module | TRUE | 40/40L4-212SF | S54430-F187-A1 | UV/IR FLM DET 4.5U WO2 75C 3/4" SS FM | 1 | [12 empty] | #FFFFFFFF |  |  | FALSE | FALSE | FALSE | [20 empty] | DESKTOP-7SAL8M7\acont | 2019-08-13 09:04 | THOR\acont | 2024-10-09 10:48
ca28149b-1752-4f42-85ee-e30caf883559 | NFPA 170 HORN |  |  | North | Concealite |  | Horn |  |  |  | Module | TRUE | FA900-W-ELHNR | + | WALL HORN, RED, NONE | 1 | [6 empty] | TRUE | [5 empty] | #FF0070C0 | FA-NFPA 170 HORN | 1 | FALSE | FALSE | FALSE | 2020 | [19 empty] | THOR\acont | 2024-01-29 09:05 | THOR\acont | 2024-09-08 17:27 | Cloned from Eaton Wheelock ELHNR | [Concealite] [NAC] [24VDC, HIGH CONT.] FA900-W-ELHNR, FAFX-C-ELHNWC (C) [Concealite] [NAC] [24VDC, LOW CONT.] FA900-W-ELHNR, FAFX-C-ELHNWC (C) [Concealite] [AUX POWER] [AUX] FA900-W-ELHNR, FA900-W-ELHSR, FA900-W-ELHSW, FA900-W-ELSPKR, FA900-W-ELSPKW, FA900-W-ELSPSTR, FA900-W-ELSPSTW, FA900-W-ELSTR, FA900-W-ELSTW, FAFX-C-ELHNWC (C), FAFX-C-ELHSRC (C), FAFX-C-ELHSWC (C), FAFX-C-ELSPKWC (C), FAFX-
18b967d0-cad9-48c3-b202-e3193c60b940 |  |  |  | North | Kidde |  | Cards & Components |  |  |  | Card | TRUE | ANSZSC4A |  | Class 'A' converter, use with ANSZS4B, converts 4 B's to 4 A's, snap track | 1 | [6 empty] | TRUE | [5 empty] | #FFFFFFFF |  |  | FALSE | FALSE | FALSE | [14 empty] | FALSE | [5 empty] | DESKTOP-7SAL8M7\acont | 2020-01-02 07:15 | THOR\acont | 2024-10-09 10:48 | Cloned from Edwards ANSZSC4A
6ae4fa47-c1d8-43a4-b6e0-e327fda5d7e0 |  |  |  | North | Edwards |  | Cards & Components |  |  |  | Card | TRUE | QSC-CPU-1-PG |  | OBSOLETE - CPU/Display with 1 Annunciator Option Space, Portuguese | 1 | [6 empty] | TRUE | [5 empty] | #FFFFFFFF |  |  | FALSE | FALSE | FALSE | [14 empty] | FALSE | [7 empty] | THOR\acont | 2024-10-09 10:48
72b5eb86-bc8b-4bde-8467-e3368dfb06f4 |  |  |  | North | Gamewell FCI |  | Cards & Components |  |  |  | Card | TRUE | 1100-1325 | + | INI-VGE-FO (Classic Bulk Voice Gateway fiber-optic module) | 1 | 0.15 | 0.15 |  |  |  |  | TRUE | [5 empty] | #FFFFFFFF |  |  | FALSE | FALSE | FALSE | [14 empty] | FALSE | [7 empty] | THOR\acont | 2024-10-09 10:48 |  | [Gamewell FCI] [AUX POWER] [*] 1100-0455, 1100-0503, 1100-0505, 1100-1321, 1100-1322, 1100-1323, 1100-1324, 1100-1325, 1100-1326, ANU-48, ASM-16, INI-VGC, INI-VGE, INI-VGX, LCD-7100 MAIN CARD, LCD-E3, LCD-SLP, LCD-SLP MAIN BOARD, M34-110, M34-56, NGA, RA [Gamewell FCI] [ARCNET] 1100-1321, 1100-1323, 1100-1325 | [Gamewell FCI] 1100-1321, 1100-1322, 1100-1323, 1100-1324, 1100-1325, 1100-1326, INI-VGC, INI-VGE, INI-VGX
45b8bb4e-9901-43fc-bbd4-e337cac43a39 |  |  |  | North | Edwards |  | Hardware |  |  |  | Hardware | TRUE | BP6 |  | Blank Panel for 19" Racks /w 2.5 FP Spaces, 10" | 1 | [6 empty] | FALSE | [5 empty] | #FFFFFFFF |  |  | FALSE | FALSE | FALSE | [14 empty] | FALSE | [7 empty] | THOR\acont | 2024-10-09 10:48
042c47c0-1882-4e46-b3e4-e33c5fa92504 |  |  |  | North | Edwards |  | Hardware |  |  |  | Hardware | TRUE | 443712BB |  | 16/2 Solid Twisted No-Jacket TFN-THHN (Blk/Bl) | 1 | [6 empty] | FALSE | [5 empty] | #FFFFFFFF |  |  | FALSE | FALSE | FALSE | [14 empty] | FALSE | [7 empty] | THOR\acont | 2024-10-09 10:48
5f6d6c59-3f1b-40a5-bd76-e33f65c9dca6 |  |  |  | North | Sigcom |  | Cards & Components |  |  |  | Card | TRUE | MNS-3-REL | + | Common Alarm and Trouble 3-Relay Card | 1 | 0.03 | 0.07 |  |  |  |  | TRUE | FALSE |  |  |  |  | #FFFFFFFF |  |  | FALSE | FALSE | FALSE | [14 empty] | FALSE | [5 empty] | DESKTOP-7EIEB7A\acont | 2021-03-12 06:41 | THOR\acont | 2024-10-09 10:48 | Cloned from Sigcom MNS-8-ZONE (70V) | [Siemens, Sigcom] [IDC] [#3 SUPERVISORY] MNS-3-REL, TXR-320 Main Board [Siemens, Sigcom] [IDC] [#2 TROUBLE] MNS-3-REL, TXR-320 Main Board, VECP-25 (25W, 25V) MAIN BOARD, VECP-50 (50W, 25V) MAIN BOARD [Siemens, Sigcom] [IDC] [#1 ALARM] MNS-3-REL, TXR-320 Main Board, VECP-25 (25W, 25V) MAIN BOARD, VECP-50 (50W, 25V) MAIN BOARD | [Sigcom] MNS-3-REL
81cde960-8d71-474e-8041-e34403b422c4 | NFPA 170 END OF LINE DEVICE |  |  | North | Air Products |  | End-of-Line Device |  |  |  | Module | TRUE | PAM-4 | + | End of Line Supervision Relay | 1 | 0.02 | 0.02 |  |  |  |  | TRUE | [5 empty] | #FFFF0000 | FA-NFPA 170 END OF LINE DEVICE | 1 | FALSE | FALSE | FALSE | 5050 | [16 empty] | R |  |  | DESKTOP-7SAL8M7\acont | 2019-04-12 21:33 | THOR\acont | 2024-09-08 17:27 | Cloned from Firelite EOLR-1 | [Air Products, Altronix, Firelite, RIB, Space Age Electronics] [AUX POWER, NAC] [*] 6062, MR-101/C/R, MR-101/CR, MR-101/T, MR-201/C/R, PAM-4, RIB2401-RD, SC-300, SSU-MR-101/C, SSU-MR-101/C/R, SSU-MR-201/C, SSU-MR-201/C/R, SSU-MR-204/C [Air Products] [IDC] 01 PAM-4
442e53ab-5777-472a-8cbb-e34edfc86202 |  |  |  | North | Autocall |  | Cards & Components |  |  |  | Card | TRUE | A009-9807 | + | Additional four point NAC module | 1 | 0.04 | 0.04 |  |  |  |  | TRUE | [5 empty] | #FFFFFFFF |  |  | FALSE | FALSE | FALSE | [20 empty] | DESKTOP-0D6CQVA\lousc | 2019-07-05 07:49 | THOR\acont | 2024-10-09 10:48 |  |  | [Autocall, Simplex] 4009-9807, A009-9807 [Autocall, Simplex] 4009-9807, A009-9807
228e48e8-0fbd-437a-b253-e35282bf2398 |  |  |  | North | Notifier |  | Cards & Components |  |  |  | Card | TRUE | DCADC (70V) |  | Class A Expander 70V | 1 | [6 empty] | TRUE | [5 empty] | #FFFFFFFF |  |  | FALSE | FALSE | FALSE | [20 empty] | DESKTOP-7EIEB7A\acont | 2021-05-18 08:37 | THOR\acont | 2024-10-09 10:48 |  |  | [Notifier] DCADC (70V)
2838b237-877c-4d44-aeca-e357d2fee3c7 | NFPA 170 VALVE SUPERVISORY SWITCH |  |  | North | Potter |  | Valve Supervisory Switch |  |  |  | Module | TRUE | OSYSU-CRH | + | Corrosion Resistant Outside Screw and Yoke Valve Supervisory Switch | 1 | [6 empty] | FALSE | [5 empty] | #FFFF0000 | FA-NFPA 170 VALVE SUPERVISORY SWITCH | 1 | FALSE | FALSE | FALSE |  |  |  | 7770-0328:0010 | [10 empty] | FALSE | [7 empty] | THOR\acont | 2024-09-08 17:27 |  | [Potter] [IDC] 01 OSYSU Series, OSYSU-CRH, OSYSU-EX, OSYSU-EX-O, PCVS Series, PCVS-CRH, PIVS-U-EX, PIVSU-EX-O, PS10 Series, PS10-EX, PS15, PS25, PS40 Series, PS40-EX, RBVS, VSG, VSR Series, VSR-10, VSR-AT, VSR-C, VSR-CF, VSR-FE-2, VSR-FEX Series, VSR-S S
aed6a374-82b3-41c2-9ce5-e3595eaaf0c3 |  |  |  | North | Edwards |  | Cards & Components |  |  |  | Card | TRUE | ATP-220 |  | Audio Terminal Panel - 220VAC | 1 | [6 empty] | TRUE | [5 empty] | #FFFFFFFF |  |  | FALSE | FALSE | FALSE | [14 empty] | FALSE | [7 empty] | THOR\acont | 2024-10-09 10:48
1472bd3a-5bd1-4ea1-8d70-e35c17184974 | NFPA 170 LOCAL OPERATOR CONSOLE |  |  | North | Potter |  | Local Operator Console |  |  |  | Module | TRUE | PVX-RM16 |  | Remote Microphone With Select Switches | 1 | 0.012 | 0.0365 |  |  |  |  | FALSE | [5 empty] | #FFFF0000 | FA-NFPA 170 LOCAL OPERATOR CONSOLE | 1 | FALSE | FALSE | FALSE | 265 | [13 empty] | FALSE | [5 empty] | THOR\acont | 2024-04-24 14:16 | THOR\acont | 2024-09-08 17:27 | Cloned from Potter PVX-RM8 | [Potter] [LOC] [*] PVX-RM, PVX-RM16, PVX-RM8
25b812d7-82e8-4c23-acf1-e35e8e32bc46 | NFPA 170 FIRE ALARM TERMINAL CABINET | RISER FATC |  | North | Space Age Electronics |  | Terminal Cabinet |  |  |  | Module | TRUE | SSU00661 | ++ | Fire Alarm Terminal Cabinet, 64pt, Keyed | 1 | 0 | 0 |  |  |  |  | TRUE |  | Surface Mounted |  |  |  | #FFFF0000 | FA-NFPA 170 FIRE ALARM TERMINAL CABINET | 1 | FALSE | FALSE | FALSE | 205 | [19 empty] | DESKTOP-7EIEB7A\acont | 2023-01-11 08:53 | THOR\acont | 2024-09-08 17:27 | Cloned from Space Age Electronics SSU00536 CLONED CLONED CLONED | [Generic, N/A, Space Age Electronics] [JUNCTION PASSTHROUGH] 02 [ALL DEVICES ++] CLASS A RETURN, END OF LINE DEVICE, END OF LINE RESISTOR, FIBER PATCH PANEL, FIRE ALARM TERMINAL CABINET, FURNISHED BY OTHERS, FURNISHED BY OTHERS, JUNCTION BOX, JUNCTION BO [Generic, N/A, Space Age Electronics] [JUNCTION PASSTHROUGH] [#2] CLASS A RETURN, END OF LINE DEVICE, END OF LINE RESISTOR, FIBER PATCH PANEL, FIRE ALARM TERMINAL CABINET, FURNISHED BY OTHERS, FURNISHED BY OTHERS, JUNCTION BOX, JUNCTION BOX CEILING, LINE [Generic, N/A, Space Age Electronics] [JUNCTION PASSTHROUGH] [#4] CLASS A RETURN, END OF LINE DEVICE, END OF LINE RESISTOR, FIBER PATCH PANEL, FIRE ALARM TERMINAL CABINET, FURNISHED BY OTHERS, FURNISHED BY OTHERS, JUNCTION BOX, JUNCTION BOX CEILING, LINE [Generic, N/A, Space Age Electronics] [JUNCTION PASSTHROUGH] [#3] CLASS A RETURN, END OF LINE DEVICE, END OF LINE RESISTOR, FIBER PATCH PANEL, FIRE ALARM TERMINAL CABINET, FURNISHED BY OTHERS, FURNISHED BY OTHERS, JUNCTION BOX, JUNCTION BOX CEILING, LINE
afec6fea-968c-40a9-8659-e3645a19fc35 | BP MANUAL STATION |  |  | North | BluePoint |  | Manual Station |  |  |  | Assembly | TRUE | BP02-A101PH | ++ | PPS ASSEMBLY HW/H (no Module) | 1 | [6 empty] | FALSE | [5 empty] | #FFFF0000 | FA-BP MANUAL STATION | 1 | FALSE | FALSE | FALSE | 957 | [13 empty] | FALSE |  |  | P |  |  | THOR\acont | 2024-04-12 12:31 | THOR\acont | 2024-09-08 17:27 | Cloned from BluePoint BP02-101P CLONED | [BluePoint] [IDC] 01 BP02-101M, BP02-101P, BP02-102M, BP02-102P, BP02-A101M, BP02-A101P, BP02-A101PH, BP02-A102M, BP02-A102P, BP02-A102PH
803ab429-f8e4-49de-971c-e371bcfc045b |  |  |  | North | Edwards |  | Hardware |  |  |  | Hardware | TRUE | 280A-PL |  | Reversible Plastic Mtg Plate for 280 Series | 1 | [6 empty] | FALSE | [5 empty] | #FFFFFFFF |  |  | FALSE | FALSE | FALSE | [14 empty] | FALSE | [7 empty] | THOR\acont | 2024-10-09 10:48
d3e74e71-b544-44bb-8b05-e373f1e61ad4 |  |  |  | North | Bosch | [5 empty] | Module | TRUE | NBN-73023-BA | * | Dinion Ip 7000 1080P Iva | 1 | [12 empty] | #FFFFFFFF |  |  | FALSE | FALSE | FALSE | [20 empty] | DESKTOP-7EIEB7A\acont | 2021-08-13 06:25 | THOR\acont | 2024-10-09 10:48
3cab4256-b770-47a0-ada7-e37436492133 | CADGEN INTERFACE MODULE |  |  | North | Autocall |  | Interface Module |  |  |  | Module | TRUE | A100-6048 | ++ | Intelligent Interface Module, mounted in 4100ES FACU | 1 | 0.132 | 0.132 |  |  | 24 |  | TRUE | [5 empty] | #FFFF0000 | FA-CADGEN INTERFACE MODULE | 1 | FALSE | FALSE | FALSE | [20 empty] | DESKTOP-0D6CQVA\lousc | 2019-07-06 14:05 | THOR\acont | 2024-09-08 17:27 | Cloned from AutoCall A100-6047 | [Autocall, Simplex] [IDNet] [MODULES ++] 2080-9056, 2080-9057, 2080-9067, 2080-9068, 2080-9069, 2080-9070, 4009-9201 Main Board, 4009-9401 Main Board, 4010-9901, 4090-5261, 4090-9001, 4090-9002, 4090-9005, 4090-9006, 4090-9008, 4090-9116, 4098-9019 (Cont | [Autocall, Simplex] 4010-9901, 4100-6048, A010-9901, A100-6048
0e8d9d67-1c7f-4389-9a70-e375e5aaa193 |  |  |  | North | Bosch |  | Cards & Components |  |  |  | Card | TRUE | B9512G Main Board | ++ | Fire Alarm Control Panel Main Board | 1 | 0.18 | 0.26 |  |  |  |  | TRUE | [5 empty] | #FFFFFFFF |  |  | FALSE | FALSE | FALSE | [14 empty] | FALSE | [7 empty] | THOR\acont | 2024-10-09 10:48 |  |  | [Bosch] B8512G Main Board, B9512G Main Board
394dcb39-d122-4b53-a7f5-e3825e71e2f0 |  |  |  | North | Edwards |  | Cards & Components |  |  |  | Card | TRUE | FW-VIDTVC |  | Video Card set for SV+ UL listed systems | 1 | [6 empty] | TRUE | [5 empty] | #FFFFFFFF |  |  | FALSE | FALSE | FALSE | [14 empty] | FALSE | [7 empty] | THOR\acont | 2024-10-09 10:48
6fabeed6-7eaa-41b8-bb4a-e3829f54d455 | NFPA 170 SPEAKER WALL |  |  | North | Kidde |  | Speaker |  |  |  | Module | TRUE | 90215A-801-06-L | HyperSpike | UL 1480 listed C1D2 certified TCPA-10 Distributed Audio Speaker with 5 selectable power taps that run off of 25V, 70V and 100 VRMS audio systems. White. | 1 | [6 empty] | FALSE |  | 72377B-801 |  |  |  | #FF0070C0 | FA-NFPA 170 SPEAKER WALL | 1 | FALSE | FALSE | FALSE | 2021 | [13 empty] | FALSE | [5 empty] | DESKTOP-7SAL8M7\acont | 2020-01-17 08:50 | THOR\acont | 2024-09-08 17:27 | Cloned from Kidde 90215A-801-01-L | [Kidde] [AUDIO 25v] [25V AUDIO] 90215A-801-01-L, 90215A-801-04-L, 90215A-801-05-L, 90215A-801-06-L [Kidde] [AUDIO 70.7v] [70V AUDIO] 90215A-801-01-L, 90215A-801-04-L, 90215A-801-05-L, 90215A-801-06-L
ac91eea0-bacd-4191-8af2-e383b986722d | NFPA 170 REMOTE TEST SWITCH |  |  | North | Farenhyt |  | REMOTE TEST SWITCH |  |  |  | Module | TRUE | RTS151KEY | ++ | Remote Test Station W/ Switch, Alarm & Power LEDs, Key Reset | 1 | 0 | 0.012 |  |  |  |  | FALSE | [5 empty] | #FFFF0000 | FA-NFPA 170 REMOTE TEST SWITCH | 1 | FALSE | FALSE | FALSE | 914 | [13 empty] | FALSE | [7 empty] | THOR\acont | 2024-09-08 17:27 |  | [Farenhyt, Fike, Gamewell FCI, Notifier, Silent Knight] [RTS] [*] RTS151, RTS151KEY, RTS151KEY
fa01769d-39cf-4083-b115-e3850b135b4d | NFPA 170 STROBE WALL |  |  | North | Edwards |  | Strobe |  |  |  | Module | TRUE | 405-5A-TW |  | 15cdW Strobe, White, Terminals | 1 | [6 empty] | FALSE | FALSE |  |  |  |  | #FF0070C0 | FA-NFPA 170 STROBE WALL | 1 | FALSE | FALSE | FALSE | 2023 | [13 empty] | FALSE |  |  | C |  |  |  |  | THOR\acont | 2024-09-08 17:27 |  | [Edwards] [NAC] [24 VDC] 405-5A-T, 405-5A-TW [Edwards] [NAC] [24 VFWR] 405-5A-T, 405-5A-TW
4507056e-cc33-41ac-b8e9-e3876717565f | NFPA 170 AMPLIFIER RACK | RISER AMP |  | North | Firelite |  | Amplifier |  |  |  | Assembly | TRUE | ECC-50/100 (50W, 70V) | + | (Primary Operating Console) 50 Watt, 70VRMS single speaker zone emergency voice evacuation system, integral microphone, built in tone generator and 14 recordable messages. | 1 | [6 empty] | FALSE | [5 empty] | #FFFF0000 | FA-NFPA 170 AMPLIFIER RACK | 1 | FALSE | FALSE | FALSE | 300 | [8 empty] | 7,12,18,26 |  |  | 7.5 | 50 | TRUE | [5 empty] | DESKTOP-7SAL8M7\acont | 2019-02-27 08:19 | THOR\acont | 2024-09-08 17:27 | Cloned from Firelite ECC-50/100 (50W, 25V)
0f564ab7-a64e-4d2c-bca7-e38823c12d88 |  |  |  | North | Potter |  | Cards & Components |  |  |  | Card | TRUE | PAD100-SLCE (100pt) | + | SLC Loop Expander | 1 | 0.06 | 0.06 |  |  |  |  | TRUE | [5 empty] | #FFFFFFFF |  |  | FALSE | FALSE | FALSE | [14 empty] | FALSE | [5 empty] | DESKTOP-7EIEB7A\acont | 2021-03-25 11:09 | THOR\acont | 2024-10-09 10:48 | Cloned from Potter PAD100-SLCE (50pt) | [Potter] [P-LINK] [*] PAD100-SLCE (100pt), PAD100-SLCE (127pt), PAD100-SLCE (50pt), SLCE-127 (100pt), SLCE-127 (127pt), SLCE-127 (50pt) | [Potter] PAD100-SLCE (100pt)
b315ecc7-2aa0-44ae-9990-e38a44399598 | NFPA 170 REMOTE ANNUNCIATOR | RISER ANNUNCIATOR |  | North | Siemens |  | Remote Annunciator |  |  |  | Module | TRUE | FT2010-C1 | ++ | Floor Repeater Terminal - Kaba Key | 1 | 0.04 | 0.04 | [10 empty] | #FFFF0000 | FA-NFPA 170 REMOTE ANNUNCIATOR | 1 | FALSE | FALSE | FALSE | [20 empty] | DESKTOP-7EIEB7A\acont | 2021-11-19 10:16 | THOR\acont | 2024-09-08 17:27 |  | [Siemens] [C-NET] [#1 REPEATER] FT2010-C1, FT2011-A1
b48cad17-bbfe-4460-b5be-e393f0bffa21 | NFPA 170 STROBE CEILING |  |  | North | Autocall |  | Strobe |  |  |  | Module | TRUE | A4906-9112 | + | Multi-candela strobe, Ceiling Mount, Fire, White, High Cd | 1 | 0 | 0 |  |  |  |  | TRUE | TRUE |  |  |  |  | #FF0070C0 | FA-NFPA 170 STROBE CEILING | 1 | FALSE | FALSE | FALSE | 2022 | [16 empty] | C |  |  | DESKTOP-7EIEB7A\acont | 2022-03-07 07:20 | THOR\acont | 2024-09-08 17:27 | Cloned from Autocall A4906-9112 CLONED | [Autocall, Simplex] [NAC] [MAX] 4906-9102 (C), 4906-9104 (C), 4906-9110 (C), 4906-9112 (C), 4906-9114 (C), 4906-9115 (C), 4906-9116 (C), 4906-9117 (C), A4906-9102 (C), A4906-9104 (C), A4906-9110 (C), A4906-9112 (C), A4906-9114 (C), A4906-9115 (C), A4906- [Autocall, Simplex] [NAC] [MAX] 4906-9110 (C), 4906-9112 (C), A4906-9110 (C), A4906-9112 (C)
9b1f1992-fd54-4946-b6c9-e398acb4fe92 | NFPA 170 FIRE ALARM CONTROL UNIT | RISER FACP |  | North | Firelite |  | Fire Alarm Control Unit |  |  |  | Assembly | TRUE | MS-9200 | + | Addressable fire alarm control panel. Includes LCD display, single printed circuit board and cabinet. | 1 | [6 empty] | FALSE | FALSE |  |  |  |  | #FFFF0000 | FA-NFPA 170 FIRE ALARM CONTROL UNIT | 1 | FALSE | FALSE | FALSE | 202 | [8 empty] | 7,12,18 |  | 18 |  |  | TRUE | [5 empty] | THOR\acont | 2023-12-15 10:45 | THOR\acont | 2024-09-08 17:27 | Cloned from Firelite MS-9200UD
1d825abe-9fca-41c6-a9fa-e399ce56bf9e | NFPA 170 SMOKE DETECTOR |  |  | North | Autocall |  | Smoke Detector |  |  |  | Module | TRUE | A4098-9774 w/A4098-9793 | + | TrueAlarm Photoelectric Smoke Detector w/TrueAlarm Isolator Sensor Base - Black | 1 | 0.0008 | 0.001 |  |  |  |  | TRUE | TRUE |  |  |  |  | #FFFF0000 | FA-NFPA 170 SMOKE DETECTOR | 1 | FALSE | FALSE | FALSE | 1408 | [16 empty] | P |  |  | DESKTOP-7SAL8M7\acont | 2020-05-26 09:27 | THOR\acont | 2024-09-08 17:27 | Cloned from AutoCall A4098-9774 w/A4098-9776 | [Autocall, Simplex] [IDNet] [SENSORS ++] 4098-9714 (C), 4098-9714 w/4098-9770 (C), 4098-9714 w/4098-9771 (C), 4098-9714 w/4098-9772 (C), 4098-9714 w/4098-9773 (C), 4098-9714 w/4098-9780 (C), 4098-9714 w/4098-9789 (C), 4098-9714 w/4098-9791 (C), 4098-9714
225796c7-6e93-4779-96cc-e3a67ee2f5b9 | NFPA 170 HORN STROBE CEILING |  |  | North | Eaton Wheelock |  | Horn/Strobe |  |  |  | Module | TRUE | NS-24MCCH-FR |  | Horn Strobe ceiling, 24 VDC, , red | 1 | 0 | 0.681 |  |  |  |  | FALSE | TRUE |  |  |  |  | #FF0070C0 | FA-NFPA 170 HORN STROBE CEILING | 1 | FALSE | FALSE | FALSE | 2013 | [13 empty] | FALSE |  |  | C |  |  |  |  | THOR\acont | 2024-09-08 17:27 |  | [Eaton Wheelock] [NAC] NS-24MCCH-FR (C), NS-24MCCH-FW (C)
a7bf3513-1e6c-4e56-baac-e3a834d26def | NFPA 170 SPEAKER CEILING |  |  | North | Siemens |  | Speaker |  |  |  | Module | TRUE | S-LP70-C | + | Speaker, 70v, Ceiling | 1 | [6 empty] | FALSE | TRUE |  |  |  |  | #FF0070C0 | FA-NFPA 170 SPEAKER CEILING | 1 | FALSE | FALSE | FALSE | 2021 | [13 empty] | FALSE | [5 empty] | DESKTOP-7EIEB7A\acont | 2021-08-17 09:38 | THOR\acont | 2024-09-08 17:27 | Cloned from Siemens S-LP70 | [Siemens] [AUDIO 70.7v] [70V AUDIO] S-LP70, S-LP70-C (C), S-LP70-MCS
937d0187-6352-454b-be58-e3ad7383e5d9 |  |  |  | North | Siemens | [5 empty] | Module | TRUE | XLS-250-ZIC8B-EP | S54430-S7-A1 | XLS-250-ZIC8B-EP INCLUDES: (1) DLC, (1) PMI-3, (1) ZIC-8B, (1) CC-5, (1) PSC-12 | 1 | [12 empty] | #FFFFFFFF |  |  | FALSE | FALSE | FALSE | [20 empty] | DESKTOP-7SAL8M7\acont | 2019-08-13 09:04 | THOR\acont | 2024-10-09 10:48
6bf4810e-baaa-481b-8d4e-e3b7eae24864 | CADGEN AUX POWER SUPPLY | CADGEN AUX POWER SUPPLY |  | North | Monaco Enterprises |  | Auxilliary Power Supply |  |  |  | Assembly | TRUE | 710-059-10 | ++ | MAAP-X to Text Display Interface, Ethernet to Eight RS-485 Ports | 1 | [6 empty] | TRUE | [5 empty] | #FFFF0000 | FA-CADGEN AUX POWER SUPPLY | 1 | FALSE | FALSE | FALSE | 107 | [8 empty] | 12 |  | 12 | [8 empty] | DESKTOP-7EIEB7A\acont | 2023-04-19 11:30 | THOR\acont | 2024-09-08 17:27 | Cloned from Monaco Enterprises 176-286-03
86959213-d7fc-41c7-9d8a-e3b8ad76253c | NFPA 170 GAS DETECTOR |  |  | North | Macurco |  | Gas Detection |  |  |  | Module | TRUE | CD-6H | ++ | Carbon Dioxide (CO2) | 1 | 0.03 | 0.075 |  |  |  |  | FALSE | [5 empty] | #FFFF0000 | FA-NFPA 170 GAS DETECTOR | 1 | FALSE | FALSE | FALSE | 1402 | [13 empty] | FALSE |  |  | CO, NO2 |  |  | DESKTOP-7EIEB7A\acont | 2023-01-13 10:17 | THOR\acont | 2024-09-08 17:27 | Cloned from Macurco CD-6G | [Honeywell, Macurco] [AUX POWER] [*] [24VDC] 8100 EC, C7233A, C7263A, CD-6G, CD-6H, CD-6MC, CM-15, CM-15A, CM-6, CM-E1, CM-E1-FTG, CM-E1-RF, CM-E1-RS, CM-S1, CX-6, EX-CO-1000P-O, GD-2B, TXP-T40, XNX-UTAV-RNCB1 [Honeywell, Macurco] [IDC] [#1 ALARM] 8100 EC, C7233A, C7263A, CD-6G, CD-6H, CD-6MC, CM-15, CM-15A, CM-6, CM-E1, CM-E1-FTG, CM-E1-RF, CM-E1-RS, CM-S1, CX-6, EX-CO-1000P-O, GD-2B, TXP-T40, XNX-UTAV-RNCB1 [Honeywell, Macurco] [RS-485] [DATA INPUT] 8100 EC, C7233A, C7263A, CD-6G, CD-6H, CD-6MC, CM-15, CM-15A, CM-6, CM-E1, CM-E1-FTG, CM-E1-RF, CM-E1-RS, CM-S1, CX-6, EX-CO-1000P-O, GD-2B, XNX-UTAV-RNCB1
f2868817-7a30-4bcb-bab4-e3b920440f40 | NFPA 170 DUCT SMOKE DETECTOR |  |  | North | Siemens |  | Duct Smoke Detector |  |  |  | Module | TRUE | FDBZ492 w/OP921 | S54319-B22-A1 | DUCT HOUSING - 2 WIRE WITHOUT RELAY w/ OP921 | 1 | 0.00025 | 0.00041 |  |  |  |  | FALSE | TRUE |  |  |  |  | #FFFF0000 | FA-NFPA 170 DUCT SMOKE DETECTOR | 1 | FALSE | FALSE | FALSE | 1400 | [13 empty] | FALSE | [7 empty] | THOR\acont | 2024-09-08 17:27 | 20191121 AC Detector with base | [Siemens] [SLC MODULES SENSORS] [*] [#1 SHARED ADDR ¦ MODULES] AD-11P (C), FDBZ492 w/OP921 (C), FDBZ492-HR w/FDO421 (C), FDBZ492-HR w/OP921 (C), FDBZ492-R (C), FDCIO422, HCP, HCP-Z, HFPO-11, HFPT-11, HMS-D, HMS-DE, HMS-DP, HMS-DZ, HMS-S, HMS-SA, HMS-SE, [Siemens] [SLC MODULES SENSORS] [*] [#2 SHARED ADDR ¦ SENSORS] FDBZ492 w/OP921 (C), FDBZ492-HR w/FDO421 (C), FDBZ492-HR w/OP921 (C), FDO421 (C), FDO421 w/DB-11 BASE (C), FDOT421 w/DB-11 BASE (C), FDOT421 w/DB2-HR BASE (C), FDT421 w/DB-11 BASE, FP-11 w/DB | [Siemens] FDBZ492 w/OP921, FDBZ492-HR w/FDO421, FDBZ492-HR w/OP921, FDBZ492-PR, FDBZ492-R
e57d2272-e8aa-4e51-86a6-e3bed94e55a5 | NFPA 170 MANUAL PULL |  |  | North | Monaco Enterprises |  | Manual Station |  |  |  | Module | TRUE | 708-025-03 | + | Pull station, single action, DPST, normally open, terminal block, red, non-coded, non-break, key reset. Uses same key as Monaco Fire Alarm Control Panels. | 1 | [12 empty] | #FFFF0000 | FA-NFPA 170 MANUAL PULL | 1 | FALSE | FALSE | FALSE | 957 | [19 empty] | DESKTOP-7SAL8M7\acont | 2020-04-02 08:18 | THOR\acont | 2024-09-08 17:27 | Cloned from Monaco Enterprises 708-026-01 | [Monaco Enterprises] [IDC] 01 708-025-01, 708-025-03, 721-128-00 (C), 721-407-00 (C), 721-408-00 (C), 722-125-00 (C), 722-408-00 (C), 722-409-00 (C), 725-312-00 (C), 725-313-00 (C)
5de50852-635a-4af5-acbe-e3c0b580419f | NFPA 170 MANUAL PULL |  |  | North | Sigcom |  | Manual Station |  |  |  | Module | TRUE | SGX-32SK1-SC | + | Dual Action Pull Station, DPDT, Red, Explosion Proof | 1 | [6 empty] | TRUE | [5 empty] | #FFFF0000 | FA-NFPA 170 MANUAL PULL | 1 | FALSE | FALSE | FALSE | 957 | [16 empty] | XP |  |  | DESKTOP-7EIEB7A\acont | 2022-03-11 10:38 | THOR\acont | 2024-09-08 17:27 | Cloned from Sigcom SG-42CXK1-BL | [Sigcom] [IDC] 01 SG-42CXK1-BL, SG-42CXK1E-BL, SG-42CXK1E-GR, SG-42CXK1E-RD, SG-42CXK1E-YL, SG-42CXK1-GR, SG-42CXK1-RD, SG-42CXK1-YL, SG-42CXK2-BL, SG-42CXK2-GR, SG-42CXK2-RD, SG-42CXK2-YL, SG-42SK1, SG-42SK1-SC, SG-42SK2, SG-42SK2-SC, SGX-32SK1-SC
c626f9ae-caa1-43d0-98a1-e3c0c84861af |  |  |  | North | Gamewell FCI |  | Cards & Components |  |  |  | Card | TRUE | SLC-PM | ++ | SLC LOOP EXPANDER FOR SECOND LOOP | 1 | 0.014 | 0.014 |  |  |  |  | TRUE | [5 empty] | #FFFFFFFF |  |  | FALSE | FALSE | FALSE | [14 empty] | FALSE | [7 empty] | THOR\acont | 2024-10-09 10:48 |  |  | [Gamewell FCI, MIRCOM] ALC-636, FX-2000MNS Main Card, SLC-PM, SLP-E3
34123c7f-5fa3-4278-b0a5-e3c78105a35f | NFPA 170 AREA OF REFUGE REMOTE |  |  | North | TALK A PHONE | Area of Refuge | Area of Refuge Component |  |  |  | Module | TRUE | AOR-CSE-SM | ++ | AOR ANALOG CALL STATION, SURFACE MOUNT | 1 | [6 empty] | FALSE |  |  |  | 5.50 x 8.38 x 2.25 in. (140 x 213 x 57 mm) |  | #FF00B050 | FA-NFPA 170 AREA OF REFUGE REMOTE | 1 | FALSE | FALSE | FALSE | 4000 | [13 empty] | FALSE | [5 empty] | THOR\acont | 2024-01-10 15:50 | THOR\acont | 2024-09-08 17:27 | Cloned from Rath Area of Refuge 3400 | [TALK A PHONE] [AOR Call Circuit] AOR-CSE-FM, AOR-CSE-SM
24e96116-d513-4b01-b366-e3c8743c7add |  |  |  | North | Edwards |  | Hardware |  |  |  | Hardware | TRUE | CV10915 |  | ¾” CPVC socket union, Bag of 10 | 1 | [6 empty] | FALSE | [5 empty] | #FFFFFFFF |  |  | FALSE | FALSE | FALSE | [14 empty] | FALSE | [7 empty] | THOR\acont | 2024-10-09 10:48
b51d69d6-73e6-4c4c-930a-e3cae1227b8d |  |  |  | North | Edwards |  | Hardware |  |  |  | Hardware | TRUE | 23901-01 |  | Replacement Reflector | 1 | [6 empty] | FALSE | [5 empty] | #FFFFFFFF |  |  | FALSE | FALSE | FALSE | [14 empty] | FALSE | [7 empty] | THOR\acont | 2024-10-09 10:48
541d9df0-32a4-4977-8a17-e3cc97b7e35b |  |  |  | North | Potter |  | Cards & Components |  |  |  | Card | TRUE | PFC-6200 MAIN BOARD | + | Main Board for PFC-6200 Fire Alarm Control Panel | 1 | 0.13 | 0.22 |  |  |  |  | TRUE | [5 empty] | #FFFFFFFF |  |  | FALSE | FALSE | FALSE | [14 empty] | FALSE | [7 empty] | THOR\acont | 2024-10-09 10:48 |  | [Advanced, Potter] [VAC ] [120VAC] AFC-100 Main Board, AFC-1000 Main Board, AFC-50 Main Board, ARC-100 Main Board, AX-PSN104 Main Board, AX-PSN106 Main Board, AX-PSN108 Main Board, AX-PSN-64 Main Board, DCA-10025 (25V) Main Board, DCA-10025 (70V) Main Bo [Potter] [IDC] [#1 ALARM] AFC-100 Main Board, AFC-1000 Main Board, AFC-50 Main Board, ARC-100 Main Board, IPA-100 MAIN BOARD, IPA-4000 MAIN BOARD, IPA-4000V MAIN BOARD, IPA-60 MAIN BOARD, P200 MAIN BOARD, PFC-4064 MAIN BOARD, PFC-4410G3 MAIN BOARD, PFC-4 [Potter] [IDC] [#2 TROUBLE] AFC-100 Main Board, AFC-1000 Main Board, AFC-50 Main Board, ARC-100 Main Board, IPA-100 MAIN BOARD, IPA-4000 MAIN BOARD, IPA-4000V MAIN BOARD, IPA-60 MAIN BOARD, P200 MAIN BOARD, PFC-4064 MAIN BOARD, PFC-4410G3 MAIN BOARD, PFC [Potter] [IDC] [#3 SUPERVISORY] AFC-100 Main Board, AFC-1000 Main Board, AFC-50 Main Board, ARC-100 Main Board, IPA-100 MAIN BOARD, IPA-4000 MAIN BOARD, IPA-4000V MAIN BOARD, IPA-60 MAIN BOARD, P200 MAIN BOARD, PFC-4064 MAIN BOARD, PFC-4410G3 MAIN BOARD, | [Potter] PFC-6200 MAIN BOARD
feaa91b7-c440-405b-9d61-e3ceb93a8fa8 | NFPA 170 SPEAKER STROBE |  |  | North | Edwards |  | Speaker/Strobe |  |  |  | Module | TRUE | WG4WF-SVMHC |  | 25/70V Speaker/Strobe, white, FIRE, clear, 102, 123, 147, 161 cd | 1 | [6 empty] | FALSE | [5 empty] | #FF0070C0 | FA-NFPA 170 SPEAKER STROBE | 1 | FALSE | FALSE | FALSE | 2019 | [13 empty] | FALSE |  |  | WP |  |  |  |  | THOR\acont | 2024-09-08 17:27 |  | [Edwards, Kidde] [AUDIO 25v] [25V AUDIO] EGCF-S2VMH (C), G4F-S2, G4F-S2V1575, G4F-S2VM, G4HFRF-S2, G4HFRF-S2VMC, G4HFRN-S2, G4HFRN-S2VMC, G4HFWA-S2, G4HFWA-S2VMA, G4HFWA-S2VMC, G4HFWF-S2, G4HFWF-S2VMC, G4HFWN-S2, G4HFWN-S2VMA, G4HFWN-S2VMC, G4RF-S2, G4RF [Edwards] [NAC] [24 VDC] WG4RF-SVMHC, WG4RN-SVMHC, WG4WA-SVMHC, WG4WF-SVMHC, WG4WN-SVMHC [Edwards, Kidde] [AUDIO 70.7v] [70V AUDIO] G4F-S7, G4F-S7V1575, G4F-S7VM, G4HFRF-S7, G4HFRF-S7VMC, G4HFRN-S7, G4HFRN-S7VMC, G4HFWA-S7, G4HFWA-S7VMA, G4HFWA-S7VMC, G4HFWF-S7, G4HFWF-S7VMC, G4HFWN-S7, G4HFWN-S7VMA, G4HFWN-S7VMB, G4HFWN-S7VMC, G4RF-S7, G4RF
2f1497c0-58be-4dca-9701-e3d3f76b3779 |  |  |  | North | Autocall |  | Cards & Components |  |  |  | Card | TRUE | A009-9808 | + | Dual Class A adapter (for two NAC outputs) | 1 | 0 | 0 |  |  |  |  | TRUE | [5 empty] | #FFFFFFFF |  |  | FALSE | FALSE | FALSE | [20 empty] | DESKTOP-0D6CQVA\lousc | 2019-07-05 07:55 | THOR\acont | 2024-10-09 10:48 | Cloned from AutoCall A009-9807
00023cab-6996-4258-aebd-e3d5b326d492 | NFPA 170 EMERGENCY COMMUNICATIONS CONTROL UNIT | RISER LOC |  | North | Autocall |  | Cards & Components |  |  |  | Card | TRUE | A003-9840 | + | Class A/B Splitter (SP4Z-A/B), audio NAC expansion module, four Class B zones or two Class A zones; requires one dedicated NAC input; rated 40 W output maximum for each zone (Class A or Class B operation); requires A003-9841 mounting bracket when mounted in booster cabinet; module dimensions = 4 1/2 in. H x 5 1/2 in. H x 1 1/2 in. D (114 mm x 140 mm x 38 mm) | 1 | [6 empty] | TRUE | [5 empty] | #FFFF0000 | FA-NFPA 170 EMERGENCY COMMUNICATIONS CONTROL UNIT | 1 | FALSE | FALSE | FALSE | 300 | [8 empty] | 7,12,18,26,33 |  |  |  | 40 | FALSE | [5 empty] | DESKTOP-7EIEB7A\acont | 2021-05-07 06:43 | THOR\acont | 2024-09-08 17:27 | Cloned from AutoCall A003-9302 Main Board
93007020-bf35-4290-94fc-e3db2f074c85 |  |  |  | North | Edwards |  | Hardware |  |  |  | Hardware | TRUE | 3-LKE |  | EN-54 English Template | 1 | [6 empty] | FALSE | [5 empty] | #FFFFFFFF |  |  | FALSE | FALSE | FALSE | [14 empty] | FALSE | [7 empty] | THOR\acont | 2024-10-09 10:48
5540a2b9-392e-4250-95bb-e3dc519cad5c | NFPA 170 SPEAKER STROBE CEILING |  |  | North | Edwards |  | Speaker/Strobe |  |  |  | Module | TRUE | GCWA-S2VMHB |  | 25V Speaker/Strobe white, ALERT, High cd, blue | 1 | 0 | 0.502 |  |  |  |  | FALSE | TRUE |  |  |  |  | #FF0070C0 | FA-NFPA 170 SPEAKER STROBE CEILING | 1 | FALSE | FALSE | FALSE | 2020 | [13 empty] | FALSE |  |  | C |  |  |  |  | THOR\acont | 2024-09-08 17:27 |  | [Edwards, Kidde] [NAC] [16 VDC] EGCF-S2VMH (C), EGCF-VMH (C), GCF-S2VMH (C), GCF-S7VMH (C), GCF-VMH (C), GCHFRF-S2VMCH (C), GCHFRF-S7VMCH (C), GCHFRN-S2VMCH (C), GCHFRN-S7VMCH (C), GCHFWA-S2VMAH (C), GCHFWA-S2VMCH (C), GCHFWA-S7VMAH (C), GCHFWA-S7VMCH (C [Edwards, Kidde] [NAC] [24 VDC] EGCF-S2VMH (C), EGCF-VMH (C), GCF-S2VMH (C), GCF-S7VMH (C), GCF-VMH (C), GCHFRF-S2VMCH (C), GCHFRF-S7VMCH (C), GCHFRN-S2VMCH (C), GCHFRN-S7VMCH (C), GCHFWA-S2VMAH (C), GCHFWA-S2VMCH (C), GCHFWA-S7VMAH (C), GCHFWA-S7VMCH (C [Edwards, Kidde] [AUDIO 25v] [25V AUDIO] EGCF-S2VMH (C), G4F-S2, G4F-S2V1575, G4F-S2VM, G4HFRF-S2, G4HFRF-S2VMC, G4HFRN-S2, G4HFRN-S2VMC, G4HFWA-S2, G4HFWA-S2VMA, G4HFWA-S2VMC, G4HFWF-S2, G4HFWF-S2VMC, G4HFWN-S2, G4HFWN-S2VMA, G4HFWN-S2VMC, G4RF-S2, G4RF
3925f7b7-31d6-4928-98f7-e3df911545c5 |  |  |  | North | Gamewell FCI |  | Cards & Components |  |  |  | Card | TRUE | GWF402 Main Board | + | Main Board for FLEX 402 | 1 | 0.08 | 0.112 |  |  |  |  | TRUE | [5 empty] | #FFFFFFFF |  |  | FALSE | FALSE | FALSE | [14 empty] | FALSE | [5 empty] | DESKTOP-7SAL8M7\acont | 2019-05-01 13:31 | THOR\acont | 2024-10-09 10:48 | Cloned from Gamewell FLEX 410 Main Board | [Gamewell FCI, Honeywell] [VAC ] 7100 Main Board, FireVac IV (50W, 25V) Main Board, FireVac IV (50W, 70V) Main Board, FLEX 410 Main Board, GF505 Main Board, GF506R Main Board, GF510 Main Board, GFPS-6 Main Board, GFPS-9 Main Board, GWF402 Main Board, GWF [Gamewell FCI, Honeywell] [VAC ] [120VAC] 7100 Main Board, FireVac IV (50W, 25V) Main Board, FireVac IV (50W, 70V) Main Board, FLEX 410 Main Board, GF505 Main Board, GF506R Main Board, GF510 Main Board, GFPS-6 Main Board, GFPS-9 Main Board, GWF402 Main B | [Gamewell FCI] GWF402 Main Board
05618f21-d8c2-4c6d-9ba7-e3e0b5a836e2 |  |  |  | North | Autocall |  | Cards & Components |  |  |  | Card | TRUE | A007-9809 | ++ | Relay Module; relays for Alarm, Supervisory, and Trouble; rated 2 A resistive @ 32 VDC | 1 | 0.015 | 0.037 |  |  |  |  | TRUE | [5 empty] | #FFFFFFFF |  |  | FALSE | FALSE | FALSE | [20 empty] | DESKTOP-7SAL8M7\acont | 2020-05-11 17:11 | THOR\acont | 2024-10-09 10:48 | Cloned from AutoCall A007-9808
a100db3f-40d7-4eac-a7ec-e3e48d3b1817 |  |  |  | North | Edwards |  | Cards & Components |  |  |  | Card | TRUE | QS2-1 CPU |  | CPU / LCD Display | 1 | 0.199 | 0.235 |  |  |  |  | TRUE | [5 empty] | #FFFFFFFF |  |  | FALSE | FALSE | FALSE | [14 empty] | FALSE | [5 empty] | THOR\acont | 2024-08-26 10:34 | THOR\acont | 2024-10-09 10:48 | Cloned from Edwards QS1-1 CPU |  | [Edwards] QS1-1 CPU, QS2-1 CPU
5ebcd42f-d726-45f6-99d4-e3e4e662b1ce | NFPA 170 REMOTE ANNUNCIATOR | RISER ANNUNCIATOR |  | North | Siemens |  | Remote Annunciator |  |  |  | Assembly | TRUE | FT2009-U1 | S54400-A145-A1++ | 32 ZONE TABULAR ANNUNC.(BL) | 1 | 0.025 | 0.105 |  |  |  |  | FALSE | [5 empty] | #FFFF0000 | FA-NFPA 170 REMOTE ANNUNCIATOR | 1 | FALSE | FALSE | FALSE | 255 | [13 empty] | FALSE | [5 empty] | AULAPTOP-PC\Aulaptop | 2019-05-19 10:25 | THOR\acont | 2024-09-08 17:27 | Cloned from Siemens FT2008-U1 | [Siemens] [AUX POWER] FT2008-U1, FT2009-U1 [Siemens] [RS-485] FT2008-U1, FT2009-U1
e53be982-e196-41ff-add1-e3eb7fb1927a | NFPA 170 SMOKE DETECTOR |  |  | North | Notifier |  | Smoke Detector |  |  |  | Module | TRUE | FSP-851T w/B210LP | ++ | Intelligent Addressable Photo Detector w/ Flashscan, Plug-in Detector Base | 1 | 0.0003 | 0.0065 |  |  |  |  | FALSE | TRUE | FLUSH |  | 4" SQ. DEEP | 3 "O" PLASTER RING | #FFFF0000 | FA-NFPA 170 SMOKE DETECTOR | 1 | FALSE | FALSE | FALSE | 1408 |  |  | 7272-0028:0206 | [10 empty] | FALSE | [7 empty] | THOR\acont | 2024-09-08 17:27 | 20191121 AC Detector with base | [Honeywell, Notifier, System Sensor] [SLC MODULES SENSORS] [*] [#2 SHARED ADDR ¦ SENSORS] 2251B (C), 2251-COPTIR (C), 2251-COPTIR w/B200S-WH (C), 2251TB (C), 2251TMB (C), 5251B (C), 5251B-WP (C), 5251H (C), 5251RB (C), 5251RB-WP (C), 7251 (C), 7251DH (C) [Honeywell, Notifier, System Sensor] [SLC SENSORS] [*] [#4 TYPE ADDR ¦ SENSORS] 2251B (C), 2251-COPTIR (C), 2251-COPTIR w/B200S-WH (C), 2251TB (C), 2251TMB (C), 5251B (C), 5251B-WP (C), 5251H (C), 5251RB (C), 5251RB-WP (C), 7251 (C), 7251DH (C), DH200LP
8fe30012-1477-4fea-abb0-e3eecbf7e5cf | NFPA 170 CELL COMM | RISER CELL COMM |  | North | Honeywell |  | Cellular Communicator |  |  |  | Module | TRUE | LTE-IV | ++ | Multi-path IP and Cellular Technologies, VISTA ECP, Verizon | 1 | 0.319 | 0.38 |  |  | 12 |  | FALSE |  |  |  | 8.4" x 8.0" x 1.5" (21.3cm x 20.3cm x 3.8cm) |  | #FFFF0000 | FA-NFPA 170 CELL COMM | 1 | FALSE | FALSE | FALSE | 250 | [13 empty] | FALSE | [5 empty] | DESKTOP-7EIEB7A\acont | 2021-09-29 14:36 | THOR\acont | 2024-09-08 17:27 | Cloned from Honeywell LTE-CFV | [DSC, Honeywell, Rath Area of Refuge] [DACT] [#2 DACT] 2100-LTEVER4-2, 3G4010, HW-AV-LTE-M, HW-TG7FE-A, HW-TG7FE-V, HW-TG7FS-A, HW-TG7FS-V, LE4010, LTE-CFA, LTE-CFV, LTE-HSV, LTE-IA, LTE-IV [DSC, Honeywell, Rath Area of Refuge] [DACT] [#1 DACT] 2100-LTEVER4-2, 3G4010, HW-AV-LTE-M, HW-TG7FE-A, HW-TG7FE-V, HW-TG7FS-A, HW-TG7FS-V, LE4010, LTE-CFA, LTE-CFV, LTE-HSV, LTE-IA, LTE-IV
621379fc-ca39-4ba9-9cd5-e3f8613e5288 | NFPA 170 HORN STROBE |  |  | North | Gentex |  | Horn/Strobe |  |  |  | Module | TRUE | GECR24PWW | + | GEC3 Colored Lens Horn/Strobe, Selectable Candela Low Profile, Wall, White, Plain, Red Lens | 1 | 0 | 0.31 |  |  |  |  | FALSE | FALSE |  |  |  |  | #FF0070C0 | FA-NFPA 170 HORN STROBE | 1 | FALSE | FALSE | FALSE | 2023 | [13 empty] | FALSE | [5 empty] | DESKTOP-7EIEB7A\acont | 2021-11-04 10:40 | THOR\acont | 2024-09-08 17:27 | Cloned from Gentex GESR24PWW | [Gentex] [NAC] [UL MAX, Temp 3 2400Hz, High] GECB24PWR, GECB24PWW, GECG24PWR, GECG24PWW, GECR24PWR, GECR24PWW
5740c353-c024-4892-a184-e3fb256f5d8a |  |  |  | North | Edwards |  | Hardware |  |  |  | Hardware | TRUE | FW-42LCDVMK1 |  | 42" Wall Mount Bracket Kit - single display, vertical | 1 | [6 empty] | FALSE | [5 empty] | #FFFFFFFF |  |  | FALSE | FALSE | FALSE | [14 empty] | FALSE | [7 empty] | THOR\acont | 2024-10-09 10:48
b5688222-4900-40ec-98a7-e3fb8f2297a2 |  |  |  | North | Edwards |  | Hardware |  |  |  | Hardware | TRUE | QSC-5-R-1-FR |  | OBSOLETE - FAP w/ 5 Option Card Spaces, Red, French | 1 | [6 empty] | FALSE | [5 empty] | #FFFFFFFF |  |  | FALSE | FALSE | FALSE | [14 empty] | FALSE | [7 empty] | THOR\acont | 2024-10-09 10:48
642ff456-e8d2-4f6d-84f7-e3fc3852dcb1 | NFPA 170 DGP |  |  | North | Notifier |  | Hardware |  |  |  | Hardware | TRUE | ADDR-C4 |  | Three-tier-sized door designed for use with a CA-2 chassis mounted in the top rows. BLACK. | 1 | [6 empty] | FALSE | [5 empty] | #FFFF0000 | FA-NFPA 170 DGP | 1 | FALSE | FALSE | FALSE | [9 empty] | 7,12,18 |  |  |  |  | TRUE | [5 empty] | DESKTOP-7EIEB7A\acont | 2021-04-01 14:57 | THOR\acont | 2024-09-08 17:27 | Cloned from Notifier ADDR-B4
ccc0e4a8-59e2-4915-b6cb-e3ffb51da82f | NFPA 170 SPEAKER STROBE |  |  | North | Eaton Wheelock |  | Speaker/Strobe |  |  |  | Module | TRUE | ET70-24MCW-FR |  | Speaker/Strobe, wall, 24 VDC, red, sel cd | 1 | 0 | 0.155 |  |  |  |  | FALSE | FALSE |  |  |  |  | #FF0070C0 | FA-NFPA 170 SPEAKER STROBE | 1 | FALSE | FALSE | FALSE | 2019 | [13 empty] | FALSE | [7 empty] | THOR\acont | 2024-09-08 17:27 |  | [Bosch, Eaton Wheelock, Hochiki] [AUDIO 25v] [25V AUDIO] ET-1080-R, ET-1080-W, ET70-24MCW-FR, ET70-24MCW-FR, ET70-24MCW-FW, ET70-24MCWH-FR, ET70-24MCWH-FW, ET70-24MCWH-FW, ET70-24W-FR, ET70-R, ET70-R, ET70-W, ET70-W, ET90-24MCC-FR, ET90-24MCC-FW, ET90-24 [Bosch, Eaton Wheelock, Hochiki] [AUDIO 70.7v] [70V AUDIO] ET-1080-R, ET-1080-W, ET70-24MCW-FR, ET70-24MCW-FR, ET70-24MCW-FW, ET70-24MCWH-FR, ET70-24MCWH-FW, ET70-24MCWH-FW, ET70-24W-FR, ET70-R, ET70-R, ET70-W, ET70-W, ET90-24MCC-FR, ET90-24MCC-FW, ET90- [Bosch, Eaton Wheelock, Hochiki] [NAC] [UL MAX FWR] E70-24MCW-FR, E70-24MCW-FW, E70-24MCW-FW, ET70-24MCW-FR, ET70-24MCW-FR, ET70-24MCW-FW [Bosch, Eaton Wheelock, Hochiki] [NAC] [UL MAX DC] E70-24MCW-FR, E70-24MCW-FW, E70-24MCW-FW, ET70-24MCW-FR, ET70-24MCW-FR, ET70-24MCW-FW
24c2f300-9bf6-4800-b5d9-e400ec4c7a37 | NFPA 170 ADDRESSABLE INPUT MONITOR MODULE |  |  | North | DMP |  | Addressable Module |  |  |  | Module | TRUE | 715-8 COPY |  | 8 Zone Input Module, red Model 340 enclosure | 1 | 0.052 | 0.724 |  |  |  |  | FALSE | [5 empty] | #FFFF0000 | FA-NFPA 170 ADDRESSABLE INPUT MONITOR MODULE | 1 | FALSE | FALSE | FALSE | 1000 | [13 empty] | FALSE |  |  | 8 |  |  | THOR\acont | 2024-04-12 14:39 | XPS-17-9710\August | 2025-01-05 15:58 | Cloned from DMP 715-8 | [BluePoint, DMP] [DMP LX BUS] [*] [LX BUS] 712-8, 714, 714-16, 714-16L-G, 714-16L-R, 714-16PCB, 714-16-R, 714-8, 714-8L-G, 714-8L-R, 714-8PCB, 714-8-R, 715-16, 715-16PCB, 715-8, 715-8 COPY, 715-8PCB, BP-DHE-714-8 | [BluePoint, DMP] 712-8, 714-8, 714-8L-G, 714-8L-R, 714-8PCB, 714-8-R, 715-8, 715-8 COPY, 715-8PCB, BP-DHE-714-8
8ed5eb5e-ef34-424c-9928-e402f77a255e |  |  |  | North | Edwards |  | Hardware |  |  |  | Hardware | TRUE | 6ANN/B-S |  | Surface Box for 3ANN | 1 | [6 empty] | FALSE | [5 empty] | #FFFFFFFF |  |  | FALSE | FALSE | FALSE | [14 empty] | FALSE | [7 empty] | THOR\acont | 2024-10-09 10:48
de3dd208-f78f-412e-8208-e40445b7fdc5 | NFPA 170 SMOKE DETECTOR |  |  | North | Fike |  | Smoke Detector |  |  |  | Module | TRUE | FIK-2351 w/B300-6 | ++ | White, low‐profile intelligent photoelectric sensor, Standard Base | 1 | 0.0002 | 0.0045 |  |  |  |  | FALSE | TRUE |  |  |  |  | #FFFF0000 | FA-NFPA 170 SMOKE DETECTOR | 1 | FALSE | FALSE | FALSE | 1408 | [13 empty] | FALSE | [5 empty] | DESKTOP-7EIEB7A\acont | 2023-01-02 16:02 | THOR\acont | 2024-09-08 17:27 | Cloned from Firelite SD365 w/B300-6 | [Fike] [SLC IDP SENSORS] [*] [#4 TYPE ADDR ¦ SENSORS] DNR w/FIK‐2351R (C), FIK-2351 w/B200S-LF-WH (C), FIK-2351 w/B200S-WH (C), FIK-2351 w/B224RB-WH (C), FIK-2351 w/B300-6 (C), FIK-2351T w/B200S-LF-WH (C), FIK-2351T w/B200S-WH (C), FIK-2351T w/B224RB-WH
236e840d-e2c1-4721-8d11-e410e0855335 |  |  |  | North | Siemens | [5 empty] | Module | TRUE | D2300-MP | 500-634758 | MOUNTING PLATE TO HOLD UP TO 2 D2300CP MODULES AND 1 PS5A MODULE | 1 | [12 empty] | #FFFFFFFF |  |  | FALSE | FALSE | FALSE | [20 empty] | DESKTOP-7SAL8M7\acont | 2019-08-13 09:04 | THOR\acont | 2024-10-09 10:48
d1c7cb33-2e34-4cf4-9013-e4149461ba28 |  |  |  | North | Siemens |  | Hardware |  |  |  | Hardware | TRUE | DB-11-DP | 500-649097 | BASE PLUG (100PC) | 1 | [12 empty] | #FFFFFFFF |  |  | FALSE | FALSE | FALSE | [20 empty] | DESKTOP-7SAL8M7\acont | 2019-08-13 09:04 | THOR\acont | 2024-10-09 10:48
57249667-d2ba-4f05-b862-e4153a7b08f6 | NFPA 170 FIRE ALARM CONTROL UNIT | RISER FACP |  | North | Hochiki |  | Fire Alarm Control Unit |  |  |  | Assembly | TRUE | LA103K3-10 |  | FireNET L@TITUDE Analog Addressable Fire Alarm Control Panel, 4 Slot Standard Enclosure, 10.25 A Auto Voltage, 6-Loop Panel Module, Hochiki Protocol, Network Module, and Media Gateway™, Red, 48 Zone LEDs | 1 | [6 empty] | FALSE |  |  | *Refer to Install Sheet | 16.5in (W) x 23.2in (H) x 6in (D) | KM5FCRD (Optional Semi-Flush Mounting Kit) | #FFFF0000 | FA-NFPA 170 FIRE ALARM CONTROL UNIT | 1 | FALSE | FALSE | FALSE | 202 | [8 empty] | 7,12,18,28 |  |  | 10.25 |  | TRUE | [5 empty] | DESKTOP-7SAL8M7\acont | 2019-12-04 15:59 | THOR\acont | 2024-09-08 17:27 | Cloned from Hochiki LA103K1-10
ec18447c-d3a0-401e-91a7-e4158b15a104 | NFPA 170 SPEAKER STROBE |  |  | North | Siemens |  | Speaker/Strobe |  |  |  | Module | TRUE | SL2SPSWR-FB | S54329-F174-A1++ | Speaker-Strobe, Wall, Clear, Red, Pictogram | 1 | [12 empty] | #FF0070C0 | FA-NFPA 170 SPEAKER STROBE | 1 | FALSE | FALSE | FALSE | 2023 | [19 empty] | DESKTOP-7EIEB7A\acont | 2023-08-03 07:56 | THOR\acont | 2024-09-08 17:27 | Cloned from Siemens SL2SWR-FB | [Siemens] [AUDIO 70.7v] [70V AUDIO] SL2SPSCR-A (C), SL2SPSCR-AL (C), SL2SPSCR-ALA (C), SL2SPSCR-F (C), SL2SPSCR-FB (C), SL2SPSCR-N (C), SL2SPSCR-NA (C), SL2SPSCW-A (C), SL2SPSCW-AL (C), SL2SPSCW-ALA (C), SL2SPSCW-F (C), SL2SPSCW-FB (C), SL2SPSCW-N (C), S [Siemens] [AUDIO 25v] [25V AUDIO] SL2SPSCR-A (C), SL2SPSCR-AL (C), SL2SPSCR-ALA (C), SL2SPSCR-F (C), SL2SPSCR-FB (C), SL2SPSCR-N (C), SL2SPSCR-NA (C), SL2SPSCW-A (C), SL2SPSCW-AL (C), SL2SPSCW-ALA (C), SL2SPSCW-F (C), SL2SPSCW-FB (C), SL2SPSCW-N (C), SL2 [Siemens] [NAC] [16.0 – 33.0 VDC] SL2SPSWR-AL, SL2SPSWR-ALA, SL2SPSWR-F, SL2SPSWR-FB, SL2SPSWR-M, SL2SPSWR-N, SL2SPSWR-NA, SL2SPSWW-AL, SL2SPSWW-ALA, SL2SPSWW-F, SL2SPSWW-FB, SL2SPSWW-M, SL2SPSWW-N, SL2SPSWW-NA, SL2SWR-A, SL2SWR-AL, SL2SWR-ALA, SL2SWR-AL
c60a0d99-e4ca-4e5c-b2ab-e417266103fe |  |  |  | North | Edwards |  | Cards & Components |  |  |  | Card | TRUE | iO64G-2 Mainboard |  | Mainboard for iO64G-2 assembly | 1 | 0.155 | 0.204 | 3.75 |  |  |  | TRUE | [5 empty] | #FFFFFFFF |  |  | FALSE | FALSE | FALSE | [14 empty] | FALSE | [7 empty] | THOR\acont | 2024-10-09 10:48 |  | [Edwards, Kidde, Macurco] [IDC] [#3 SUPERVISORY] 2IDC, 76-600000-001 Main Board, 76-800xxx-xxx Main Board, 77-600000-901 Main Board, 84-732001-901 Main Board, DVP-120 Mainboard, EST1-2Z Mainboard, FSP1004G Mainboard, FSP1004G-2 Mainboard, FSP1004GD Mainb [Edwards, Kidde, Macurco] [IDC] [#1 ALARM] 2IDC, 76-600000-001 Main Board, 76-800xxx-xxx Main Board, 77-600000-901 Main Board, 84-732001-901 Main Board, DVP-120 Mainboard, EST1-2Z Mainboard, FSP1004G Mainboard, FSP1004G-2 Mainboard, FSP1004GD Mainboard, [Edwards, Kidde, Macurco] [IDC] [#2 TROUBLE] 2IDC, 76-600000-001 Main Board, 76-800xxx-xxx Main Board, 77-600000-901 Main Board, 84-732001-901 Main Board, DVP-120 Mainboard, EST1-2Z Mainboard, FSP1004G Mainboard, FSP1004G-2 Mainboard, FSP1004GD Mainboard [Edwards, Kidde] [VAC ] 2IDC, 76-600000-001 Main Board, 76-800xxx-xxx Main Board, 77-600000-901 Main Board, 84-732001-901 Main Board, APS10A Mainboard, APS6A Mainboard, BPS10A Mainboard, BPS10A/230 Mainboard, BPS6A Mainboard, BPS6A/230 Mainboard, EST1-2Z | [Edwards] iO64G-2 Mainboard [Edwards, Kidde] FX-64R Mainboard, FX-64RD Mainboard, iO64G Mainboard, iO64G-2 Mainboard, iO64G-2-PG Mainboard, iO64G-2-SP Mainboard, iO64GD Mainboard, iO64GL Mainboard, iO64GL-F Mainboard, iO64G-PG Mainboard, iO64G-SP Mainboard, iO64R Mainboard, iO64R-2 [Edwards, Kidde] FX-1000 Mainboard, FX-1000D Mainboard, FX-64RD Mainboard, iO1000G Mainboard, iO1000G-2 Mainboard, iO1000G-2-PG Mainboard, iO1000G-2-SP Mainboard, iO1000GC Mainboard, iO1000GD Mainboard, iO1000G-F Mainboard, iO1000G-PG Mainboard, iO1000G-S [Edwards, Kidde] FX-64R Mainboard, FX-64RD Mainboard, iO64G Mainboard, iO64G-2 Mainboard, iO64G-2-PG Mainboard, iO64G-2-SP Mainboard, iO64GD Mainboard, iO64GL Mainboard, iO64GL-F Mainboard, iO64G-PG Mainboard, iO64G-SP Mainboard, iO64R Mainboard, iO64R-2 [Edwards, Kidde] FX-64R Mainboard, FX-64RD Mainboard, iO64G Mainboard, iO64G-2 Mainboard, iO64G-2-PG Mainboard, iO64G-2-SP Mainboard, iO64GD Mainboard, iO64GL Mainboard, iO64GL-F Mainboard, iO64G-PG Mainboard, iO64G-SP Mainboard, iO64R Mainboard, iO64R-2 [Edwards, Kidde] FX-1000 Mainboard, FX-1000D Mainboard, FX-64RD Mainboard, iO1000G Mainboard, iO1000G-2 Mainboard, iO1000G-2-PG Mainboard, iO1000G-2-SP Mainboard, iO1000GC Mainboard, iO1000GD Mainboard, iO1000G-F Mainboard, iO1000G-PG Mainboard, iO1000G-S
64cc5ff4-3d3e-4000-9d19-e41b251ea308 |  |  |  | North | Autocall |  | Hardware |  |  |  | Hardware | TRUE | A100-2162 | + | 2 BAY PACKAGE - SOLID | 1 | [12 empty] | #FFFFFFFF |  |  | FALSE | FALSE | FALSE | [20 empty] | DESKTOP-7EIEB7A\acont | 2021-08-18 12:58 | THOR\acont | 2024-10-09 10:48 | Cloned from AutoCall A2975-9448
c57d3ab2-ee31-4e6e-af27-e41d516c4c0f | NFPA 170 REMOTE ANNUNCIATOR | RISER ANNUNCIATOR |  | North | Edwards |  | Remote Annunciator |  |  |  | Assembly | TRUE | RLED-C |  | LED Ann, Y/R LEDs for 16 zones, w/com Ctrls, white | 1 | [6 empty] | FALSE | [5 empty] | #FFFF0000 | FA-NFPA 170 REMOTE ANNUNCIATOR | 1 | FALSE | FALSE | FALSE | 255 | [8 empty] | 7,12,18 |  |  |  |  | TRUE | [7 empty] | THOR\acont | 2024-09-08 17:27
25e860cb-bd45-4210-a123-e41dfdfa143b |  |  |  | North | Monaco Enterprises |  | Cards & Components |  |  |  | Card | TRUE | 729-134-00 | + | BASE,DET:6.1",RELAY | 1 | 0.00045 | 0.00045 |  |  |  |  | TRUE | FALSE |  |  |  |  | #FFFFFFFF |  |  | FALSE | FALSE | FALSE | [14 empty] | FALSE | [5 empty] | DESKTOP-7SAL8M7\acont | 2020-02-23 09:35 | THOR\acont | 2024-10-09 10:48 | Cloned from Firelite B224RB
73133c40-6ef2-40b0-ab6f-e425a9135ed6 | NFPA 170 ADDRESSABLE INPUT MONITOR MODULE |  |  | North | Notifier |  | Addressable Module |  |  |  | Module | TRUE | FD7044 MM-101 |  | Addressable Mini Monitor Module | 1 | 0.0003 | 0.0003 |  |  |  |  | FALSE | FALSE | FLUSH |  | 4"SQ. DEEP | W/ COVER | #FFFF0000 | FA-NFPA 170 ADDRESSABLE INPUT MONITOR MODULE | 1 | FALSE | FALSE | FALSE | 1000 |  |  | 7300-0028:0219 | [10 empty] | FALSE | [7 empty] | THOR\acont | 2024-09-08 17:27 |  | [Honeywell, Notifier, System Sensor] [SLC MODULES] [*] [#3 TYPE ADDR ¦ MODULES] 30-3013 w/FMM-101, Q3013D, ACM-8R, ACPS-610, AMPS-24, AMPS-24E, EM-1M, EM-1MI, EM-1MM, EM-1MMI, EM-1R, EM-1RI, EM-1SR, EM-1SRI, FCM-1, FCM-1-REL, FD7044 MM-101, FDM-1, FDRM-1 [Honeywell, Notifier, System Sensor] [SLC MODULES SENSORS] [*] [#1 SHARED ADDR ¦ MODULES] 30-3013 w/FMM-101, Q3013D, ACM-8R, ACPS-610, AMPS-24, AMPS-24E, EM-1M, EM-1MI, EM-1MM, EM-1MMI, EM-1R, EM-1RI, EM-1SR, EM-1SRI, FCM-1, FCM-1-REL, FD7044 MM-101, FDM | [Notifier, Silent Knight] EM-1M, EM-1MI, EM-1MM, EM-1MMI, FD7044 MM-101, FMM-1, FMM-101, HFS-MM, NMM-100, NMM-100P
2000f5bd-0592-464f-bbb4-e4263fb39640 | NFPA 170 SMOKE DETECTOR |  |  | North | Hochiki |  | Smoke Detector |  |  |  | Module | TRUE | ACC-V w/YBN-NSA-4 STANDARD BASE | ACC-V MULTI-CRITERIA SENSOR | ACC-V MULTI-CRITERIA SENSOR w/YBN-NSA-4 STANDARD BASE | 1 | 0.00045 | 0.00054 |  |  |  |  | TRUE | TRUE |  | *Refer to Install Sheet |  |  | #FFFF0000 | FA-NFPA 170 SMOKE DETECTOR | 1 | FALSE | FALSE | FALSE | 1408 | [16 empty] | MC |  |  | DESKTOP-0D6CQVA\lousc | 2019-10-12 09:46 | THOR\acont | 2024-09-08 17:27 | Cloned from Hochiki ACD-V w/YBN-NSA-4 STANDARD BASE | [Hochiki] [SLC HOCHIKI] 02 [*] [SLC] ACC-V w/ASBL SOUNDER BASE (C), ACC-V w/HSB-NSA-6 STANDARD BASE (C), ACC-V w/SCI-B4 SHORT CIRCUIT ISOLATOR BASE (C), ACC-V w/SCI-B6 SHORT CIRCUIT ISOLATOR BASE (C), ACC-V w/YBN-NSA-4 STANDARD BASE (C), DH-98-A ANALOG D
a3389845-bbc1-4291-9bf0-e42a12e038f6 |  |  |  | North | Bosch | [5 empty] | Module | TRUE | DIP-7GRSN-P6 | * | Graphic / Sound For Dipaio7000 | 1 | [12 empty] | #FFFFFFFF |  |  | FALSE | FALSE | FALSE | [20 empty] | DESKTOP-7EIEB7A\acont | 2021-08-13 06:25 | THOR\acont | 2024-10-09 10:48
863cee2c-46a4-4e9f-aff2-e42abe6ab971 | NFPA 170 STROBE CEILING |  |  | North | System Sensor |  | Strobe |  |  |  | Module | TRUE | SCWLED-CLR-ALERT | ++ | Strobe, Ceiling, White, ALERT | 1 | 0 | 0.111 |  |  |  |  | FALSE | TRUE |  |  |  |  | #FF0070C0 | FA-NFPA 170 STROBE CEILING | 1 | FALSE | FALSE | FALSE | 2022 | [13 empty] | FALSE |  |  | C |  |  | DESKTOP-QGO6JOK\acont | 2023-10-19 06:45 | THOR\acont | 2024-09-08 17:27 | Cloned from System Sensor SCWL-CLR-ALERT | [System Sensor] [NAC] [24VDC] SCRKLED (C), SCRKLED-B (C), SCRKLED-P (C), SCRLED (C), SCRLED-B (C), SCRLED-P (C), SCWKLED (C), SCWKLED-B (C), SCWKLED-P (C), SCWLED (C), SCWLED-B (C), SCWLED-CLR-ALERT (C), SCWLED-P (C)
34b0b547-01e8-4ee6-93b6-e42fa449d4b8 | NFPA 170 HORN STROBE CEILING |  |  | North | Eaton Wheelock |  | Horn/Strobe |  |  |  | Module | TRUE | HS4-24MCCH-FR | + | Ceiling Horn Strobe, 24 VDC, red | 1 | 0 | 0.249 |  |  |  |  | FALSE | TRUE |  |  |  |  | #FF0070C0 | FA-NFPA 170 HORN STROBE CEILING | 1 | FALSE | FALSE | FALSE | 2012 | [13 empty] | FALSE | [5 empty] | DESKTOP-7EIEB7A\acont | 2021-05-10 12:54 | THOR\acont | 2024-09-08 17:27 | Cloned from Eaton Wheelock HS4-24MCC-FR | [Eaton Wheelock] [NAC] [VDC, CODE 3 MEDIUM DB] HS4-24MCCH-FR (C), HS4-24MCCH-FW (C)
fdcb7a29-0fe5-4770-a1e4-e4367dcceb38 |  |  |  | North | Siemens | [5 empty] | Module | TRUE | PS-35 | 500-884950 | POWER SUPPLY 24VDC-120VAC, 10 AMP | 1 | [12 empty] | #FFFFFFFF |  |  | FALSE | FALSE | FALSE | [20 empty] | DESKTOP-7SAL8M7\acont | 2019-08-13 09:04 | THOR\acont | 2024-10-09 10:48
f1403fed-d5e6-4ce0-a236-e43cc39664e7 |  |  |  | North | Notifier |  | Cards & Components |  |  |  | Card | TRUE | APS-26R | + | 6.0 Amp Auxiliary Power Supply | 1 | 0.025 | 0 | 6 |  |  |  | TRUE | FALSE |  |  |  |  | #FFFFFFFF |  |  | FALSE | FALSE | FALSE | [14 empty] | FALSE | [5 empty] | DESKTOP-7EIEB7A\acont | 2023-02-03 08:48 | THOR\acont | 2024-10-09 10:48 | Cloned from Notifier APS-6R | [Firelite, Notifier] [NAC Trigger] APS-26R, APS-6R, FCPS-24FS6 Main Board, FCPS-24FS8 Main Board | [Notifier] APS-26R, APS-6R
cb1ff858-07f3-482e-b29c-e43e626f2f99 |  |  |  | North | Edwards |  | Hardware |  |  |  | Hardware | TRUE | 403-8A-R |  | Bell/Strobe Plate, 24Vdc, 110cdW, 60cdC | 1 | [6 empty] | FALSE | [5 empty] | #FFFFFFFF |  |  | FALSE | FALSE | FALSE | [14 empty] | FALSE | [7 empty] | THOR\acont | 2024-10-09 10:48
3f01fd05-8d8a-4004-920a-e44076842cb7 | NFPA 170 SMOKE DETECTOR |  |  | North | System Sensor |  | Smoke Detector |  |  |  | Module | TRUE | BEAM200 | ++ | Beam Smoke Detector, Single-ended Reflected Type | 1 | 0.002 | 0.0085 |  |  |  |  | FALSE | TRUE |  |  |  |  | #FFFF0000 | FA-NFPA 170 SMOKE DETECTOR | 1 | FALSE | FALSE | FALSE | 1408 | [13 empty] | FALSE |  |  | BT |  |  |  |  | THOR\acont | 2024-09-08 17:27 | 20191121 AC Detector without base | [Firelite, Macurco, Notifier, Silent Knight, System Sensor] [AUX POWER] [*] [AUX INPUT ++] 1251B (C), 1412B (C), 1424 (C), 2112/24AT (C), 2112/24S (C), 2112/24TS (C), 2112AITR (C), 2112ATR (C), 2112R (C), 2124AITR (C), 2124ATR (C), 2124R (C), 2151 w/B110 [Firelite, Macurco, Notifier, Silent Knight, System Sensor] [IDC] 01 [IDC 4-WIRE ++] 1251B (C), 1412B (C), 1424 (C), 2112/24AT (C), 2112/24S (C), 2112/24TS (C), 2112AITR (C), 2112ATR (C), 2112R (C), 2124AITR (C), 2124ATR (C), 2124R (C), 2151 w/B110RLP (C
21552728-6407-497a-9b67-e443772875ed | NFPA 170 WIRELESS CONTROL UNIT |  |  | North | DMP |  | Wireless Control Unit |  |  |  | Module | TRUE | 1100XH | + | XR High Power Receiver | 1 | 0.24 | 0.24 |  |  |  |  | TRUE | [5 empty] | #FFFF0000 | FA-NFPA 170 WIRELESS CONTROL UNIT | 1 | FALSE | FALSE | FALSE | [20 empty] | AULAPTOP-PC\Aulaptop | 2019-05-12 12:10 | THOR\acont | 2024-09-08 17:27 | Cloned from Generic New Part | [DMP] [DMP LX BUS] [LX BUS] 1100D, 1100DH, 1100DHE, 1100X, 1100XH, 1100XHE [DMP] [AUX POWER] [*] [12VDC] 1100D, 1100DH, 1100DHE, 1100X, 1100XH, 1100XHE | [DMP] 1100D, 1100DH, 1100DHE, 1100R, 1100X, 1100XH, 1100XHE
5558e792-d5c8-4e1c-92ed-e4488f336229 | NFPA 170 HORN STROBE CEILING |  |  | North | Siemens |  | Horn/Strobe |  |  |  | Module | TRUE | SL2MTSCW-NB | S54329-F251-A1++ | Multi-Tone Strobe, Ceiling, Amber, White, No Lettering | 1 | [12 empty] | #FF0070C0 | FA-NFPA 170 HORN STROBE CEILING | 1 | FALSE | FALSE | FALSE | 2023 | [19 empty] | DESKTOP-7EIEB7A\acont | 2023-08-03 09:20 | THOR\acont | 2024-09-08 17:27 | Cloned from Siemens SL2MTSWW-NB | [Siemens] [NAC] [24 VDC, HORN STD] SL2MTSCR-F, SL2MTSCR-FB, SL2MTSCW-F, SL2MTSCW-NA, SL2MTSCW-NB, SL2MTSCW-NG, SL2MTSCW-NR
b3434597-9868-4bbc-8f99-e44adfd2c37c | NFPA 170 SMOKE HEAT DETECTOR |  |  | North | Edwards |  | Smoke/Heat Detector |  |  |  | Module | TRUE | SIGA-PHD w/SIGA-IB BASE | ++ | Photoelectric smoke and heat detector, 135F w/15F/min ROR | 1 | 5.1e-05 | 6.8e-05 |  |  |  |  | FALSE | TRUE |  |  |  |  | #FFFF0000 | FA-NFPA 170 SMOKE HEAT DETECTOR | 1 | FALSE | FALSE | FALSE | 1408 | [13 empty] | FALSE | [7 empty] | THOR\acont | 2024-10-08 16:47 | 20191121 AC Detector with base | [Edwards, Kidde] [SLC EST SENSORS] 01 [*] [EST3, iO1000] DS-HFS (C), DS-PS (C), FX-HD w/IB4U BASE, FX-HD w/RB4U BASE, FX-HD w/SB4U BASE, FX-HD w/SB4U-LF BASE, FX-HD wB4U BASE, FX-PD w/B4U BASE (C), FX-PD w/IB4U BASE (C), FX-PD w/SB4U BASE (C), FX-PD w/SB [Edwards, Kidde] [SLC EST SENSORS] [*] [#4 TYPE ADDR ¦ SENSORS] KI-DDOS (C), SIGA2-COS w/SIGA-AB4G BASE, SIGA2-COS w/SIGA-AB4G-LF BASE, SIGA2-COS w/SIGA-AB4GT BASE, SIGA2-COS w/SIGA-IB BASE, SIGA2-COS w/SIGA-RB BASE, SIGA2-COS w/SIGA-SB BASE, SIGA2-HCOS [Edwards, Kidde] [SLC EST MODULES SENSORS] [*] [#2 SHARED ADDR ¦ SENSORS] KI-DDOS (C), SIGA2-COS w/SIGA-AB4G BASE, SIGA2-COS w/SIGA-AB4G-LF BASE, SIGA2-COS w/SIGA-AB4GT BASE, SIGA2-COS w/SIGA-IB BASE, SIGA2-COS w/SIGA-RB BASE, SIGA2-COS w/SIGA-SB BASE, S [Edwards, Kidde] [SLC EST MODULES/SENSORS] 01 [*] [iO64] DS-HFS (C), DS-PS (C), FX-HD w/IB4U BASE, FX-HD w/RB4U BASE, FX-HD w/SB4U BASE, FX-HD w/SB4U-LF BASE, FX-HD wB4U BASE, FX-PD w/B4U BASE (C), FX-PD w/IB4U BASE (C), FX-PD w/SB4U BASE (C), FX-PD w/SB
6938a119-637f-4aa7-9172-e451de46be7f | NFPA 170 SPLITTER |  |  | North | Eaton Wheelock |  | Miscellaneous |  |  |  | Module | TRUE | SP4Z-A/B | ++ | Supervised 2-Zone Class A or 4-Zone Class B Speaker Audio Splitter for the SP40S, SP40/2 or Audio Boosters | 1 | 0.015 | 0.015 |  |  |  |  | TRUE | [5 empty] | #FFFF0000 | FA-NFPA 170 SPLITTER | 1 | FALSE | FALSE | FALSE | [14 empty] | FALSE | [5 empty] | AULAPTOP-PC\Aulaptop | 2019-01-05 09:19 | THOR\acont | 2024-09-08 17:27 | Cloned from Cooper Notification SP40S-MAIN CARD | [Eaton Wheelock] [AUDIO 25v, AUDIO 70.7v, AUDIO LOW] [RISER INPUT] SP4Z-A/B | [Eaton Wheelock] SP4-APS, SP4Z-A/B [Eaton Wheelock] SP4-APS, SP4Z-A/B
4eda45d0-a294-4d6e-b306-e4632c88ab71 | NFPA 170 SPEAKER STROBE |  |  | North | Eaton Wheelock |  | Speaker/Strobe |  |  |  | Module | TRUE | ET70-24MCWH-FW |  | Speaker/Strobe, 24 VDC, Multi-Candela, , 25/70 Vrms, white | 1 | 0 | 0.645 |  |  |  |  | FALSE | FALSE |  |  |  |  | #FF0070C0 | FA-NFPA 170 SPEAKER STROBE | 1 | FALSE | FALSE | FALSE | 2019 | [13 empty] | FALSE | [7 empty] | THOR\acont | 2024-09-08 17:27 |  | [Bosch, Eaton Wheelock, Hochiki] [NAC] ET70-24MCWH-FR, ET70-24MCWH-FW, ET70-24MCWH-FW [Bosch, Eaton Wheelock, Hochiki] [AUDIO 70.7v] [70V AUDIO] ET-1080-R, ET-1080-W, ET70-24MCW-FR, ET70-24MCW-FR, ET70-24MCW-FW, ET70-24MCWH-FR, ET70-24MCWH-FW, ET70-24MCWH-FW, ET70-24W-FR, ET70-R, ET70-R, ET70-W, ET70-W, ET90-24MCC-FR, ET90-24MCC-FW, ET90- [Bosch, Eaton Wheelock, Hochiki] [AUDIO 25v] [25V AUDIO] ET-1080-R, ET-1080-W, ET70-24MCW-FR, ET70-24MCW-FR, ET70-24MCW-FW, ET70-24MCWH-FR, ET70-24MCWH-FW, ET70-24MCWH-FW, ET70-24W-FR, ET70-R, ET70-R, ET70-W, ET70-W, ET90-24MCC-FR, ET90-24MCC-FW, ET90-24
a8b0bd43-cd4e-47d4-9c45-e46559ad8d07 |  |  |  | North | Autocall |  | Hardware |  |  |  | Hardware | TRUE | A100-0011 |  | FACTORY USE AUDIO ONLY SHIPKIT | 1 | 0 | 0 |  |  |  |  | TRUE | [5 empty] | #FFFFFFFF |  |  | FALSE | FALSE | FALSE | [20 empty] | DESKTOP-7EIEB7A\acont | 2021-11-30 07:04 | THOR\acont | 2024-10-09 10:48 | Cloned from Autocall A100-0638
2a5f0b31-2315-4d09-80d7-e465d835c789 | NFPA 170 STROBE WALL |  |  | North | Autocall |  | Strobe |  |  |  | Module | TRUE | A59VO-APPLWW |  | Visible Notification Appliances, Wall Mount Multi-Candela Strobe, White | 1 | 0 | 0 |  |  |  |  | TRUE | [5 empty] | #FF0070C0 | FA-NFPA 170 STROBE WALL | 1 | FALSE | FALSE | FALSE | 2023 | [19 empty] | DESKTOP-7SAL8M7\acont | 2020-05-26 10:13 | THOR\acont | 2024-09-08 17:27 | Cloned from AutoCall A59VO-APPLWR | [Autocall] [IDNac] [23 VDC RMS] A59VO-APPLWR, A59VO-APPLWW
84a08293-6f7d-441a-9d65-e46766b5e327 | LED REMOTE INDICATOR |  |  | North | Siemens |  | Remote Indicator |  |  |  | Module | TRUE | RL-HC | 500-033230 | REMOTE LAMP-CEILING | 1 | [7 empty] | TRUE |  |  |  |  | #FFFF0000 | FA-LED REMOTE INDICATOR | 1 | FALSE | FALSE | FALSE | [20 empty] | DESKTOP-7SAL8M7\acont | 2019-08-13 09:04 | THOR\acont | 2024-09-08 17:27 |  | [Siemens] [LED, RTS] [INPUT TYPE] RL-30, RL-40, RL-HC (C), RL-HW
9ae6c32e-e4b0-4e24-9ac8-e47064f0983f | NFPA 170 SPEAKER STROBE |  |  | North | Siemens |  | Speaker/Strobe |  |  |  | Module | TRUE | SEH-HMC-W-ALERT | S54329-A19-A1 | SPK-ST,WALL,ALR,W | 1 | [12 empty] | #FF0070C0 | FA-NFPA 170 SPEAKER STROBE | 1 | FALSE | FALSE | FALSE | 2019 | [19 empty] | DESKTOP-7SAL8M7\acont | 2019-08-13 09:04 | THOR\acont | 2024-09-08 17:27 |  | [Siemens] [NAC] [VDC] SEFH-HMC-R, SEFH-HMC-W, SEH-HMC-R, SEH-HMC-R-B, SEH-HMC-W, SEH-HMC-W-ALERT, SEH-HMC-W-B [Siemens] [AUDIO 25v] [25V AUDIO] SEH-AMC-W-ALERT, SEH-HMC-R, SEH-HMC-R-B, SEH-HMC-W, SEH-HMC-W-ALERT, SEH-HMC-W-B, SEH-MC-R, SEH-MC-R-ALERT, SEH-MC-R-B, SEH-MC-W, SEH-MC-W-ALERT, SEH-MC-W-B, SEH-MC-W-BLANK, SEH-R, SEH-W, SEH-W-ALERT [Siemens] [AUDIO 70.7v] [70V AUDIO] SEH-AMC-W-ALERT, SEH-HMC-R, SEH-HMC-R-B, SEH-HMC-W, SEH-HMC-W-ALERT, SEH-HMC-W-B, SEH-MC-R, SEH-MC-R-ALERT, SEH-MC-R-B, SEH-MC-W, SEH-MC-W-ALERT, SEH-MC-W-B, SEH-MC-W-BLANK, SEH-R, SEH-W, SEH-W-ALERT
a8f06ac3-3b14-4221-bb67-e471eed47624 | NFPA 170 NOTIFICATION CIRCUIT EXTENDER PANEL | RISER NAC |  | North | Kidde |  | Notification Circuit Extender Panel |  |  |  | Assembly | TRUE | MIRBPS10A/230 |  | Remote Booster Power Supply, 10A, 230Vac, Red | 1 | [6 empty] | FALSE | [5 empty] | #FFFF0000 | FA-NFPA 170 NOTIFICATION CIRCUIT EXTENDER PANEL | 1 | FALSE | FALSE | FALSE | 212 | [8 empty] | 7,12,18,65 |  |  |  |  | TRUE | [5 empty] | DESKTOP-7SAL8M7\acont | 2020-01-02 08:45 | THOR\acont | 2024-09-08 17:27 | Cloned from Edwards BPS10A/230
f99f2121-3030-41a7-8e61-e475512e3715 | NFPA 170 GAS DETECTOR |  |  | North | Farenhyt |  | Gas Detection |  |  |  | Module | TRUE | CO1224TR | ++ | Carbon Monoxide Detector with RealTest | 1 | 0.02 | 0.04 |  |  |  |  | FALSE | [5 empty] | #FFFF0000 | FA-NFPA 170 GAS DETECTOR | 1 | FALSE | FALSE | FALSE | 1402 | [13 empty] | FALSE |  |  | CO |  |  | DESKTOP-7SAL8M7\acont | 2020-09-14 08:14 | THOR\acont | 2024-09-08 17:27 | Cloned from System Sensor CO1224TR | [Farenhyt, System Sensor] [IDC] [#1 ALARM] CO1224A, CO1224T, CO1224TR [Farenhyt, System Sensor] [AUX POWER] [*] [12/24 VDC] CO1224A, CO1224T, CO1224TR, CO1224TR w/ IDP-MINIMON, CO1224TR w/ IDP-MONITOR [Farenhyt, System Sensor] [IDC] [#2 TROUBLE] CO1224A, CO1224T, CO1224TR
206d3565-a502-46ec-bcb5-e47685fb46c4 |  |  |  | North | Altronix |  | Cards & Components |  |  |  | Card | TRUE | SMP3ET Main Board | + | Fire Alarm Power Supply Main Board | 1 | [6 empty] | TRUE | FALSE |  |  |  |  | #FFFFFFFF |  |  | FALSE | FALSE | FALSE | [14 empty] | FALSE | [5 empty] | THOR\acont | 2024-04-22 10:47 | THOR\acont | 2024-10-09 10:48 | Cloned from Altronix AL1024ULX Main Board | [Altronix, LifeSafety Power] [IDC] 01 [BATTERY] AL1024ULM MAIN CARD, AL1024ULX Main Board, AL300ULX Main Board, AL400ULX Main Board, AL400ULXJ Main Board (24VDC), AL600ULXR Main Board, eFlow104N Main Board, eFlow104N16 Main Board, eFlow104N8 Main Board, [Altronix, LifeSafety Power] [IDC] 02 [AC FAIL] AL1024ULX Main Board, AL300ULX Main Board, AL400ULX Main Board, AL400ULXJ Main Board (24VDC), AL600ULXR Main Board, eFlow104N Main Board, eFlow104N16 Main Board, eFlow104N8 Main Board, FPO150/250-2C82D8PE4M [Altronix, Hochiki, LifeSafety Power] [NAC Trigger] AL1024ULM MAIN CARD, AL1024ULX Main Board, AL125UL Main Board, AL300ULX Main Board, AL400ULX Main Board, AL400ULXJ Main Board (24VDC), AL600ULACM Main Board, AL600ULXR Main Board, eFlow104N Main Board, | [Altronix] SMP3ET Main Board
93d7bdb3-4b3f-429e-b7a0-e4790e986c4d | NFPA 170 HORN STROBE |  |  | North | Simplex |  | Horn/Strobe |  |  |  | Module | TRUE | 49AV-APPLW-O-BA | + | Wall Mount Weatherproof Visible and Audible/Visible Notification Appliances, Specify Cover, Assembled in USA | 1 | 0 | 0 |  |  |  |  | TRUE | [5 empty] | #FF0070C0 | FA-NFPA 170 HORN STROBE | 1 | FALSE | FALSE | FALSE | 2012 | [16 empty] | WP |  |  | DESKTOP-7EIEB7A\acont | 2022-02-21 21:51 | THOR\acont | 2024-09-08 17:27 | Cloned from Autocall A49AV-APPLW-O-BA | [Autocall, Simplex] [IDNac] [23VDC UL1971, STEADY HIGH] 49AV-APPLW-O, 49AV-APPLW-O-BA, A49AV-APPLW-O, A49AV-APPLW-O-BA [Autocall, Simplex] [IDNac] [23VDC UL1638, STEADY HIGH] 49AV-APPLW-O, 49AV-APPLW-O-BA, A49AV-APPLW-O, A49AV-APPLW-O-BA
a81de077-97a4-46f8-bf0b-e47979586d02 |  |  |  | North | Edwards |  | Hardware |  |  |  | Hardware | TRUE | MN-GVWBM1 |  | HPSA Wall-mount bracket for MN-GVM Omni-directional HPSA | 1 | [6 empty] | FALSE | [5 empty] | #FFFFFFFF |  |  | FALSE | FALSE | FALSE | [14 empty] | FALSE | [7 empty] | THOR\acont | 2024-10-09 10:48
833d08cd-c44c-4d4e-a608-e479f21feab3 | CLASS A RETURN | RISER CLASS A RETURN |  | North | N/A |  | Miscellaneous |  |  |  | Module | TRUE | FURNISHED BY OTHERS |  | CLASS A RETURN | 1 | [12 empty] | #FF00B050 | FA-CLASS A RETURN | 1 | FALSE | FALSE | FALSE | [20 empty] | DESKTOP-7EIEB7A\acont | 2022-02-02 10:55 | THOR\acont | 2024-09-08 17:27 | Cloned from Generic CLASS A RETURN | [Generic, N/A, Space Age Electronics] [JUNCTION PASSTHROUGH] [#4] CLASS A RETURN, END OF LINE DEVICE, END OF LINE RESISTOR, FIBER PATCH PANEL, FIRE ALARM TERMINAL CABINET, FURNISHED BY OTHERS, FURNISHED BY OTHERS, JUNCTION BOX, JUNCTION BOX CEILING, LINE [Generic, N/A, Space Age Electronics] [JUNCTION PASSTHROUGH] [#8] CLASS A RETURN, END OF LINE DEVICE, END OF LINE RESISTOR, FIBER PATCH PANEL, FIRE ALARM TERMINAL CABINET, FURNISHED BY OTHERS, FURNISHED BY OTHERS, JUNCTION BOX, JUNCTION BOX CEILING, LINE [Generic, N/A] [JUNCTION PASSTHROUGH] [#18] CLASS A RETURN, END OF LINE DEVICE, END OF LINE RESISTOR, FIBER PATCH PANEL, FIRE ALARM TERMINAL CABINET, FURNISHED BY OTHERS, FURNISHED BY OTHERS, JUNCTION BOX, JUNCTION BOX CEILING, LINE BREAK (DOUBLE), LINE [Generic, N/A] [JUNCTION PASSTHROUGH] [#14] CLASS A RETURN, END OF LINE DEVICE, END OF LINE RESISTOR, FIBER PATCH PANEL, FIRE ALARM TERMINAL CABINET, FURNISHED BY OTHERS, FURNISHED BY OTHERS, JUNCTION BOX, JUNCTION BOX CEILING, LINE BREAK (DOUBLE), LINE [Generic, N/A, Space Age Electronics] [JUNCTION PASSTHROUGH] [#7] CLASS A RETURN, END OF LINE DEVICE, END OF LINE RESISTOR, FIBER PATCH PANEL, FIRE ALARM TERMINAL CABINET, FURNISHED BY OTHERS, FURNISHED BY OTHERS, JUNCTION BOX, JUNCTION BOX CEILING, LINE [Generic, N/A] [JUNCTION PASSTHROUGH] [#23] CLASS A RETURN, END OF LINE DEVICE, END OF LINE RESISTOR, FIBER PATCH PANEL, FIRE ALARM TERMINAL CABINET, FURNISHED BY OTHERS, FURNISHED BY OTHERS, JUNCTION BOX, JUNCTION BOX CEILING, LINE BREAK (DOUBLE), LINE [Generic, N/A] [JUNCTION PASSTHROUGH] [#39] CLASS A RETURN, END OF LINE DEVICE, END OF LINE RESISTOR, FIBER PATCH PANEL, FIRE ALARM TERMINAL CABINET, FURNISHED BY OTHERS, FURNISHED BY OTHERS, JUNCTION BOX, JUNCTION BOX CEILING, LINE BREAK (DOUBLE), LINE [Generic, N/A] [JUNCTION PASSTHROUGH] [#16] CLASS A RETURN, END OF LINE DEVICE, END OF LINE RESISTOR, FIBER PATCH PANEL, FIRE ALARM TERMINAL CABINET, FURNISHED BY OTHERS, FURNISHED BY OTHERS, JUNCTION BOX, JUNCTION BOX CEILING, LINE BREAK (DOUBLE), LINE [Generic, N/A] [JUNCTION PASSTHROUGH] [#40] CLASS A RETURN, END OF LINE DEVICE, END OF LINE RESISTOR, FIBER PATCH PANEL, FIRE ALARM TERMINAL CABINET, FURNISHED BY OTHERS, FURNISHED BY OTHERS, JUNCTION BOX, JUNCTION BOX CEILING, LINE BREAK (DOUBLE), LINE [Generic, N/A] [JUNCTION PASSTHROUGH] [#35] CLASS A RETURN, END OF LINE DEVICE, END OF LINE RESISTOR, FIBER PATCH PANEL, FIRE ALARM TERMINAL CABINET, FURNISHED BY OTHERS, FURNISHED BY OTHERS, JUNCTION BOX, JUNCTION BOX CEILING, LINE BREAK (DOUBLE), LINE [Generic, N/A, Space Age Electronics] [JUNCTION PASSTHROUGH] [#5] CLASS A RETURN, END OF LINE DEVICE, END OF LINE RESISTOR, FIBER PATCH PANEL, FIRE ALARM TERMINAL CABINET, FURNISHED BY OTHERS, FURNISHED BY OTHERS, JUNCTION BOX, JUNCTION BOX CEILING, LINE [Generic, N/A] [JUNCTION PASSTHROUGH] [#32] CLASS A RETURN, END OF LINE DEVICE, END OF LINE RESISTOR, FIBER PATCH PANEL, FIRE ALARM TERMINAL CABINET, FURNISHED BY OTHERS, FURNISHED BY OTHERS, JUNCTION BOX, JUNCTION BOX CEILING, LINE BREAK (DOUBLE), LINE [Generic, N/A] [JUNCTION PASSTHROUGH] [#41] CLASS A RETURN, END OF LINE DEVICE, END OF LINE RESISTOR, FIBER PATCH PANEL, FIRE ALARM TERMINAL CABINET, FURNISHED BY OTHERS, FURNISHED BY OTHERS, JUNCTION BOX, JUNCTION BOX CEILING, LINE BREAK (DOUBLE), LINE [Generic, N/A] [JUNCTION PASSTHROUGH] [#30] CLASS A RETURN, END OF LINE DEVICE, END OF LINE RESISTOR, FIBER PATCH PANEL, FIRE ALARM TERMINAL CABINET, FURNISHED BY OTHERS, FURNISHED BY OTHERS, JUNCTION BOX, JUNCTION BOX CEILING, LINE BREAK (DOUBLE), LINE [Generic, N/A, Space Age Electronics] [JUNCTION PASSTHROUGH] [#2] CLASS A RETURN, END OF LINE DEVICE, END OF LINE RESISTOR, FIBER PATCH PANEL, FIRE ALARM TERMINAL CABINET, FURNISHED BY OTHERS, FURNISHED BY OTHERS, JUNCTION BOX, JUNCTION BOX CEILING, LINE [Generic, N/A] [JUNCTION PASSTHROUGH] [#42] CLASS A RETURN, END OF LINE DEVICE, END OF LINE RESISTOR, FIBER PATCH PANEL, FIRE ALARM TERMINAL CABINET, FURNISHED BY OTHERS, FURNISHED BY OTHERS, JUNCTION BOX, JUNCTION BOX CEILING, LINE BREAK (DOUBLE), LINE [Generic, N/A] [JUNCTION PASSTHROUGH] [#20] CLASS A RETURN, END OF LINE DEVICE, END OF LINE RESISTOR, FIBER PATCH PANEL, FIRE ALARM TERMINAL CABINET, FURNISHED BY OTHERS, FURNISHED BY OTHERS, JUNCTION BOX, JUNCTION BOX CEILING, LINE BREAK (DOUBLE), LINE [Generic, N/A] [JUNCTION PASSTHROUGH] [#36] CLASS A RETURN, END OF LINE DEVICE, END OF LINE RESISTOR, FIBER PATCH PANEL, FIRE ALARM TERMINAL CABINET, FURNISHED BY OTHERS, FURNISHED BY OTHERS, JUNCTION BOX, JUNCTION BOX CEILING, LINE BREAK (DOUBLE), LINE [Generic, N/A] [JUNCTION PASSTHROUGH] [#34] CLASS A RETURN, END OF LINE DEVICE, END OF LINE RESISTOR, FIBER PATCH PANEL, FIRE ALARM TERMINAL CABINET, FURNISHED BY OTHERS, FURNISHED BY OTHERS, JUNCTION BOX, JUNCTION BOX CEILING, LINE BREAK (DOUBLE), LINE [Generic, N/A] [JUNCTION PASSTHROUGH] [#13] CLASS A RETURN, END OF LINE DEVICE, END OF LINE RESISTOR, FIBER PATCH PANEL, FIRE ALARM TERMINAL CABINET, FURNISHED BY OTHERS, FURNISHED BY OTHERS, JUNCTION BOX, JUNCTION BOX CEILING, LINE BREAK (DOUBLE), LINE [Generic, N/A] [JUNCTION PASSTHROUGH] [#21] CLASS A RETURN, END OF LINE DEVICE, END OF LINE RESISTOR, FIBER PATCH PANEL, FIRE ALARM TERMINAL CABINET, FURNISHED BY OTHERS, FURNISHED BY OTHERS, JUNCTION BOX, JUNCTION BOX CEILING, LINE BREAK (DOUBLE), LINE [Generic, N/A] [JUNCTION PASSTHROUGH] [#17] CLASS A RETURN, END OF LINE DEVICE, END OF LINE RESISTOR, FIBER PATCH PANEL, FIRE ALARM TERMINAL CABINET, FURNISHED BY OTHERS, FURNISHED BY OTHERS, JUNCTION BOX, JUNCTION BOX CEILING, LINE BREAK (DOUBLE), LINE [Generic, N/A] [JUNCTION PASSTHROUGH] [#33] CLASS A RETURN, END OF LINE DEVICE, END OF LINE RESISTOR, FIBER PATCH PANEL, FIRE ALARM TERMINAL CABINET, FURNISHED BY OTHERS, FURNISHED BY OTHERS, JUNCTION BOX, JUNCTION BOX CEILING, LINE BREAK (DOUBLE), LINE [Generic, N/A] [JUNCTION PASSTHROUGH] [#27] CLASS A RETURN, END OF LINE DEVICE, END OF LINE RESISTOR, FIBER PATCH PANEL, FIRE ALARM TERMINAL CABINET, FURNISHED BY OTHERS, FURNISHED BY OTHERS, JUNCTION BOX, JUNCTION BOX CEILING, LINE BREAK (DOUBLE), LINE [Generic, N/A, Space Age Electronics] [JUNCTION PASSTHROUGH] 02 [ALL DEVICES ++] CLASS A RETURN, END OF LINE DEVICE, END OF LINE RESISTOR, FIBER PATCH PANEL, FIRE ALARM TERMINAL CABINET, FURNISHED BY OTHERS, FURNISHED BY OTHERS, JUNCTION BOX, JUNCTION BO [Generic, N/A] [JUNCTION PASSTHROUGH] [#24] CLASS A RETURN, END OF LINE DEVICE, END OF LINE RESISTOR, FIBER PATCH PANEL, FIRE ALARM TERMINAL CABINET, FURNISHED BY OTHERS, FURNISHED BY OTHERS, JUNCTION BOX, JUNCTION BOX CEILING, LINE BREAK (DOUBLE), LINE [Generic, N/A] [JUNCTION PASSTHROUGH] [#9] CLASS A RETURN, END OF LINE DEVICE, END OF LINE RESISTOR, FIBER PATCH PANEL, FIRE ALARM TERMINAL CABINET, FURNISHED BY OTHERS, FURNISHED BY OTHERS, JUNCTION BOX, JUNCTION BOX CEILING, LINE BREAK (DOUBLE), LINE B [Generic, N/A] [JUNCTION PASSTHROUGH] [#37] CLASS A RETURN, END OF LINE DEVICE, END OF LINE RESISTOR, FIBER PATCH PANEL, FIRE ALARM TERMINAL CABINET, FURNISHED BY OTHERS, FURNISHED BY OTHERS, JUNCTION BOX, JUNCTION BOX CEILING, LINE BREAK (DOUBLE), LINE [Generic, N/A] [JUNCTION PASSTHROUGH] [#31] CLASS A RETURN, END OF LINE DEVICE, END OF LINE RESISTOR, FIBER PATCH PANEL, FIRE ALARM TERMINAL CABINET, FURNISHED BY OTHERS, FURNISHED BY OTHERS, JUNCTION BOX, JUNCTION BOX CEILING, LINE BREAK (DOUBLE), LINE [Generic, N/A] [JUNCTION PASSTHROUGH] [#10] CLASS A RETURN, END OF LINE DEVICE, END OF LINE RESISTOR, FIBER PATCH PANEL, FIRE ALARM TERMINAL CABINET, FURNISHED BY OTHERS, FURNISHED BY OTHERS, JUNCTION BOX, JUNCTION BOX CEILING, LINE BREAK (DOUBLE), LINE [Generic, N/A] [JUNCTION PASSTHROUGH] [#11] CLASS A RETURN, END OF LINE DEVICE, END OF LINE RESISTOR, FIBER PATCH PANEL, FIRE ALARM TERMINAL CABINET, FURNISHED BY OTHERS, FURNISHED BY OTHERS, JUNCTION BOX, JUNCTION BOX CEILING, LINE BREAK (DOUBLE), LINE [Generic, N/A] [JUNCTION PASSTHROUGH] [#26] CLASS A RETURN, END OF LINE DEVICE, END OF LINE RESISTOR, FIBER PATCH PANEL, FIRE ALARM TERMINAL CABINET, FURNISHED BY OTHERS, FURNISHED BY OTHERS, JUNCTION BOX, JUNCTION BOX CEILING, LINE BREAK (DOUBLE), LINE [Generic, N/A] [JUNCTION PASSTHROUGH] [#22] CLASS A RETURN, END OF LINE DEVICE, END OF LINE RESISTOR, FIBER PATCH PANEL, FIRE ALARM TERMINAL CABINET, FURNISHED BY OTHERS, FURNISHED BY OTHERS, JUNCTION BOX, JUNCTION BOX CEILING, LINE BREAK (DOUBLE), LINE [Generic, N/A, Space Age Electronics] [JUNCTION PASSTHROUGH] [#6] CLASS A RETURN, END OF LINE DEVICE, END OF LINE RESISTOR, FIBER PATCH PANEL, FIRE ALARM TERMINAL CABINET, FURNISHED BY OTHERS, FURNISHED BY OTHERS, JUNCTION BOX, JUNCTION BOX CEILING, LINE [Generic, N/A] [JUNCTION PASSTHROUGH] [#28] CLASS A RETURN, END OF LINE DEVICE, END OF LINE RESISTOR, FIBER PATCH PANEL, FIRE ALARM TERMINAL CABINET, FURNISHED BY OTHERS, FURNISHED BY OTHERS, JUNCTION BOX, JUNCTION BOX CEILING, LINE BREAK (DOUBLE), LINE [Generic, N/A] [JUNCTION PASSTHROUGH] [#19] CLASS A RETURN, END OF LINE DEVICE, END OF LINE RESISTOR, FIBER PATCH PANEL, FIRE ALARM TERMINAL CABINET, FURNISHED BY OTHERS, FURNISHED BY OTHERS, JUNCTION BOX, JUNCTION BOX CEILING, LINE BREAK (DOUBLE), LINE [Generic, N/A] [JUNCTION PASSTHROUGH] [#15] CLASS A RETURN, END OF LINE DEVICE, END OF LINE RESISTOR, FIBER PATCH PANEL, FIRE ALARM TERMINAL CABINET, FURNISHED BY OTHERS, FURNISHED BY OTHERS, JUNCTION BOX, JUNCTION BOX CEILING, LINE BREAK (DOUBLE), LINE [Generic, N/A] [JUNCTION PASSTHROUGH] [#12] CLASS A RETURN, END OF LINE DEVICE, END OF LINE RESISTOR, FIBER PATCH PANEL, FIRE ALARM TERMINAL CABINET, FURNISHED BY OTHERS, FURNISHED BY OTHERS, JUNCTION BOX, JUNCTION BOX CEILING, LINE BREAK (DOUBLE), LINE [Generic, N/A] [JUNCTION PASSTHROUGH] [#38] CLASS A RETURN, END OF LINE DEVICE, END OF LINE RESISTOR, FIBER PATCH PANEL, FIRE ALARM TERMINAL CABINET, FURNISHED BY OTHERS, FURNISHED BY OTHERS, JUNCTION BOX, JUNCTION BOX CEILING, LINE BREAK (DOUBLE), LINE [Generic, N/A] [JUNCTION PASSTHROUGH] [#29] CLASS A RETURN, END OF LINE DEVICE, END OF LINE RESISTOR, FIBER PATCH PANEL, FIRE ALARM TERMINAL CABINET, FURNISHED BY OTHERS, FURNISHED BY OTHERS, JUNCTION BOX, JUNCTION BOX CEILING, LINE BREAK (DOUBLE), LINE [Generic, N/A, Space Age Electronics] [JUNCTION PASSTHROUGH] [#3] CLASS A RETURN, END OF LINE DEVICE, END OF LINE RESISTOR, FIBER PATCH PANEL, FIRE ALARM TERMINAL CABINET, FURNISHED BY OTHERS, FURNISHED BY OTHERS, JUNCTION BOX, JUNCTION BOX CEILING, LINE [Generic, N/A] [JUNCTION PASSTHROUGH] [#25] CLASS A RETURN, END OF LINE DEVICE, END OF LINE RESISTOR, FIBER PATCH PANEL, FIRE ALARM TERMINAL CABINET, FURNISHED BY OTHERS, FURNISHED BY OTHERS, JUNCTION BOX, JUNCTION BOX CEILING, LINE BREAK (DOUBLE), LINE
3d9b1337-9f0a-410e-8931-e47a394d35c4 | NFPA 170 AMPLIFIER RACK | RISER AMP |  | North | Potter |  | Amplifier |  |  |  | Assembly | TRUE | SCA-5070 (25V) | + | SINGLE CHANNEL 50W, 25V OR 70V SELECTABLE AMPLIFIER | 1 | [6 empty] | FALSE | [5 empty] | #FFFF0000 | FA-NFPA 170 AMPLIFIER RACK | 1 | FALSE | FALSE | FALSE | 300 | [8 empty] | 12 |  |  |  | 50 | TRUE | [5 empty] | DESKTOP-7EIEB7A\acont | 2021-12-13 22:21 | THOR\acont | 2024-09-08 17:27 | Cloned from Potter SCA-5025
66fb96c9-242d-41c9-9aa6-e47aaabfa8a4 |  |  |  | North | Bosch | [5 empty] | Module | TRUE | B4512-C | * | B4512 Alarm Panel W/ Transformer & Medium Enclosure | 1 | [12 empty] | #FFFFFFFF |  |  | FALSE | FALSE | FALSE | [20 empty] | DESKTOP-7EIEB7A\acont | 2021-08-13 06:25 | THOR\acont | 2024-10-09 10:48
9cd3381b-32b0-468c-b3e0-e47ba4172eda | NFPA 170 ISOLATION MODULE |  |  | North | Secutron |  | Isolator Module |  |  |  | Module | TRUE | MRI-M500X | ++ | Isolator Module | 1 | 0.00045 | 0.005 |  |  |  |  | FALSE | FALSE |  |  | 4.25"W x 4.65"H x 1.1"D |  | #FFFF0000 | FA-NFPA 170 ISOLATION MODULE | 1 | FALSE | FALSE | FALSE | 1000 | [13 empty] | FALSE | [5 empty] | DESKTOP-7EIEB7A\acont | 2023-06-24 20:18 | THOR\acont | 2024-09-08 17:27 | Cloned from Secutron MRI-M500DM CLONED CLONED CLONED CLONED CLONED CLONED
3ea60574-9c9d-4404-aef9-e47c0069ccaa |  |  |  | North | MIRCOM |  | Hardware |  |  |  | Hardware | TRUE | CCH-5014 |  | CUSTOM MOUNTING KIT FOR BB-5014 | 1 | [6 empty] | FALSE | [5 empty] | #FFFFFFFF |  |  | FALSE | FALSE | FALSE | [14 empty] | FALSE | [7 empty] | THOR\acont | 2024-10-09 10:48
e9af9d4b-7e41-4af7-a782-e47de177da43 | NFPA 170 HORN STROBE CEILING |  |  | North | Autocall |  | Horn/Strobe |  |  |  | Module | TRUE | A4906-9140 | + | Horn with Multi-Candela Strobe; Ceiling Mount, Red, High Cd | 1 | 0 | 0 |  |  |  |  | TRUE | TRUE |  |  |  |  | #FF0070C0 | FA-NFPA 170 HORN STROBE CEILING | 1 | FALSE | FALSE | FALSE | 2013 | [16 empty] | C |  |  | DESKTOP-7EIEB7A\acont | 2022-03-07 07:20 | THOR\acont | 2024-09-08 17:27 | Cloned from Autocall A4906-9140 CLONED | [Autocall, Simplex] [NAC] [MAX STEADY] 4906-9140 (C), 4906-9142 (C), A4906-9140 (C), A4906-9142 (C) [Autocall, Simplex] [NAC] [24VDC STEADY] 4906-9128 (C), 4906-9130 (C), 4906-9140 (C), 4906-9142 (C), A4906-9128 (C), A4906-9130 (C), A4906-9140 (C), A4906-9142 (C)
f8970901-e1b0-47ad-81aa-e47f65d64dfc |  |  |  | North | Kidde |  | Cards & Components |  |  |  | Card | TRUE | FX-1000 Mainboard |  | Mainboard for FX-1000 assembly | 1 | 0.227 | 0.392 |  |  |  |  | TRUE | [5 empty] | #FFFFFFFF |  |  | FALSE | FALSE | FALSE | [14 empty] | FALSE | [7 empty] | THOR\acont | 2024-10-09 10:48 |  | [Edwards, Kidde, Macurco] [IDC] [#3 SUPERVISORY] 2IDC, 76-600000-001 Main Board, 76-800xxx-xxx Main Board, 77-600000-901 Main Board, 84-732001-901 Main Board, DVP-120 Mainboard, EST1-2Z Mainboard, FSP1004G Mainboard, FSP1004G-2 Mainboard, FSP1004GD Mainb [Edwards, Kidde, Macurco] [IDC] [#2 TROUBLE] 2IDC, 76-600000-001 Main Board, 76-800xxx-xxx Main Board, 77-600000-901 Main Board, 84-732001-901 Main Board, DVP-120 Mainboard, EST1-2Z Mainboard, FSP1004G Mainboard, FSP1004G-2 Mainboard, FSP1004GD Mainboard [Edwards, Kidde, Macurco] [IDC] [#1 ALARM] 2IDC, 76-600000-001 Main Board, 76-800xxx-xxx Main Board, 77-600000-901 Main Board, 84-732001-901 Main Board, DVP-120 Mainboard, EST1-2Z Mainboard, FSP1004G Mainboard, FSP1004G-2 Mainboard, FSP1004GD Mainboard, [Edwards, Kidde] [VAC ] 2IDC, 76-600000-001 Main Board, 76-800xxx-xxx Main Board, 77-600000-901 Main Board, 84-732001-901 Main Board, APS10A Mainboard, APS6A Mainboard, BPS10A Mainboard, BPS10A/230 Mainboard, BPS6A Mainboard, BPS6A/230 Mainboard, EST1-2Z | [Edwards, Kidde] FX-1000 Mainboard, FX-1000D Mainboard, FX-64RD Mainboard, iO1000G Mainboard, iO1000G-2 Mainboard, iO1000G-2-PG Mainboard, iO1000G-2-SP Mainboard, iO1000GC Mainboard, iO1000GD Mainboard, iO1000G-F Mainboard, iO1000G-PG Mainboard, iO1000G-S [Kidde] FX-1000 Mainboard [Edwards, Kidde] FX-1000 Mainboard, FX-1000D Mainboard, iO1000G Mainboard, iO1000G-2 Mainboard, iO1000G-2-PG Mainboard, iO1000G-2-SP Mainboard, iO1000GC Mainboard, iO1000GD Mainboard, iO1000G-F Mainboard, iO1000G-PG Mainboard, iO1000G-SP Mainboard, iO1000 [Edwards, Kidde] FX-1000 Mainboard, FX-1000D Mainboard, FX-64RD Mainboard, iO1000G Mainboard, iO1000G-2 Mainboard, iO1000G-2-PG Mainboard, iO1000G-2-SP Mainboard, iO1000GC Mainboard, iO1000GD Mainboard, iO1000G-F Mainboard, iO1000G-PG Mainboard, iO1000G-S [Edwards] IO-SDC2
265b440b-27eb-4280-8ae5-e48149bc75f5 | NFPA 170 MANUAL PULL |  |  | North | Autocall |  | Manual Station |  |  |  | Module | TRUE | A2099-9101 | ++ | Non-Coded, Non-Addressable Manual Station, Single Action | 1 | [6 empty] | FALSE | TRUE | Flush | Single gang box 2-1/2" deep 4" square box, 2-1/8" (54 mm) minimum | 5" H x 3-3/4" W x 1" D (127 mm x 95 mm x 25 mm) |  | #FFFF0000 | FA-NFPA 170 MANUAL PULL | 1 | FALSE | FALSE | FALSE | 1408 | [13 empty] | FALSE |  |  | SBP |  |  | THOR\acont | 2024-02-06 07:04 | THOR\acont | 2024-09-08 17:27 | Cloned from Simplex 2099-9101 | [Autocall, Simplex] [IDC] 01 2098-9201 (C), 2098-9202 (C), 2098-9203 (C), 2098-9208 (C), 2098-9576 (C), 2099-9101 (C), 2099-9102 (C), 2099-9103 (C), 2099-9104 (C), 2099-9105 (C), 2099-9107 (C), 2099-9108 (C), 2099-9754 (C), 2099-9755 (C), 2099-9756 (C),
9dbdca71-e722-4f10-9de2-e482d911b923 | NFPA 170 ADDRESSABLE INPUT MONITOR MODULE |  |  | North | Monaco Enterprises |  | Addressable Module |  |  |  | Module | TRUE | 729-142-00 | + | MODULE:MONITOR,INTEL | 1 | 0.0004 | 0.0055 |  |  |  |  | FALSE | [5 empty] | #FFFF0000 | FA-NFPA 170 ADDRESSABLE INPUT MONITOR MODULE | 1 | FALSE | FALSE | FALSE | 1000 | [13 empty] | FALSE | [5 empty] | DESKTOP-7SAL8M7\acont | 2020-02-23 12:20 | THOR\acont | 2024-09-08 17:27 | Cloned from MIRCOM MIX-M500M CLONED | [Monaco Enterprises] [SLC MODULES] 01 [*] 729-142-00, 729-143-00, 729-144-00, 729-158-00, 729-159-00, 729-182-00, 729-217-00, 729-218-00, 729-221-00 [Monaco Enterprises] [SLC MODULES SENSORS] 01 [*] 708-026-01, 708-031-00, 721-121-00 w/B200SR-LF-WH (C), 721-121-00 w/B200SR-WH (C), 721-121-00 w/B210LP (C), 721-121-00 w/B224RB-WH (C), 721-121-00 w/B501 (C), 721-124-00 w/B200SR-LF-WH (C), 721-124-00 w/B [Monaco Enterprises] [SLC MODULES/SENSORS] 01 [*] 721-121-00 w/B200SR-LF-WH (C), 721-121-00 w/B200SR-WH (C), 721-121-00 w/B210LP (C), 721-121-00 w/B224RB-WH (C), 721-121-00 w/B501 (C), 721-124-00 w/B200SR-LF-WH (C), 721-124-00 w/B200SR-WH (C), 721-124-00 [Monaco Enterprises] [SLC MODULES] 01 [*] 708-026-01, 708-031-00, 729-142-00, 729-143-00, 729-144-00, 729-158-00, 729-159-00, 729-165-00, 729-182-00, 729-217-00, 729-218-00, 729-221-00, 729-225-00 | [MIRCOM, Monaco Enterprises, System Sensor] 729-142-00, 729-143-00, 729-217-00, 729-218-00, M500M, M501M, MIX-M500M, MIX-M500MAP, MIX-M501M, MIX-M501MAP
d13bb34e-652f-43a7-a95d-e48399706ef2 |  |  |  | North | Kidde | [5 empty] | Module | TRUE | SB4U-LF |  | Low frequency audible (sounder) base for fire detectors | 1 | [6 empty] | FALSE | [5 empty] | #FFFFFFFF |  |  | FALSE | FALSE | FALSE | [14 empty] | FALSE |  |  | LF |  |  | AULAPTOP-PC\Aulaptop | 2018-09-03 13:55 | THOR\acont | 2024-10-09 10:48
b9ad9751-e10b-42c8-a9b3-e4894012adeb | NFPA 170 ASPIRATING SMOKE DETECTOR |  |  | North | Autocall |  | Air Sampling Detection |  |  |  | Module | TRUE | A4098-VES-A10-P | ++ | VESDA-E VES with 3.5 in. display | 5 | [6 empty] | FALSE |  |  |  | 13.8 in. x 8.9 in. x 5.3 in. (350 mm x 225 mm x 135 mm) |  | #FFFF0000 | FA-NFPA 170 ASPIRATING SMOKE DETECTOR | 1 | FALSE | FALSE | FALSE | [14 empty] | FALSE | [5 empty] | THOR\acont | 2024-02-20 16:56 | THOR\acont | 2024-09-08 17:27 | Cloned from Autocall A4098-VES-A00-P | [Autocall, Simplex, Xtralis] [IDC] [#2] 4098-VEP-A00-1P, 4098-VEP-A00-P, 4098-VEP-A10-P, 4098-VES-A00-P, 4098-VES-A10-P, A4098-VEP-A00-1P, A4098-VEP-A00-P, A4098-VEP-A10-P, A4098-VES-A00-P, A4098-VES-A10-P, VEP-A00-1P, VEP-A00-1P-NTF, VEP-A00-P, VEP-A10- [Autocall, Simplex] [RS-485] 4098-VEP-A00-1P, 4098-VEP-A00-P, 4098-VEP-A10-P, 4098-VES-A00-P, 4098-VES-A10-P, A4098-VEP-A00-1P, A4098-VEP-A00-P, A4098-VEP-A10-P, A4098-VES-A00-P, A4098-VES-A10-P [Autocall, Simplex, Xtralis] [IDC] [#1] 4098-VEP-A00-1P, 4098-VEP-A00-P, 4098-VEP-A10-P, 4098-VES-A00-P, 4098-VES-A10-P, A4098-VEP-A00-1P, A4098-VEP-A00-P, A4098-VEP-A10-P, A4098-VES-A00-P, A4098-VES-A10-P, VEP-A00-1P, VEP-A00-1P-NTF, VEP-A00-P, VEP-A10- [Autocall, Simplex, Xtralis] [IDC] [#5] 4098-VEP-A00-1P, 4098-VEP-A00-P, 4098-VEP-A10-P, 4098-VES-A00-P, 4098-VES-A10-P, A4098-VEP-A00-1P, A4098-VEP-A00-P, A4098-VEP-A10-P, A4098-VES-A00-P, A4098-VES-A10-P, VEP-A00-1P, VEP-A00-1P-NTF, VEP-A00-P, VEP-A10- [Autocall, Simplex, Xtralis] [IDC] [#4] 4098-VEP-A00-1P, 4098-VEP-A00-P, 4098-VEP-A10-P, 4098-VES-A00-P, 4098-VES-A10-P, A4098-VEP-A00-1P, A4098-VEP-A00-P, A4098-VEP-A10-P, A4098-VES-A00-P, A4098-VES-A10-P, VEP-A00-1P, VEP-A00-1P-NTF, VEP-A00-P, VEP-A10- [Autocall, Simplex, Xtralis] [AUX POWER] [ASPIRATOR SETTING 1, ASPIRATOR SETTING 10, ASPIRATOR SETTING 5] 4098-VES-A10-P, A4098-VES-A10-P, VES-A10-P [Autocall, Simplex] [IDNet] [MODULES ++] 2080-9056, 2080-9057, 2080-9067, 2080-9068, 2080-9069, 2080-9070, 4009-9201 Main Board, 4009-9401 Main Board, 4010-9901, 4090-5261, 4090-9001, 4090-9002, 4090-9005, 4090-9006, 4090-9008, 4090-9116, 4098-9019 (Cont [Autocall, Simplex, Xtralis] [IDC] [#3] 4098-VEP-A00-1P, 4098-VEP-A00-P, 4098-VEP-A10-P, 4098-VES-A00-P, 4098-VES-A10-P, A4098-VEP-A00-1P, A4098-VEP-A00-P, A4098-VEP-A10-P, A4098-VES-A00-P, A4098-VES-A10-P, VEP-A00-1P, VEP-A00-1P-NTF, VEP-A00-P, VEP-A10-
b8e1e510-04bd-429f-aa00-e48e30f5fa5a |  |  |  | North | Notifier |  | Cards & Components |  |  |  | Card | TRUE | DVC-KD | + | Digital Voice Command, Keypad | 1 | 0.06 | 0.06 |  |  |  |  | TRUE |  | SURFACE |  | PROVIDED ("WX"HX"D) | N/A | #FFFFFFFF |  |  | FALSE | FALSE | FALSE |  |  |  | 7165-0028:0224 | [10 empty] | FALSE | [7 empty] | THOR\acont | 2024-10-09 10:48
a556e973-8a4f-44ac-96ad-e49720e0516b |  |  |  | North | Bosch | [5 empty] | Module | TRUE | RSS-24MCWH-FW | * | STROBE, 24VDC, 135/185CD, SQUARE, WHITE, WALL, NON-SYNC/SYNC W/SM/DSM | 1 | [12 empty] | #FFFFFFFF |  |  | FALSE | FALSE | FALSE | [22 empty] | THOR\acont | 2024-10-09 10:48 |  | [Bosch, Eaton Wheelock] [NAC] RSS-24MCWH-FR (C), RSS-24MCWH-FW
eb674d72-0576-4eab-b605-e49933abb6d2 | NFPA 170 REMOTE ANNUNCIATOR | RISER ANNUNCIATOR |  | North | Edwards |  | Remote Annunciator |  |  |  | Assembly | TRUE | 4-4ANN (BASE) | + | Metallic bronze Annunciator w/4-ANNCPU, 4-LCDANN, 4-NET-SM, 4-4ANNMT | 1 | [6 empty] | FALSE | [5 empty] | #FFFF0000 | FA-NFPA 170 REMOTE ANNUNCIATOR | 1 | FALSE | FALSE | FALSE | 255 | [8 empty] | 7,12,18 |  |  |  |  | FALSE | [5 empty] | DESKTOP-7EIEB7A\acont | 2022-03-22 09:44 | THOR\acont | 2024-09-08 17:27 | Cloned from Edwards 4-4ANN (PAGING)
5eca4c7c-723b-4187-a456-e49b3177b56a | NFPA 170 MINI HORN |  |  | North | Potter |  | Horn |  |  |  | Module | TRUE | MH-12/24W |  | Mini-Horn, White | 1 | 0 | 0.015 |  |  |  |  | FALSE | [5 empty] | #FF0070C0 | FA-NFPA 170 MINI HORN | 1 | FALSE | FALSE | FALSE | 2014 | [13 empty] | FALSE | [7 empty] | THOR\acont | 2024-09-08 17:27 |  | [Potter] [NAC] [UL MAX] MH-12/24R, MH-12/24TR, MH-12/24TW, MH-12/24W
7bd641f8-2674-4ee2-b20e-e49b86186b5b | NFPA 170 SPEAKER STROBE |  |  | North | Eaton Wheelock |  | Speaker/Strobe |  |  |  | Module | TRUE | ET70WP-24185W-FW w/IOB-W |  | Speaker/Strobe, wall, 24 VDC, 185CD, WP,white w/weatherproof backbox | 1 | 0 | 0.155 |  |  |  |  | FALSE | FALSE |  |  |  |  | #FF0070C0 | FA-NFPA 170 SPEAKER STROBE | 1 | FALSE | FALSE | FALSE | 2019 | [13 empty] | FALSE |  |  | WP |  |  | DESKTOP-7EIEB7A\acont | 2020-12-11 14:37 | THOR\acont | 2024-09-08 17:27 | Cloned from Eaton Wheelock ET70WP-24185W-FW | [Eaton Wheelock, Hochiki] [AUDIO 25v] [25V AUDIO] ET70WP-24115C-FR (C), ET70WP-24115C-FW (C), ET70WP-24135C-FR (C), ET70WP-24135C-FW (C), ET70WP-24135W-FR (C), ET70WP-24135W-FW (C), ET70WP-24177C-FR (C), ET70WP-24177C-FW (C), ET70WP-24185W-FR, ET70WP-241 [Eaton Wheelock, Hochiki] [NAC] ET70WP-24185W-FR, ET70WP-24185W-FW, ET70WP-24185W-FW w/IOB-W [Eaton Wheelock, Hochiki] [AUDIO 70.7v] [70V AUDIO] ET70WP-24115C-FR (C), ET70WP-24115C-FW (C), ET70WP-24135C-FR (C), ET70WP-24135C-FW (C), ET70WP-24135W-FR (C), ET70WP-24135W-FW (C), ET70WP-24177C-FR (C), ET70WP-24177C-FW (C), ET70WP-24185W-FR, ET70WP-2
8f113bc8-25cb-4af4-99d6-e49d683bd23b | NFPA 170 FIRE ALARM CONTROL UNIT | RISER FACP |  | North | Fike |  | Fire Alarm Control Unit |  |  |  | Assembly | TRUE | 10-064 |  | Cybercat 1016 Addressable Fire Alarm Control Panel | 1 | [6 empty] | FALSE | [5 empty] | #FFFF0000 | FA-NFPA 170 FIRE ALARM CONTROL UNIT | 1 | FALSE | FALSE | FALSE | 202 | [13 empty] | TRUE | [5 empty] | AULAPTOP-PC\Aulaptop | 2019-06-28 08:11 | THOR\acont | 2024-09-08 17:27
0439919e-aac1-4980-9ad9-e49ea9616f23 | NFPA 170 SMOKE DETECTOR |  |  | North | Gamewell FCI |  | Smoke Detector |  |  |  | Module | TRUE | ASD-PL2F w/B210LP |  | DETECTOR, SMOKE, ADDRESSABLE PHOTO w/STANDARD BASE | 1 | 0.0003 | 0.0003 |  |  |  |  | FALSE | TRUE | FLUSH |  | 4" SQ. DEEP | 3 "O" PLASTER RING | #FFFF0000 | FA-NFPA 170 SMOKE DETECTOR | 1 | FALSE | FALSE | FALSE | 1408 |  |  | 7272-0028:0206 | [10 empty] | FALSE | [7 empty] | THOR\acont | 2024-09-08 17:27 | 20191121 AC Detector with base | [Gamewell FCI] [SLC MODULES SENSORS] [*] [#2 SHARED ADDR ¦ SENSORS] ADPF (C), ASD-PL2F w/B200S-LF-WH (C), ASD-PL2F w/B210LP (C), ASD-PL2FR (C), ASD-PL3 w/B200S-LF-WH (C), ASD-PL3 w/B200SR-LF-WH (C), ASD-PL3 w/B200SR-WH (C), ASD-PL3 w/B224BI-WH (C), ASD-P [Gamewell FCI] [SLC SENSORS] [*] [#4 TYPE ADDR ¦ SENSORS] ADPF (C), ASD-PL2F w/B200S-LF-WH (C), ASD-PL2F w/B210LP (C), ASD-PL2FR (C), ASD-PL3 w/B200S-LF-WH (C), ASD-PL3 w/B200SR-LF-WH (C), ASD-PL3 w/B200SR-WH (C), ASD-PL3 w/B224BI-WH (C), ASD-PL3 w/B224R
4f70728e-a4a0-48b0-92b2-e4a48ca3a121 |  |  |  | North | Edwards |  | Hardware |  |  |  | Hardware | TRUE | MN-HS64SPKHRG1P |  | 1280 Watt HPSA (1 of 5 Active Panels) replacement speaker head - complete | 1 | [6 empty] | FALSE | [5 empty] | #FFFFFFFF |  |  | FALSE | FALSE | FALSE | [14 empty] | FALSE | [7 empty] | THOR\acont | 2024-10-09 10:48
29ab665a-c104-469d-bd6e-e4b0853ba691 | NFPA 170 FIRE ALARM CONTROL UNIT | RISER FACP |  | North | MIRCOM |  | Fire Alarm Control Unit |  |  |  | Assembly | TRUE | FX-2009-12NDS/BB-5014 |  | NETWORK FIRE ALARM CONTROL PANEL IN 60"H x 30"W x 7"D ENCLOSURE | 1 | [6 empty] | FALSE | [5 empty] | #FFFF0000 | FA-NFPA 170 FIRE ALARM CONTROL UNIT | 1 | FALSE | FALSE | FALSE | 202 | [8 empty] | 7,12,18 |  |  |  |  | TRUE | [7 empty] | THOR\acont | 2024-09-08 17:27
11a5e35b-dd0c-4a07-8434-e4b1c4e81587 | NFPA 170 ADDRESSABLE OUTPUT MODULE |  |  | North | Gamewell FCI |  | Addressable Control/Relay |  |  |  | Module | TRUE | AOM-TELF | + | Telephone monitor module | 1 | 0.002 | 0.0065 |  |  |  |  | FALSE | FALSE | FLUSH |  | 4" SQ. DEEP | N/A | #FFFF0000 | FA-NFPA 170 ADDRESSABLE OUTPUT MODULE | 1 | FALSE | FALSE | FALSE | 1100 |  |  | 7300-0028:0219 | [10 empty] | FALSE |  |  | FP |  |  | DESKTOP-7SAL8M7\acont | 2019-04-25 09:33 | THOR\acont | 2024-09-08 17:27 | Cloned from Gamewell AOM-2RF | [Gamewell FCI, MIRCOM] [FFT] AOM-TELF, MIX-M500FP [Gamewell FCI] [SLC MODULES] [*] [#3 TYPE ADDR ¦ MODULES] AMM-2F, AMM-2IF, AMM-2RF, AMM-2RIF, AMM-4F, AMM-4SF, AOM-2RF, AOM-2SF, AOM-TELF, MMI-10F, MMI-6SF, MMO-6RF, MMO-6SF, MS-7AF, MS-7ASF, MS-7S w/AMM-2F, MS-WS w/AMM-2F, TC81021000, VW-GATE, WAM-MM, W [Gamewell FCI] [SLC MODULES SENSORS] [*] [#1 SHARED ADDR ¦ MODULES] AMM-2F, AMM-2IF, AMM-2RF, AMM-2RIF, AMM-4F, AMM-4SF, AOM-2RF, AOM-2SF, AOM-TELF, MMI-10F, MMI-6SF, MMO-6RF, MMO-6SF, MS-7AF, MS-7ASF, MS-7S w/AMM-2F, MS-WS w/AMM-2F, TC81021000, VW-DIS-D | [Gamewell FCI] AOM-TELF
d37b380e-c94a-4600-ad79-e4b4439e64ad | NFPA 170 SMOKE DETECTOR |  |  | North | Bosch |  | Smoke Detector |  |  |  | Module | TRUE | F220-PTH w/F220-B6PS | + | Photoelectric smoke detector head with fixed-temperature (+135°F [+57°C]) heat sensor w/12/24 VDC Two-wire Base | 1 | 0.0025 | 0.035 |  |  |  |  | FALSE | TRUE |  |  |  |  | #FFFF0000 | FA-NFPA 170 SMOKE DETECTOR | 1 | FALSE | FALSE | FALSE | 1408 | [13 empty] | FALSE |  |  | 135° FT |  |  | DESKTOP-7EIEB7A\acont | 2021-10-28 13:41 | THOR\acont | 2024-09-08 17:27 | Cloned from Bosch F220-P w/F220-B6PS | [Bosch] [AUX POWER] [*] F220-135 w/F220-B6PS, F220-P w/F220-B6PS (C), F220-PTH w/F220-B6PS (C), FCP-350-P w/FAA-350, FCP-350-PTH w/FAA-350 [Bosch] [SLC POPIT BOSCH] [*] [#1 ++] D9127T, D9127U, F220-135 w/F220-B6PS, F220-P w/F220-B6PS (C), F220-PTH w/F220-B6PS (C), FCP-350-P w/FAA-350, FCP-350-PTH w/FAA-350, FMM-462, FMM-462-D
d0b47fde-dd5b-4b28-8252-e4b4a033c8aa |  |  |  | North | Edwards |  | Hardware |  |  |  | Hardware | TRUE | ACDB-CLNT |  | Access Control Database Client Application Software | 1 | [6 empty] | FALSE | [5 empty] | #FFFFFFFF |  |  | FALSE | FALSE | FALSE | [14 empty] | FALSE | [7 empty] | THOR\acont | 2024-10-09 10:48
04c3bd5c-e099-4f15-8112-e4c13ab8be6c |  |  |  | North | Siemens | [5 empty] | Module | TRUE | RSM-2 | 500-696164 | RSM-2 KEY SW MODULE (MOM) | 1 | [12 empty] | #FFFFFFFF |  |  | FALSE | FALSE | FALSE | [20 empty] | DESKTOP-7SAL8M7\acont | 2019-08-13 09:04 | THOR\acont | 2024-10-09 10:48
94c6c70f-1bd2-4145-878d-e4c347d30e92 |  |  |  | North | Autocall |  | Hardware |  |  |  | Hardware | TRUE | A100-2126 |  | Glass Door and Dress Panel, Red 3 Bay | 1 | 0 | 0 |  |  |  |  | TRUE | [5 empty] | #FFFFFFFF |  |  | FALSE | FALSE | FALSE | [20 empty] | DESKTOP-0D6CQVA\lousc | 2019-07-20 15:09 | THOR\acont | 2024-10-09 10:48 | Cloned from AutoCall 4081 Series
76d3e48a-dd15-4ad3-a4eb-e4c773cb7a7a |  |  |  | North | Notifier |  | Cards & Components |  |  |  | Card | TRUE | VESDA-HLI-GW |  | VESDAnet high-level interface gateway | 1 | [6 empty] | TRUE | FALSE |  |  |  |  | #FFFFFFFF |  |  | FALSE | FALSE | FALSE | [14 empty] | FALSE | [7 empty] | THOR\acont | 2024-10-09 10:48
40f9872f-2647-413f-bc2b-e4d3e7a2ed9b | NFPA 170 SPEAKER STROBE |  |  | North | Edwards |  | Speaker/Strobe |  |  |  | Module | TRUE | G4RF-S7VM |  | 70V Speaker/Strobe, Red, running man, FIRE, 15, 30, 75, 110 cd | 1 | 0 | 0.078 |  |  |  |  | FALSE | [5 empty] | #FF0070C0 | FA-NFPA 170 SPEAKER STROBE | 1 | FALSE | FALSE | FALSE | 2019 | [13 empty] | FALSE | [7 empty] | THOR\acont | 2024-09-08 17:27 |  | [Edwards, Kidde] [NAC] [24 VDC] G4ERA-A, G4ERA-B, G4ERA-G, G4ERA-R, G4ERF-C, G4ERN-A, G4ERN-B, G4ERN-C, G4ERN-G, G4ERN-R, G4EWA-A, G4EWA-B, G4EWA-G, G4EWA-R, G4EWF-C, G4EWN-A, G4EWN-B, G4EWN-C, G4EWN-G, G4EWN-R, G4F-S2V1575, G4F-S2VM, G4F-S7V1575, G4F-S7 [Edwards, Kidde] [AUDIO 70.7v] [70V AUDIO] G4F-S7, G4F-S7V1575, G4F-S7VM, G4HFRF-S7, G4HFRF-S7VMC, G4HFRN-S7, G4HFRN-S7VMC, G4HFWA-S7, G4HFWA-S7VMA, G4HFWA-S7VMC, G4HFWF-S7, G4HFWF-S7VMC, G4HFWN-S7, G4HFWN-S7VMA, G4HFWN-S7VMB, G4HFWN-S7VMC, G4RF-S7, G4RF [Edwards, Kidde] [NAC] [16 VDC] G4ERA-A, G4ERA-B, G4ERA-G, G4ERA-R, G4ERF-C, G4ERN-A, G4ERN-B, G4ERN-C, G4ERN-G, G4ERN-R, G4EWA-A, G4EWA-B, G4EWA-G, G4EWA-R, G4EWF-C, G4EWN-A, G4EWN-B, G4EWN-C, G4EWN-G, G4EWN-R, G4F-S2V1575, G4F-S2VM, G4F-S7V1575, G4F-S7
707798a4-ec07-4995-b6eb-e4d7da511020 | NFPA 170 HORN STROBE |  |  | North | Potter |  | Horn/Strobe |  |  |  | Module | TRUE | SH-24H-WP |  | Weatherproof High Intensity Horn Strobe | 1 | 0 | 0.277 |  |  |  |  | FALSE | [5 empty] | #FF0070C0 | FA-NFPA 170 HORN STROBE | 1 | FALSE | FALSE | FALSE | 2012 | [13 empty] | FALSE | [7 empty] | THOR\acont | 2024-09-08 17:27 |  | [Potter] [NAC] [UL MAX, HIGH DB] SH-24H-WP
b26f3621-dfb4-40c5-9f12-e4dfb1448557 |  |  |  | North | Edwards |  | Cards & Components |  |  |  | Card | TRUE | 5530MD-24AW |  | Electronic Signal /w 13 Tones, 24Vdc | 1 | [6 empty] | TRUE | [5 empty] | #FFFFFFFF |  |  | FALSE | FALSE | FALSE | [14 empty] | FALSE | [7 empty] | THOR\acont | 2024-10-09 10:48
43ec6726-4f99-4fd9-a857-e4e5d43b9719 |  |  |  | North | Bosch | [5 empty] | Module | TRUE | F.01U.268.900 | * | WALL MOUNT OUTDOOR | 1 | [12 empty] | #FFFFFFFF |  |  | FALSE | FALSE | FALSE | [20 empty] | DESKTOP-7EIEB7A\acont | 2021-08-13 06:25 | THOR\acont | 2024-10-09 10:48
cfdce6a9-73d0-453a-a59a-e4ee01a12cef | E12 |  |  | East | Ademco |  | Notification Appliance |  |  |  | Module | TRUE | Wave4 | ++ | Indoor Electronic Siren | 1 | [6 empty] | FALSE |  |  |  | 3.25”W x 4.50”H x 2.0”D |  | #FFFF0000 | FA-E12 | 1 | FALSE | FALSE | FALSE | 2010 | [13 empty] | FALSE | [5 empty] | XPS-17-9710\August | 2024-02-08 04:49 | THOR\acont | 2024-09-08 17:27 | Cloned from Ademco Wave2 | [Ademco] [NAC] [12VDC ] Wave2, Wave2F, Wave4
8fa74c4b-063a-4ead-9203-e4f16b3b49a3 |  |  |  | North | Janus |  | Cards & Components |  |  |  | Card | TRUE | JFS-C1 MAIN BOARD | + | PFC-4410RC MAIN BOARD | 1 | 0.121 | 0.274 |  |  |  |  | TRUE | [5 empty] | #FFFFFFFF |  |  | FALSE | FALSE | FALSE | [12 empty] | 5 |  | FALSE | [5 empty] | DESKTOP-7EIEB7A\acont | 2021-04-08 09:44 | THOR\acont | 2024-10-09 10:48 | Cloned from Potter PFC-4410RC MAIN BOARD | [Janus] [IDC] [#2 TROUBLE] JFS-C1 MAIN BOARD [Janus] [IDC] [#1 ALARM] JFS-C1 MAIN BOARD [Janus] [IDC] [#4 WATERFLOW] JFS-C1 MAIN BOARD [Janus] [IDC] [#3 SUPERVISORY] JFS-C1 MAIN BOARD | [Janus] JFS-C1 MAIN BOARD
0f62a86f-690b-4d7b-a7fa-e4f3580846d4 | CADGEN SAMPLING POINT |  |  | North | Xtralis |  | Air Sampling Detection |  |  |  | Module | TRUE | VSP-981-B |  | VESDA-E VEA 4mm Black Sampling Point | 1 | [6 empty] | FALSE | [5 empty] | #FFFF0000 | FA-CADGEN SAMPLING POINT | 1 | FALSE | FALSE | FALSE | 5010 | [13 empty] | FALSE |  |  | 4mm |  |  | THOR\acont | 2024-01-10 10:47 | THOR\acont | 2024-09-08 17:27 | Cloned from Xtralis VSP-980-W CLONED CLONED
af15886c-dc48-460d-bcff-e4f5276a5697 | NFPA 170 SYNC MODULE |  |  | North | Kidde |  | Sync Module |  |  |  | Module | TRUE | EG1M |  | Precision Sychronization Module - Snap Mount to Signal | 1 | [6 empty] | FALSE | [5 empty] | #FFFF0000 | FA-NFPA 170 SYNC MODULE | 1 | FALSE | FALSE | FALSE | 1300 | [13 empty] | FALSE | [5 empty] | DESKTOP-7SAL8M7\acont | 2020-01-02 08:05 | THOR\acont | 2024-09-08 17:27 | Cloned from Edwards G1M | [Edwards, Kidde] [NAC] [#1 NAC INPUT] EG1M, EG1M-RM, G1M, G1M-RM [Edwards, Kidde] [NAC] [#2 NAC INPUT] EG1M, EG1M-RM, G1M, G1M-RM | [Edwards, Kidde] EG1M, EG1M-RM, G1M, G1M-RM
7ce52df6-9027-41d2-90bd-e4f688b182bd | NFPA 170 EMERGENCY TEXTUAL VISUAL | NFPA 170 EMERGENCY TEXTUAL VISUAL |  | North | Adaptive Micro Systems |  | Emergency Visual |  |  |  | Module | TRUE | ALPHA 4160 MNS | + | Emergency Notification System | 1 | 0.65 | 0.65 |  |  |  |  | FALSE | [5 empty] | #FFFF0000 | FA-NFPA 170 EMERGENCY TEXTUAL VISUAL | 1 | FALSE | FALSE | FALSE | 255 | [13 empty] | FALSE | [5 empty] | DESKTOP-7EIEB7A\acont | 2023-02-02 13:42 | THOR\acont | 2024-09-08 17:27 | Cloned from Adaptive Micro Systems ALPHA 4120 MNS | [Adaptive Micro Systems] [RS-485] ALPHA 4080 MNS, ALPHA 4120 MNS, ALPHA 4160 MNS [Adaptive Micro Systems] [AUX POWER] [*] ALPHA 4080 MNS, ALPHA 4120 MNS, ALPHA 4160 MNS
d7d79dc8-4c76-4e91-9ec9-e4f83de676c6 | NFPA 170 HEAT DETECTOR |  |  | North | Hochiki |  | Heat Detector |  |  |  | Module | TRUE | ATG-EA w/YBN-NSA-4 STANDARD BASE | ATG-EA FIXED TEMP/RATE OF RISE HEAT SENSOR | ATG-EA FIXED TEMP/RATE OF RISE HEAT SENSOR | 1 | 0.00035 | 0.0005 |  |  |  |  | TRUE | TRUE |  | *Refer to Install Sheet |  |  | #FFFF0000 | FA-NFPA 170 HEAT DETECTOR | 1 | FALSE | FALSE | FALSE | 1403 | [19 empty] | DESKTOP-0D6CQVA\lousc | 2019-10-12 09:53 | THOR\acont | 2024-09-08 17:27 | Cloned from Hochiki ATJ-EA w/YBN-NSA-4 STANDARD BASE | [Hochiki] [SLC HOCHIKI] 01 [*] [SLC] ACD-V w/ASBL SOUNDER BASE (C), ACD-V w/HSB-NSA-6 STANDARD BASE (C), ACD-V w/SCI-B4 SHORT CIRCUIT ISOLATOR BASE (C), ACD-V w/SCI-B6 SHORT CIRCUIT ISOLATOR BASE (C), ACD-V w/YBN-NSA-4 STANDARD BASE (C), ATG-EA w/ASB SOU
23434450-97f1-4294-99da-e4fe03c0151f | NFPA 170 HORN STROBE |  |  | North | Eaton Wheelock |  | Horn/Strobe |  |  |  | Module | TRUE | CH70-2475W-FR | ++ | Chime Strobe, 24 VDC, Red, 75cd | 1 | [6 empty] | FALSE | FALSE |  |  |  |  | #FF0070C0 | FA-NFPA 170 HORN STROBE | 1 | FALSE | FALSE | FALSE | 2012 | [13 empty] | FALSE | [5 empty] | THOR\acont | 2023-10-23 17:11 | THOR\acont | 2024-09-08 17:27 | Cloned from Eaton Wheelock CH70-241575W-FR CLONED | [Eaton Wheelock] [STROBE] [24VDC 4-WIRE STROBE ONLY] CH70-24110W-FR, CH70-241575W-FR, CH70-2415W-FR, CH70-2430W-FR, CH70-2475W-FR [Eaton Wheelock] [NAC] [24VDC] CH70-24110W-FR, CH70-241575W-FR, CH70-2415W-FR, CH70-2430W-FR, CH70-2475W-FR [Eaton Wheelock] [HORN] [24VDC 4-WIRE HORN ONLY] CH70-24110W-FR, CH70-241575W-FR, CH70-2415W-FR, CH70-2430W-FR, CH70-2475W-FR, CH70-24R, CH70-24-W
927e3537-9392-4c3b-9451-e4fea9ef0116 | NFPA 170 NON ADDRESSABLE RELAY |  |  | North | Edwards |  | Non-Addressable Relay |  |  |  | Module | TRUE | MR199X13/C |  | DPDT Relay, 24Vdc /w enclosure | 1 | 0 | 0.085 |  |  |  |  | FALSE | [5 empty] | #FFFF0000 | FA-NFPA 170 NON ADDRESSABLE RELAY | 1 | FALSE | FALSE | FALSE | 1300 | [13 empty] | FALSE | [7 empty] | THOR\acont | 2024-09-08 17:27 |  | [Edwards] [AUX POWER] MR199X13, MR199X13/C
8df8c5a7-58c2-43cc-b542-e4ff99809330 | NFPA 170 STROBE CEILING |  |  | North | Eaton Wheelock |  | Strobe |  |  |  | Module | TRUE | ELSTRC-AL | + | CEILING STROBE, RED, ALERT | 1 | [6 empty] | TRUE | TRUE |  |  |  |  | #FF0070C0 | FA-NFPA 170 STROBE CEILING | 1 | FALSE | FALSE | FALSE | 2020 | [16 empty] | C |  |  | DESKTOP-7EIEB7A\acont | 2021-04-29 09:39 | THOR\acont | 2024-09-08 17:27 | Cloned from Eaton Wheelock ELSTRC | [Eaton Wheelock] [NAC] [24VDC] ELSTRC (C), ELSTRC-AL (C), ELSTRC-ALA (C), ELSTRC-NA (C), ELSTWC (C), ELSTWC-AL (C), ELSTWC-ALA (C), ELSTWC-EV (C), ELSTWC-NA (C)
8b0cf8b2-1d14-44d8-9d40-e4ffc7253ebd |  |  |  | North | Bosch | [5 empty] | Module | TRUE | LTC 9215/00 | * | MOUNT. FEED-THROUGH. 12-INCH. FOR LTC 9480 SERIES HOUSINGS. | 1 | [12 empty] | #FFFFFFFF |  |  | FALSE | FALSE | FALSE | [20 empty] | DESKTOP-7EIEB7A\acont | 2021-08-13 06:25 | THOR\acont | 2024-10-09 10:48
2b42068d-4b14-4919-b36d-e50490c51494 |  |  |  | North | Edwards |  | Cards & Components |  |  |  | Card | TRUE | VS2-G-F Mainboard |  | Mainboard for VS2-G-F assembly | 1 | 0.231 | 0.44 |  |  |  |  | TRUE | [5 empty] | #FFFFFFFF |  |  | FALSE | FALSE | FALSE | [14 empty] | FALSE | [7 empty] | THOR\acont | 2024-10-09 10:48 |  | [Edwards, Kidde] [VAC ] 2IDC, 76-600000-001 Main Board, 76-800xxx-xxx Main Board, 77-600000-901 Main Board, 84-732001-901 Main Board, APS10A Mainboard, APS6A Mainboard, BPS10A Mainboard, BPS10A/230 Mainboard, BPS6A Mainboard, BPS6A/230 Mainboard, EST1-2Z
763df847-ac8f-4d39-b8bd-e505b5cc8e76 | NFPA 170 SMOKE HEAT DETECTOR |  |  | North | Potter |  | Smoke/Heat Detector |  |  |  | Module | TRUE | PAD200-PHD w/PAD100-LFSB (Split) | + | Photoelectric Smoke/Heat Detector with 6" Base with LF Sounder Module Included | 1 | 0.0005 | 0.0005 |  |  |  |  | FALSE | TRUE |  |  |  |  | #FFFF0000 | FA-NFPA 170 SMOKE HEAT DETECTOR | 1 | FALSE | FALSE | FALSE | 1408 | [13 empty] | FALSE |  |  | LF¦SB |  |  | THOR\acont | 2025-02-13 08:09 |  |  | Cloned from Potter PAD200-PHD w/PAD100-LFSB | [Potter] [AUX POWER] PAD100-CD w/PAD100-LFSB, PAD100-HD w/PAD100-LFSB, PAD100-PD w/PAD100-LFSB (C), PAD100-PHD w/PAD100-LFSB (C), PAD100-PHD w/PAD100-LFSB (Split) (C), PAD200-PD w/PAD100-LFSB (C), PAD200-PHD w/PAD100-LFSB (C), PAD200-PHD w/PAD100-LFSB (S [Potter] [SLC PAD] [*] [#2 SHARED ADDR ¦ SENSORS] PAD100-CD w/PAD100-4DB, PAD100-CD w/PAD100-6DB, PAD100-CD w/PAD100-IB, PAD100-CD w/PAD100-LFSB, PAD100-CD w/PAD100-RB, PAD100-CD w/PAD100-SB, PAD100-CD w/PAD100-SPKB, PAD100-DUCT (C), PAD100-DUCTR (C), PA
c5be1e6a-ed62-410e-99d7-e505f74ecf2c |  |  |  | North | Notifier |  | Cards & Components |  |  |  | Card | TRUE | ACM-16AT |  | ONYX Series ACS Annunciator | 1 | 0.04 | 0.056 |  |  |  |  | TRUE | FALSE |  |  |  |  | #FFFFFFFF |  |  | FALSE | FALSE | FALSE | [14 empty] | FALSE | [7 empty] | THOR\acont | 2024-10-09 10:48
ff5e86bb-5a59-4b69-8799-e50bc1dfc4ad |  |  |  | North | Gamewell FCI |  | Hardware |  |  |  | Hardware | TRUE | E3ID3-A | ++ | Inner Door, 3 Slots, (NGA, ASM-16 and MIC) | 1 | [6 empty] | TRUE | [5 empty] | #FFFFFFFF |  |  | FALSE | FALSE | FALSE | [20 empty] | DESKTOP-7EIEB7A\acont | 2022-08-29 12:06 | THOR\acont | 2024-10-09 10:48 | Cloned from Gamewell FCI E31D2-TA CLONED
89ed97f9-482f-45a9-b6a3-e50ceee3464a | NFPA 170 HORN STROBE |  |  | North | Siemens |  | Horn/Strobe |  |  |  | Module | TRUE | SLFSSWW-AL | S54329-F62-A2 | SLFSSWW-AL LFS/ST,WALL,WHT,ALERT | 1 | [12 empty] | #FF0070C0 | FA-NFPA 170 HORN STROBE | 1 | FALSE | FALSE | FALSE | 2012 | [19 empty] | DESKTOP-7SAL8M7\acont | 2019-08-13 09:04 | THOR\acont | 2024-09-08 17:27 |  | [Siemens] [NAC] [DC CONTINUOUS] SLFSSWR-AL, SLFSSWR-CO, SLFSSWR-F, SLFSSWR-N, SLFSSWW-AL, SLFSSWW-CO, SLFSSWW-F, SLFSSWW-N
31fbbc7c-66ac-4da6-8fe6-e50fb346a99d | NFPA 170 STROBE WALL |  |  | North | Edwards |  | Strobe |  |  |  | Module | TRUE | G1F-CVM |  | Chime-Strobe, running man, FIRE, white, 15, 30, 75, 110 cd | 1 | 0 | 0.097 |  |  |  |  | FALSE | [5 empty] | #FF0070C0 | FA-NFPA 170 STROBE WALL | 1 | FALSE | FALSE | FALSE | 2023 | [13 empty] | FALSE | [7 empty] | THOR\acont | 2024-09-08 17:27 |  | [Edwards, Kidde] [NAC] [16 VDC, HIGH DB] EG1F-CVM, G1-CVM, G1F-CVM, G1R-CVM, G1RF-CVM, G1WA-CVMA, G1WN-CVMA [Edwards, Kidde] [NAC] [24 VDC, LOW DB] EG1F-CVM, G1-CVM, G1F-CVM, G1R-CVM, G1RF-CVM, G1WA-CVMA, G1WN-CVMA [Edwards, Kidde] [NAC] [16 VDC, LOW DB] EG1F-CVM, G1-CVM, G1F-CVM, G1R-CVM, G1RF-CVM, G1WA-CVMA, G1WN-CVMA [Edwards, Kidde] [NAC] [24 VDC, HIGH DB] EG1F-CVM, G1-CVM, G1F-CVM, G1R-CVM, G1RF-CVM, G1WA-CVMA, G1WN-CVMA
0de154b1-e182-43ca-a9d0-e519ff3092f3 | NFPA 170 REMOTE ANNUNCIATOR | RISER ANNUNCIATOR |  | North | Notifier |  | Remote Annunciator |  |  |  | Module | TRUE | RLD | + | Remote Display Annunciator | 1 | 0.2 | 0.2 |  |  |  |  | FALSE | [5 empty] | #FFFF0000 | FA-NFPA 170 REMOTE ANNUNCIATOR | 1 | FALSE | FALSE | FALSE | 255 | [8 empty] | 7,12,18 |  |  |  |  | TRUE | [5 empty] | DESKTOP-7EIEB7A\acont | 2022-04-01 09:46 | THOR\acont | 2024-09-08 17:27 | Cloned from Notifier N-ANN-LED-R | [Firelite, Notifier] [AUX POWER] [*] ADM-24, LDM, LDM-32, LDM-32F, N-ANN-100, N-ANN-80, N-ANN-80C, N-ANN-80-W, N-ANN-I/O, N-ANN-LED, N-ANN-LED-R, N-ANN-RLED, N-ANN-RLED-R, N-ANN-RLY, N-ANN-S/PG, RLD, RZA-5F [Firelite, Notifier] [RS-485] [DATA] ADM-24, ANN-SEC CARD, FDU-80 CARD, LCD2-80 MAIN CARD, LDM, LDM-32, LDM-32F, N-ANN-100, N-ANN-80, N-ANN-80C, N-ANN-80-W, N-ANN-I/O, N-ANN-LED, N-ANN-LED-R, N-ANN-RLED, N-ANN-RLED-R, N-ANN-RLY, N-ANN-S/PG, RLD
2553e5b7-22d7-47d9-8fa8-e51d0c70508c | NFPA 170 FIRE ALARM CONTROL UNIT | RISER FACU |  | North | Ampac |  | Fire Alarm Control Unit |  |  |  | Assembly | TRUE | SP8X – Cabinet Only |  | SP8X – has a locked glazed outer door and accommodates up to 8 loops, 6 Add-on modules and 4 Add-on termination boards | 1 | [6 empty] | TRUE | [5 empty] | #FFFF0000 | FA-NFPA 170 FIRE ALARM CONTROL UNIT | 1 | FALSE | FALSE | [21 empty] | XPS-17-9710\August | 2024-11-06 05:25 |  |  | Cloned from Ampac SP1X – Cabinet Only
31aaa697-5790-4881-b115-e51f4fde89e0 | NFPA 170 SMOKE HEAT CO DETECTOR |  |  | North | Potter |  | Smoke/Heat/CO Detector |  |  |  | Module | TRUE | PAD200-PCHD w/PAD100-SPKB (Split) | + | Photoelectric Smoke/Hea/CO Detector with Speaker Base with One Form-C Relay Contact | 1 | 0.00045 | 0.00045 |  |  |  |  | FALSE | TRUE |  |  |  |  | #FFFF0000 | FA-NFPA 170 SMOKE HEAT CO DETECTOR | 1 | FALSE | FALSE | FALSE | 1411 | [13 empty] | FALSE |  |  | SB |  |  | THOR\acont | 2025-02-13 11:50 |  |  | Cloned from Potter PAD200-PCHD w/PAD100-SPKB | [Potter] [AUDIO 25v] [25V AUDIO] PAD100-CD w/PAD100-SPKB, PAD100-HD w/PAD100-SPKB, PAD100-PD w/PAD100-SPKB (C), PAD100-PHD w/PAD100-SPKB (C), PAD100-PHD w/PAD100-SPKB (Split) (C), PAD100-SPKB, PAD200-PCD w/PAD100-SPKB (C), PAD200-PCD w/PAD100-SPKB (Split [Potter] [SLC PAD] [*] [#2 SHARED ADDR ¦ SENSORS] PAD100-CD w/PAD100-4DB, PAD100-CD w/PAD100-6DB, PAD100-CD w/PAD100-IB, PAD100-CD w/PAD100-LFSB, PAD100-CD w/PAD100-RB, PAD100-CD w/PAD100-SB, PAD100-CD w/PAD100-SPKB, PAD100-DUCT (C), PAD100-DUCTR (C), PA [Potter] [AUDIO 70.7v] [70V AUDIO] PAD100-CD w/PAD100-SPKB, PAD100-HD w/PAD100-SPKB, PAD100-PD w/PAD100-SPKB (C), PAD100-PHD w/PAD100-SPKB (C), PAD100-PHD w/PAD100-SPKB (Split) (C), PAD100-SPKB, PAD200-PCD w/PAD100-SPKB (C), PAD200-PCD w/PAD100-SPKB (Spl
af4952ee-ff4a-463d-b487-e5237a663637 |  |  |  | North | Siemens | [5 empty] | Module | TRUE | 40/40M-212SF | S54430-F59-A1 | HYD FLM DET WO2 75C 3/4" SS FM | 1 | [12 empty] | #FFFFFFFF |  |  | FALSE | FALSE | FALSE | [20 empty] | DESKTOP-7SAL8M7\acont | 2019-08-13 09:04 | THOR\acont | 2024-10-09 10:48
a27f3c85-9db3-4dbb-b50f-e52573f1d4ef | NFPA 170 STROBE WALL |  |  | North | Edwards |  | Strobe |  |  |  | Module | TRUE | WGVWN | ++ | Outdoor rated strobe, white, none | 1 | [6 empty] | FALSE | [5 empty] | #FF0070C0 | FA-NFPA 170 STROBE WALL | 1 | FALSE | FALSE | FALSE | 2023 | [13 empty] | FALSE |  |  | WP |  |  | THOR\acont | 2024-04-09 07:42 | THOR\acont | 2024-09-08 17:27 | Cloned from Edwards WGVRA CLONED CLONED CLONED | [Edwards, Kidde] [NAC] [VDC] WGSVRA, WGSVRF, WGSVRF-FR, WGSVRF-SP, WGSVRN, WGSVWA, WGSVWF, WGSVWF-FR, WGSVWF-SP, WGSVWN, WGVRA, WGVRF, WGVRF-FR, WGVRF-SP, WGVRN, WGVWA, WGVWF, WGVWF-FR, WGVWF-SP, WGVWN
4f956d98-f8af-4940-9f2d-e5288867ee70 | NFPA 170 HEAT DETECTOR |  |  | North | MIRCOM |  | Heat Detector |  |  |  | Module | TRUE | MIX-5351AP w/B200SR-LF-WH | ++ | Intelligent Heat Detector, Fixed Temperature, White - UL, Low Frequency Sounder Base | 1 | 0.0002 | 0.0045 |  |  |  |  | FALSE | TRUE |  |  |  |  | #FFFF0000 | FA-NFPA 170 HEAT DETECTOR | 1 | FALSE | FALSE | FALSE | 1403 | [13 empty] | FALSE |  |  | 135° FT¦LF |  |  | DESKTOP-7EIEB7A\acont | 2023-05-25 09:26 | THOR\acont | 2024-09-08 17:27 | Cloned from MIRCOM MIX-5251AP w/B200SR-LF | [MIRCOM, Monaco Enterprises] [AUX POWER] [24 VDC] 721-121-00 w/B200SR-LF-WH (C), 721-124-00 w/B200SR-LF-WH (C), 722-121-00 w/B200SR-LF-WH (C), 722-406-00 w/B200SR-LF-WH (C), 723-345-00 w/B200SR-LF-WH (C), 723-353-00 w/B200SR-LF-WH (C), 723-361-00 w/B200S [MIRCOM] [SLC SENSORS] [*] [#4 TYPE ADDR ¦ SENSORS] DNR w/MIX-2251BR (C), DNR w/MIX-2351RAP (C), MIX-1251AP w/B200SR-LF-WH (C), MIX-1251AP w/B200SR-WH (C), MIX-1251AP w/B210LP (C), MIX-1251AP w/B224RB-WH (C), MIX-1251AP w/B501 (C), MIX-1251B w/B200SR-LF- [MIRCOM] [SLC MODULES SENSORS] [*] [#2 SHARED ADDR ¦ SENSORS] DNR w/MIX-2251BR (C), DNR w/MIX-2351RAP (C), MIX-1251AP w/B200SR-LF-WH (C), MIX-1251AP w/B200SR-WH (C), MIX-1251AP w/B210LP (C), MIX-1251AP w/B224RB-WH (C), MIX-1251AP w/B501 (C), MIX-1251B w/
0cf2d6df-e6bb-4234-a9d7-e5338b29e873 | NFPA 170 HORN STROBE |  |  | North | Kidde |  | Horn/Strobe |  |  |  | Module | TRUE | INT-5AT |  | Temporal Horn-Strobe, 15cd, Red | 1 | [6 empty] | FALSE | [5 empty] | #FF0070C0 | FA-NFPA 170 HORN STROBE | 1 | FALSE | FALSE | FALSE | 2012 | [13 empty] | FALSE | [5 empty] | DESKTOP-7SAL8M7\acont | 2020-03-23 13:16 | THOR\acont | 2024-09-08 17:27 | Cloned from Kidde INT-7AT CLONED | [Kidde] [NAC] [24 VDC, HIGH DB] INT-5AT [Kidde] [NAC] [16 VDC, HIGH DB] INT-5AT
5151814f-98fc-4b19-a3fe-e53707c454f8 | NFPA 170 KNOX BOX |  |  | East | KNOX |  | Miscellaneous |  |  |  | Module | TRUE | 4505 |  | KNOX BOX 4505 | 1 | [6 empty] | FALSE | FALSE |  |  |  |  | #FFFF0000 | FA-NFPA 170 KNOX BOX | 1 | FALSE | FALSE | FALSE | [14 empty] | FALSE | [5 empty] | DESKTOP-7SAL8M7\acont | 2020-09-14 12:56 | THOR\acont | 2024-09-08 17:27 | Cloned from KNOX 4432 | [EAS, Federal Signal, Kidde, KNOX] [IDC] 01 2HS, 2HSR, 3200, 3261, 3270, 3502, 4401, 4403, 4430, 4432, 4505, 4534, 5000H, 5000HR, MPEX [EAS, Firelite, Kidde, KNOX, Monaco Enterprises, Potter, System Sensor, Thermotech] [IDC] 01 2HS, 2HSR, 302-AW-135 (C), 3200, 3261, 3270, 3502, 4401, 4403, 4430, 4432, 4505, 4534, 5000H, 5000HR, 721-127-00 (C), 722-123-00 (C), 723-369-00 (C), BG-12LO, I3
31f45efa-5a38-4f74-9974-e53a9744000a | NFPA 170 AMPLIFIER RACK | RISER AMP |  | North | Potter |  | Amplifier |  |  |  | Assembly | TRUE | PVC-DPS100 (70V) | + | Distributed Panel, Single Channel, 100W | 1 | [6 empty] | FALSE | [5 empty] | #FFFF0000 | FA-NFPA 170 AMPLIFIER RACK | 1 | FALSE | FALSE | FALSE | 300 | [8 empty] | 7,12,18 |  |  |  | 100 | TRUE | [5 empty] | DESKTOP-7SAL8M7\acont | 2020-11-03 16:06 | THOR\acont | 2024-09-08 17:27 | Cloned from Hochiki FNVDPS100 (70V)
d7b9c6c3-d873-41b3-b1e3-e53daf844e0a | NFPA 170 BELL |  |  | North | Eaton Wheelock |  | Bell |  |  |  | Module | TRUE | 43T-G6-24-R |  | Bell, Vib, 24 VAC, 6", Red. | 1 | [6 empty] | FALSE | FALSE |  |  |  |  | #FFFF0000 | FA-NFPA 170 BELL | 1 | FALSE | FALSE | FALSE | 2000 | [13 empty] | FALSE | [7 empty] | THOR\acont | 2024-09-08 17:27
c1b01a79-935a-4045-b8dd-e540638a8801 | NFPA 170 HORN STROBE |  |  | North | Eaton Wheelock |  | Horn/Strobe |  |  |  | Module | TRUE | LHSW3-N |  | HRN/ST,WALL,WHT,NO-TXT | 1 | [12 empty] | #FF0070C0 | FA-NFPA 170 HORN STROBE | 1 | FALSE | FALSE | FALSE | 2012 | [19 empty] | DESKTOP-7SAL8M7\acont | 2020-10-28 08:07 | THOR\acont | 2024-09-08 17:27 | Cloned from Siemens SLHSWW-N | [Eaton Wheelock] [NAC] [UL MAX, HIGH DB] LHSR3, LHSR3-A, LHSR3-N, LHSW3, LHSW3-A, LHSW3-AL, LHSW3-N
c919d36e-5413-4c2d-84e6-e54426b78137 | NFPA 170 HORN STROBE CEILING |  |  | North | Siemens |  | Horn/Strobe |  |  |  | Module | TRUE | NS-MC-CW | 500-636088++ | NS HORN MULTI-CANDELA WHITE CEILING | 1 | [7 empty] | TRUE |  |  |  |  | #FF0070C0 | FA-NFPA 170 HORN STROBE CEILING | 1 | FALSE | FALSE | FALSE | 2013 | [16 empty] | C |  |  | DESKTOP-7SAL8M7\acont | 2019-08-13 09:04 | THOR\acont | 2024-09-08 17:27 | B,T | [Siemens] [NAC] [DC HIGH DB] NS-MC-CR (C), NS-MC-CW (C)
39caffd0-c7a2-456d-aac2-e54535984aad |  |  |  | North | MIRCOM | [5 empty] | Module | TRUE | QAA-5415-25 | ++ | 25 Volt Quad 15 Watt Amplifier | 1 | [12 empty] | #FFFFFFFF |  |  | FALSE | FALSE | FALSE | [22 empty] | THOR\acont | 2024-12-02 14:25 |  |  | [MIRCOM] QAA-5415-25
244beae2-a783-49a0-8c94-e549c1d6ba6b | NFPA 170 SPEAKER STROBE |  |  | North | Edwards |  | Speaker/Strobe |  |  |  | Module | TRUE | 757-8A-SS70 |  | 110cdW, 60cdC Strobe, Cone Speaker, 70V .25 .5, 1, 2w | 1 | [6 empty] | FALSE | [5 empty] | #FF0070C0 | FA-NFPA 170 SPEAKER STROBE | 1 | FALSE | FALSE | FALSE | 2019 | [13 empty] | FALSE | [7 empty] | THOR\acont | 2024-09-08 17:27 |  | [Edwards] [AUDIO 70.7v] [70V AUDIO] 757-8A-SS70, 757-8A-SS70W [Edwards] [NAC] [24 VDC] 757-8A-SS25, 757-8A-SS25W, 757-8A-SS70, 757-8A-SS70W [Edwards] [NAC] [16 VDC] 757-8A-SS25, 757-8A-SS25W, 757-8A-SS70, 757-8A-SS70W
c1cca4a2-6e24-4b59-b01d-e549dac92fd9 |  |  |  | North | Simplex |  | Cards & Components |  |  |  | Card | TRUE | 4007-9202 CPU | ++ | CPU Assembly | 1 | 0.18 | 0.185 |  |  |  |  | TRUE | [5 empty] | #FFFFFFFF |  |  | FALSE | FALSE | FALSE | [9 empty] | 7,12,18 |  |  |  |  | TRUE | [5 empty] | DESKTOP-7SAL8M7\acont | 2020-05-12 07:54 | THOR\acont | 2024-10-09 10:48 | Cloned from Simplex 4007-9202 |  | [Autocall, Simplex] 4007-9101(BA) CPU, 4007-9102(BA) CPU, 4007-9202 CPU, A007-9101/9102 CPU, A007-9202 CPU, A010-9601 ESS [Autocall, Simplex] 4007-9101(BA) CPU, 4007-9102(BA) CPU, 4007-9202 CPU, A010-9422 CPU, A010-9425 CPU, A010-9426 CPU, A010-9602 CPU, A010-9604 CPU, A100-5101, A100-5111, A100-5115 [Autocall, Simplex] 4007-9101(BA) CPU, 4007-9102(BA) CPU, 4007-9202 CPU, A010-9930, A100-5101, A100-5111, A100-5115 [Autocall, Simplex] 4007-9101(BA) CPU, 4007-9102(BA) CPU, 4007-9202 CPU, 4100-5311, A007-9101/9102 CPU, A007-9202 CPU, A010-9422 CPU, A010-9425 CPU, A010-9426 CPU, A010-9601 ESS, A010-9602 CPU, A010-9604 CPU, A100-5101, A100-5311, A100-5325, A100-9121 CPU
9251ecb4-d93e-4879-9a45-e54a4e81f674 | NFPA 170 ISOLATION MODULE |  |  | North | Kidde |  | Isolator Module |  |  |  | Module | TRUE | FX-ISO | ++ | SLC Fault Isolator Module | 1 | 0.000175 | 0.0002 |  |  |  |  | FALSE | [5 empty] | #FFFF0000 | FA-NFPA 170 ISOLATION MODULE | 1 | FALSE | FALSE | FALSE | 1200 | [13 empty] | FALSE | [5 empty] | DESKTOP-7EIEB7A\acont | 2021-12-16 15:14 | THOR\acont | 2024-09-08 17:27 | Cloned from Kidde GSA-IM | [Edwards, Kidde] [SLC EST MODULES/SENSORS] 05 [*] [iO64] FX-ISO, FX-RLY, GSA-CR, GSA-CRH, GSA-CRR, GSA-MCR, GSA-MCRR, SIGA-CR, SIGA-CR2, SIGA-CRH, SIGA-CRR, SIGA-MCR, SIGA-MCRR [Edwards, Kidde] [SLC EST MODULES] 01 [*] [EST3, iO1000 ] FX-2WIRE, FX-IDC1A, FX-IDC1B, FX-IDC2B, FX-IDCWS, FX-ISO, FX-NAC, GSA-CC1, GSA-CC1S, GSA-CC2, GSA-CT1, GSA-CT2, GSA-IO, GSA-MAB, GSA-MCC1, GSA-MCC1S, GSA-MCC2, GSA-MCT2, GSA-MIO, GSA-MM1, GSA-MRM1 [Kidde] [SLC EST MODULES SENSORS] [*] [#1 SHARED ADDR ¦ MODULES] 76-330002-101, 84-330002-001, FX-270, FX-278, FX-2WIRE, FX-IDC1A, FX-IDC1B, FX-IDC2B, FX-IDCWS, FX-ISO, FX-NAC, FX-RLY, GSA-CC1, GSA-CC1S, GSA-CC2, GSA-CR, GSA-CRH, GSA-CRR, GSA-CT1, GSA-CT [Kidde] [SLC EST MODULES] [*] [#3 TYPE ADDR ¦ MODULES] 76-330002-101, 84-330002-001, FX-270, FX-278, FX-2WIRE, FX-IDC1A, FX-IDC1B, FX-IDC2B, FX-IDCWS, FX-ISO, FX-NAC, FX-RLY, GSA-CC1, GSA-CC1S, GSA-CC2, GSA-CR, GSA-CRH, GSA-CRR, GSA-CT1, GSA-CT2, GSA-IO,
8a7c3252-ab77-4ff6-a911-e54cf834a5b2 | NFPA 170 SPEAKER STROBE |  |  | North | Gentex |  | Speaker/Strobe |  |  |  | Module | TRUE | WSSPK24-15/75WR |  | Outdoor Speaker/Strobe, Fixed 15/75 Candela, Wall, Red | 1 | 0 | 0.096 |  |  |  |  | FALSE | [5 empty] | #FF0070C0 | FA-NFPA 170 SPEAKER STROBE | 1 | FALSE | FALSE | FALSE | 2019 |  |  | 7320-0569:0141 | [10 empty] | FALSE |  |  | WP |  |  |  |  | THOR\acont | 2024-09-08 17:27 |  | [Gentex, Hochiki, Potter] [AUDIO 25v] [25V AUDIO] CSPKSTR-24AR (C), CSPKSTR-24AW (C), CSPKSTR-24BR (C), CSPKSTR-24BW (C), CSPKSTR-24GR (C), CSPKSTR-24GW (C), CSPKSTR-24RR (C), CSPKSTR-24RW (C), FASPKR-R (C), FASPKR-W (C), FASPKR-WR, FASPKR-WW, FASPK-WPR, [Gentex, Hochiki, Potter] [AUDIO 70.7v] [70V AUDIO] CSPKSTR-24AR (C), CSPKSTR-24AW (C), CSPKSTR-24BR (C), CSPKSTR-24BW (C), CSPKSTR-24GR (C), CSPKSTR-24GW (C), CSPKSTR-24RR (C), CSPKSTR-24RW (C), FASPKR-R (C), FASPKR-W (C), FASPKR-WR, FASPKR-WW, FASPK-WP [Gentex] [NAC] [UL MAX] WSSPK24-15/75WR, WSSPK24-15/75WW
239c0230-5e2e-4b76-9107-e5504327dd2e | NFPA 170 HEAT DETECTOR |  |  | North | Siemens |  | Heat Detector |  |  |  | Module | TRUE | DT-200WP | 500-087261 | RATE COMP. FIXED 200 DEG. WTHPRF | 1 | [12 empty] | #FFFF0000 | FA-NFPA 170 HEAT DETECTOR | 1 | FALSE | FALSE | FALSE | [17 empty] | 200° FT, WP |  |  | DESKTOP-7SAL8M7\acont | 2019-08-13 09:04 | THOR\acont | 2024-09-08 17:27 |  | [Siemens] [IDC] [#1 ALARM] DT-135F, DT-135R, DT-135WP, DT-140EP, DT-160EP, DT-190EP, DT-200F, DT-200R, DT-200WP, DT-225EP, DT-275EP, DT-325EP, DT-360EP, DT-450EP, DT-600EP, DT-725EP
5d642768-1270-4e9a-abdc-e5518bcec60c | NFPA 170 DUCT SMOKE DETECTOR |  |  | North | Siemens |  | Duct Smoke Detector |  |  |  | Module | TRUE | AD-11XPR |  | Duct Smoke Detector Housing | 1 | [6 empty] | FALSE | TRUE |  |  |  |  | #FFFF0000 | FA-NFPA 170 DUCT SMOKE DETECTOR | 1 | FALSE | FALSE | FALSE | 1400 | [13 empty] | FALSE | [7 empty] | THOR\acont | 2024-09-08 17:27 | 20191121 AC Detector without base
8fb9c06d-2f68-49cc-bd71-e554cf00821d | NFPA 170 VALVE SUPERVISORY SWITCH |  |  | North | Potter |  | Valve Supervisory Switch |  |  |  | Module | TRUE | WCS Series | + | Water Column Switch | 1 | [6 empty] | FALSE | [5 empty] | #FFFF0000 | FA-NFPA 170 VALVE SUPERVISORY SWITCH | 1 | FALSE | FALSE | FALSE | 916 |  |  | 7770-0328:0183 | [10 empty] | FALSE | [7 empty] | THOR\acont | 2024-09-08 17:27
bc9190c2-4968-4400-aff8-e5572e48cd43 | NFPA 170 SMOKE DETECTOR |  |  | North | Apollo |  | Smoke Detector |  |  |  | Module | TRUE | SA7100-100APO (Prism) | ++ | Intelligent Auto-Aligning Beam Detector Prism | 1 | [6 empty] | FALSE | TRUE |  |  |  |  | #FFFF0000 | FA-NFPA 170 SMOKE DETECTOR | 1 | FALSE | FALSE | FALSE | 1408 | [13 empty] | FALSE |  |  | SBP |  |  | DESKTOP-7EIEB7A\acont | 2023-02-13 07:05 | THOR\acont | 2024-09-08 17:27 | Cloned from Simplex 4098-9019 (Prism)
c004dcd1-906a-4e81-81ab-e564316cef31 | NFPA 170 NOTIFICATION CIRCUIT EXTENDER PANEL | RISER NAC |  | North | Eaton Wheelock |  | Notification Circuit Extender Panel |  |  |  | Assembly | TRUE | PS-8-EXP-LP | + | 8 amp power supply with preinstalled expansion module, red enclosure, 120V | 1 | [6 empty] | FALSE | FALSE |  |  |  |  | #FFFF0000 | FA-NFPA 170 NOTIFICATION CIRCUIT EXTENDER PANEL | 1 | FALSE | FALSE | FALSE | 212 | [8 empty] | 7 |  |  | 8 |  | TRUE | [5 empty] | DESKTOP-7SAL8M7\acont | 2020-10-29 14:21 | THOR\acont | 2024-09-08 17:27 | Cloned from Eaton Wheelock PS-8-B-LP CLONED
426f15f5-5ac6-4ca4-a4a9-e56ad764ec04 | NFPA 170 FIRE ALARM CONTROL UNIT | RISER FACP |  | North | Edwards |  | Fire Alarm Control Unit |  |  |  | Assembly | TRUE | QS1-1-G-1 | ++ | Single loop system. 1 option card space. Gray enclosure, 115v transformer. | 1 | [6 empty] | FALSE | [5 empty] | #FFFF0000 | FA-NFPA 170 FIRE ALARM CONTROL UNIT | 1 | FALSE | FALSE | FALSE | [9 empty] | 7,12,26,33,40 |  |  |  |  | TRUE | [7 empty] | THOR\acont | 2024-09-08 17:27
d242d517-80f9-4603-b38a-e56f45360bc7 | NFPA 170 SMOKE DETECTOR |  |  | North | Edwards |  | Smoke Detector |  |  |  | Module | TRUE | SIGA-PD w/SIGA-AB4G-LF BASE | ++ | Photoelectric smoke detector | 1 | 3.2e-05 | 3.2e-05 |  |  |  |  | FALSE | TRUE |  |  |  |  | #FFFF0000 | FA-NFPA 170 SMOKE DETECTOR | 1 | FALSE | FALSE | FALSE | 1408 | [13 empty] | FALSE |  |  | LF |  |  |  |  | THOR\acont | 2024-10-08 16:47 | 20191121 AC Detector with base | [Edwards, Kidde] [AUX POWER] FX-HD w/SB4U-LF BASE, FX-PD w/SB4U-LF BASE (C), FX-PHD w/SB4U-LF BASE (C), SIGA2-COS w/SIGA-AB4G-LF BASE, SIGA2-HCOS w/SIGA-AB4G-LF BASE, SIGA2-HFS w/SIGA-AB4G-LF BASE, SIGA2-HRS w/SIGA-AB4G-LF BASE, SIGA2-PCOS w/SIGA-AB4G-LF [Edwards, Kidde] [SLC EST SENSORS] 01 [*] [EST3, iO1000] DS-HFS (C), DS-PS (C), FX-HD w/IB4U BASE, FX-HD w/RB4U BASE, FX-HD w/SB4U BASE, FX-HD w/SB4U-LF BASE, FX-HD wB4U BASE, FX-PD w/B4U BASE (C), FX-PD w/IB4U BASE (C), FX-PD w/SB4U BASE (C), FX-PD w/SB [Edwards, Kidde] [SLC EST SENSORS] [*] [#4 TYPE ADDR ¦ SENSORS] KI-DDOS (C), SIGA2-COS w/SIGA-AB4G BASE, SIGA2-COS w/SIGA-AB4G-LF BASE, SIGA2-COS w/SIGA-AB4GT BASE, SIGA2-COS w/SIGA-IB BASE, SIGA2-COS w/SIGA-RB BASE, SIGA2-COS w/SIGA-SB BASE, SIGA2-HCOS [Edwards, Kidde] [SLC EST MODULES SENSORS] [*] [#2 SHARED ADDR ¦ SENSORS] KI-DDOS (C), SIGA2-COS w/SIGA-AB4G BASE, SIGA2-COS w/SIGA-AB4G-LF BASE, SIGA2-COS w/SIGA-AB4GT BASE, SIGA2-COS w/SIGA-IB BASE, SIGA2-COS w/SIGA-RB BASE, SIGA2-COS w/SIGA-SB BASE, S [Edwards, Kidde] [SLC EST MODULES/SENSORS] 01 [*] [iO64] DS-HFS (C), DS-PS (C), FX-HD w/IB4U BASE, FX-HD w/RB4U BASE, FX-HD w/SB4U BASE, FX-HD w/SB4U-LF BASE, FX-HD wB4U BASE, FX-PD w/B4U BASE (C), FX-PD w/IB4U BASE (C), FX-PD w/SB4U BASE (C), FX-PD w/SB
9bb32c5c-bbd9-487c-bbf8-e576da450e41 | NFPA 170 SMOKE DETECTOR |  |  | North | Monaco Enterprises |  | Smoke Detector |  |  |  | Module | TRUE | 723-345-00 w/B200SR-WH | + | DETECTOR,SYSTEM:IONIZATION,15-32VDC,INTELLIGENT,HEAD | 1 | 0.0007 | 0.06 |  |  |  |  | FALSE | TRUE |  |  |  |  | #FFFF0000 | FA-NFPA 170 SMOKE DETECTOR | 1 | FALSE | FALSE | FALSE | 1408 | [13 empty] | FALSE |  |  | P, SB |  |  | DESKTOP-7SAL8M7\acont | 2020-03-03 09:21 | THOR\acont | 2024-09-08 17:27 | Cloned from Monaco Enterprises 723-353-00 w/B200SR | [MIRCOM, Monaco Enterprises] [AUX POWER] 721-121-00 w/B200SR-WH (C), 721-124-00 w/B200SR-WH (C), 722-121-00 w/B200SR-WH (C), 722-406-00 w/B200SR-WH (C), 723-345-00 w/B200SR-WH (C), 723-353-00 w/B200SR-WH (C), 723-361-00 w/B200SR-WH (C), MIX-1251AP w/B200 [Monaco Enterprises] [SLC SENSORS] 01 [*] 721-121-00 w/B200SR-LF-WH (C), 721-121-00 w/B200SR-WH (C), 721-121-00 w/B210LP (C), 721-121-00 w/B224RB-WH (C), 721-121-00 w/B501 (C), 721-124-00 w/B200SR-LF-WH (C), 721-124-00 w/B200SR-WH (C), 721-124-00 w/B210L [Monaco Enterprises] [SLC MODULES/SENSORS] 01 [*] 721-121-00 w/B200SR-LF-WH (C), 721-121-00 w/B200SR-WH (C), 721-121-00 w/B210LP (C), 721-121-00 w/B224RB-WH (C), 721-121-00 w/B501 (C), 721-124-00 w/B200SR-LF-WH (C), 721-124-00 w/B200SR-WH (C), 721-124-00 [Monaco Enterprises] [SLC SENSORS] 01 [*] 721-121-00 w/B200SR-LF-WH (C), 721-121-00 w/B200SR-WH (C), 721-121-00 w/B210LP (C), 721-121-00 w/B224RB-WH (C), 721-121-00 w/B501 (C), 721-124-00 w/B200SR-LF-WH (C), 721-124-00 w/B200SR-WH (C), 721-124-00 w/B210L [Monaco Enterprises] [SLC MODULES SENSORS] 01 [*] 708-026-01, 708-031-00, 721-121-00 w/B200SR-LF-WH (C), 721-121-00 w/B200SR-WH (C), 721-121-00 w/B210LP (C), 721-121-00 w/B224RB-WH (C), 721-121-00 w/B501 (C), 721-124-00 w/B200SR-LF-WH (C), 721-124-00 w/B
b0ad25ea-5c11-4e9b-ae53-e577983bada7 | NFPA 170 HORN STROBE CEILING |  |  | North | Siemens |  | Horn/Strobe |  |  |  | Module | TRUE | SLHSCW-FB | S54329-F14-A2 | SLHSCW-FB HRN/ST,CLG,WHT,PICTOGRAM | 1 | [7 empty] | TRUE |  |  |  |  | #FF0070C0 | FA-NFPA 170 HORN STROBE CEILING | 1 | FALSE | FALSE | FALSE | 2013 | [16 empty] | C |  |  | DESKTOP-7SAL8M7\acont | 2019-08-13 09:04 | THOR\acont | 2024-09-08 17:27 | B,T | [Siemens] [NAC] [24 VDC, HIGH DB, CODE 3] SLHSCR-A (C), SLHSCR-AL (C), SLHSCR-F (C), SLHSCR-FB (C), SLHSCR-N (C), SLHSCW-A (C), SLHSCW-AL (C), SLHSCW-F (C), SLHSCW-FB (C), SLHSCW-N (C)
58f91340-dd76-4902-9e0f-e57cf5faf6ea |  |  |  | North | Autocall |  | Cards & Components |  |  |  | Card | TRUE | A100-1363 |  | Digital Flex-35, 35 W Amplifier, constant supervision compatible 25 VRMS output | 1 | 0.085 | 1.64 |  |  |  |  | TRUE | [5 empty] | #FFFFFFFF |  |  | FALSE | FALSE | FALSE | [20 empty] | DESKTOP-0D6CQVA\lousc | 2019-07-07 13:45 | THOR\acont | 2024-10-09 10:48 | Cloned from AutoCall A100-1361 |  | [Autocall] A100-1361, A100-1363
06753446-6c6d-46e3-98ee-e583b01103c4 |  |  |  | North | Siemens | [5 empty] | Module | TRUE | 20/20ML-11SF | S54430-F5-A1 | MINI UV/IR FLM DET CBL SS FM | 1 | [12 empty] | #FFFFFFFF |  |  | FALSE | FALSE | FALSE | [20 empty] | DESKTOP-7SAL8M7\acont | 2019-08-13 09:04 | THOR\acont | 2024-10-09 10:48
d8fdfb16-e965-4169-872e-e583bbf9d57d | NFPA 170 SPEAKER CEILING |  |  | North | Autocall |  | Speaker |  |  |  | Module | TRUE | A49HF-APPLC-BA | + | Ceiling mount Addressable High fidelity S/O appliance only. Assembled in USA | 1 | 0 | 0 |  |  |  |  | TRUE | TRUE |  |  |  |  | #FF0070C0 | FA-NFPA 170 SPEAKER CEILING | 1 | FALSE | FALSE | FALSE | 2019 | [16 empty] | C |  |  | DESKTOP-7EIEB7A\acont | 2021-11-14 10:02 | THOR\acont | 2024-09-08 17:27 | Cloned from AutoCall A49HFV-APPLC-BA | [Autocall, Simplex] [IDNac] [IDNAC] 49HF-APPLC (C), 49HF-APPLC-BA (C), 49HF-APPLW, 49HF-APPLW-BA, 49SO-APPLC (C), 49SO-APPLC-BA (C), 49SO-APPLC-O (C), 49SO-APPLC-O-BA (C), 49SO-APPLW, 49SO-APPLW-BA, 49SO-APPLW-O, 49SO-APPLW-O-BA, A49HF-APPLC (C), A49HF-A [Autocall, Simplex] [AUDIO 70.7v] [70V AUDIO] 49HF-APPLC (C), 49HF-APPLC-BA (C), 49HFV-APPLC (C), 49HFV-APPLC-BA (C), 49HFVH-APPLC (C), 49HFVH-APPLC-BA (C), 49SO-APPLC (C), 49SO-APPLC-BA (C), 49SO-APPLC-O (C), 49SO-APPLC-O-BA (C), 49SV-APPLC (C), 49SV-AP [Autocall, Simplex] [AUDIO 25v] [25V AUDIO] 49HF-APPLC (C), 49HF-APPLC-BA (C), 49HFV-APPLC (C), 49HFV-APPLC-BA (C), 49HFVH-APPLC (C), 49HFVH-APPLC-BA (C), 49SO-APPLC (C), 49SO-APPLC-BA (C), 49SO-APPLC-O (C), 49SO-APPLC-O-BA (C), 49SV-APPLC (C), 49SV-APPL
b705bd66-2927-4e3a-983f-e585c610af62 | CADGEN PANIC BUTTON |  |  | North | BluePoint |  | Panic Button |  |  |  | Module | TRUE | BP03-303 | ++ | Wireless Discrete Panic-DMP | 1 |  |  |  |  | 3 | [7 empty] | #FFFF0000 | FA-CADGEN PANIC BUTTON | 1 | FALSE | FALSE | FALSE | [17 empty] | RPT |  |  | THOR\acont | 2024-04-12 13:06 | THOR\acont | 2024-09-08 17:27 | Cloned from Bosch RFPB-FP-A | [BluePoint, DMP] [DMP WIRELESS] [WIRELESS] 1103, 1126R, 1135, 1164 (C), 1164NS (C), 1165H (C), 1168 (C), 1181-R, 1182, 1183-135F, 1183-135R, 1184-W (C), BP01-303, BP02-203M, BP02-203P, BP02-A203M, BP02-A203P, BP02-A203PH, BP03-303, BP03-A103M, BP03-A103P
beca3654-d0e9-4f96-abde-e58898bcf241 |  |  |  | North | Bosch | [5 empty] | Module | TRUE | MBV-MCHAN | * | BVMS Software Maintenance License for MBV-XCHAN-, 1yr | 1 | [12 empty] | #FFFFFFFF |  |  | FALSE | FALSE | FALSE | [20 empty] | DESKTOP-7EIEB7A\acont | 2021-08-13 06:25 | THOR\acont | 2024-10-09 10:48
cc41e756-b4e2-43cd-8caf-e589b7e7f8a9 | NFPA 170 STROBE WALL |  |  | North | Kidde |  | Strobe |  |  |  | Module | TRUE | EG4VWF-FR |  | Wall strobe, white, FEU | 1 | [6 empty] | FALSE |  | GRSW-10 |  |  |  | #FF0070C0 | FA-NFPA 170 STROBE WALL | 1 | FALSE | FALSE | FALSE | 2023 | [13 empty] | FALSE | [5 empty] | DESKTOP-7SAL8M7\acont | 2020-08-19 11:55 | THOR\acont | 2024-09-08 17:27 | Cloned from Edwards G4VWF-FR | [Edwards, Kidde] [NAC] [VFWR] EG4VRF, EG4VRF-FR, EG4VRF-SP, EG4VRN, EG4VWF, EG4VWF-FR, EG4VWF-SP, EG4VWN, G4VRF, G4VRF-FR, G4VRF-SP, G4VRN, G4VWF, G4VWF-FR, G4VWF-SP, G4VWN [Edwards, Kidde] [NAC] [VDC] EG4VRF, EG4VRF-FR, EG4VRF-SP, EG4VRN, EG4VWF, EG4VWF-FR, EG4VWF-SP, EG4VWN, G4VRF, G4VRF-FR, G4VRF-SP, G4VRN, G4VWF, G4VWF-FR, G4VWF-SP, G4VWN
fda4b702-e648-4ef0-9b7a-e58f8c7ea3a7 |  |  |  | North | First Alert |  | Cards & Components |  |  |  | Card | TRUE | FA1600C-24 Main Board | + | Main Board | 1 | 0.3 | 0.47 |  |  |  |  | TRUE | [5 empty] | #FFFFFFFF |  |  | FALSE | FALSE | FALSE | [14 empty] | FALSE | [5 empty] | DESKTOP-7EIEB7A\acont | 2022-02-25 09:58 | THOR\acont | 2024-10-09 10:48 | Cloned from Honeywell FA1600C Main Board |  | [First Alert] FA1600C Main Board, FA1600C-24 Main Board, FA1600CA Main Board, FA1600CB Main Board [Fike, First Alert, Honeywell, Siemens, Silent Knight] 10-2542, 10-2622, 5110XM Main Board, FA1600C Main Board, FA1600C-24 Main Board, FA1600CA Main Board, FA1600CB Main Board, FC924-US Main Board, SK-2, SK-4, VISTA-128FBPT Main Board, VISTA-20P Main Boar
123ae9f8-4e71-4454-a72d-e5936d39c707 |  |  |  | North | Potter | [5 empty] | Module | TRUE | ATTE-B |  | Fire Alarm and Trouble Transmitter | 1 | [6 empty] | FALSE | [5 empty] | #FFFFFFFF |  |  | FALSE | FALSE | FALSE | [14 empty] | FALSE | [7 empty] | THOR\acont | 2024-10-09 10:48
fdf4a911-d21c-440b-8049-e59635eb26d1 | NFPA 170 DOOR HOLDER |  |  | North | System Sensor |  | Door Holder |  |  |  | Module | TRUE | FM998 |  | 24V Door Holder | 1 | 0.02 | 0.02 |  |  |  |  | FALSE |  | FLUSH |  | SINGLE GANG | 1-GANG | #FFFF0000 | FA-NFPA 170 DOOR HOLDER | 1 | FALSE | FALSE | FALSE | 2500 |  |  | 3550-0028:0210 | [10 empty] | FALSE | [7 empty] | THOR\acont | 2024-09-08 17:27 |  | [Bosch, Generic, Hochiki, N/A, Notifier, Potter, Rixson, RSG, Silent Knight, System Sensor] [RELAY] [DOOR RELEASE] 110VAC DOOR HOLDER, ADI_K7-998TRI689, D370, D370C, DH Series, DH(1224)FPC, DH(1224)GPC, DH(1224)RPC, DH(1224)SPC, DH(24120)FPC, DH(24120)GP [ASSA ABLOY, Bosch, Hochiki, N/A, Notifier, Potter, Rixson, RSG, Silent Knight, System Sensor] [AUX POWER] [DOOR RELEASE] 7200, ADI_K7-998TRI689, D370, D370C, DH Series, DH(1224)FPC, DH(1224)GPC, DH(1224)RPC, DH(1224)SPC, DH(24120)FPC, DH(24120)GPC, DH(2 [Bosch, Hochiki, N/A, Notifier, Potter, Rixson, RSG, Silent Knight, System Sensor] [AUX POWER] [DOOR RELEASE] ADI_K7-998TRI689, D370, D370C, DH Series, DH(1224)FPC, DH(1224)GPC, DH(1224)RPC, DH(1224)SPC, DH(24120)FPC, DH(24120)GPC, DH(24120)GPC2, DH(2412
31767ae1-c903-4df6-a254-e59beefa8a08 |  |  |  | North | Advanced |  | Cards & Components |  |  |  | Card | TRUE | AX-PSN108 Main Board |  | 10 Amp 8B/4A NAC Power Extender | 1 | 0.11 | 0.195 |  |  |  |  | TRUE | [5 empty] | #FFFFFFFF |  |  | FALSE | FALSE | FALSE | [20 empty] | AULAPTOP-PC\Aulaptop | 2019-05-12 12:00 | THOR\acont | 2024-10-09 10:48 | Cloned from Advanced AXPSN108 | [Advanced, Potter] [VAC ] [120VAC] AFC-100 Main Board, AFC-1000 Main Board, AFC-50 Main Board, ARC-100 Main Board, AX-PSN104 Main Board, AX-PSN106 Main Board, AX-PSN108 Main Board, AX-PSN-64 Main Board, DCA-10025 (25V) Main Board, DCA-10025 (70V) Main Bo [Advanced, Potter] [NAC Trigger] [#1 NAC Trigger] AX-PSN104 Main Board, AX-PSN106 Main Board, AX-PSN108 Main Board, AX-PSN-64 Main Board, PSN-106 MAIN BOARD, PSN-106B MAIN BOARD, PSN-64 MAIN BOARD [Advanced, Potter] [NAC Trigger] [#2 NAC Trigger] AX-PSN104 Main Board, AX-PSN106 Main Board, AX-PSN108 Main Board, AX-PSN-64 Main Board, PSN-106 MAIN BOARD, PSN-106B MAIN BOARD, PSN-64 MAIN BOARD | [Advanced] AX-PSN108 Main Board
8f9532c1-ec95-45b9-88b3-e59db73adb50 | NFPA 170 REMOTE ANNUNCIATOR | RISER ANNUNCIATOR |  | North | Notifier |  | Remote Annunciator |  |  |  | Module | TRUE | N-ANN-80-W | ++ | White, 80 character LCD Annunciator | 1 | 0.015 | 0.04 |  |  |  |  | FALSE | [5 empty] | #FFFF0000 | FA-NFPA 170 REMOTE ANNUNCIATOR | 1 | FALSE | FALSE | FALSE | 255 | [8 empty] | 7,12,18 |  |  |  |  | TRUE | [5 empty] | DESKTOP-7EIEB7A\acont | 2021-05-04 16:33 | THOR\acont | 2024-09-08 17:27 | Cloned from Notifier N-ANN-80 | [Firelite, Notifier] [AUX POWER] [*] ADM-24, LDM, LDM-32, LDM-32F, N-ANN-100, N-ANN-80, N-ANN-80C, N-ANN-80-W, N-ANN-I/O, N-ANN-LED, N-ANN-LED-R, N-ANN-RLED, N-ANN-RLED-R, N-ANN-RLY, N-ANN-S/PG, RLD, RZA-5F [Firelite, Notifier] [RS-485] [DATA] ADM-24, ANN-SEC CARD, FDU-80 CARD, LCD2-80 MAIN CARD, LDM, LDM-32, LDM-32F, N-ANN-100, N-ANN-80, N-ANN-80C, N-ANN-80-W, N-ANN-I/O, N-ANN-LED, N-ANN-LED-R, N-ANN-RLED, N-ANN-RLED-R, N-ANN-RLY, N-ANN-S/PG, RLD
279ca88b-4780-4afc-96bd-e59e9f3ba318 | NFPA 170 HORN STROBE |  |  | North | Eaton Wheelock |  | Horn/Strobe |  |  |  | Module | TRUE | ELMTSW-A | ++ | WALL MULTI-TONE HORN STROBE, WHITE, AGENT | 1 | [6 empty] | TRUE | [5 empty] | #FF0070C0 | FA-NFPA 170 HORN STROBE | 1 | FALSE | FALSE | FALSE | 2020 | [19 empty] | THOR\acont | 2024-07-23 16:29 | THOR\acont | 2024-09-08 17:27 | Cloned from Eaton Wheelock ELMTSW CLONED CLONED CLONED | [Eaton Wheelock] [STROBE] [24VDC, STD CODE 3 - STROBE ONLY] ELMTSR, ELMTSR-A, ELMTSR-N, ELMTSW, ELMTSW-A, ELMTSW-N [Eaton Wheelock] [NAC] [24VDC, STD CODE 3] ELMTSR, ELMTSR-A, ELMTSR-N, ELMTSW, ELMTSW-A, ELMTSW-N [Eaton Wheelock] [HORN] [24VDC, STD CODE 3 - HORN ONLY] ELMTR, ELMTSR, ELMTSR-A, ELMTSRC (C), ELMTSR-N, ELMTSW, ELMTSW-A, ELMTSWC (C), ELMTSW-N, ELMTW
0ea2cf99-9ccb-4349-b9e3-e5aa9632f165 | NFPA 170 DOOR HOLDER |  |  | North | ASSA ABLOY |  | Door Holder |  |  |  | Module | TRUE | 7200 |  | 7200 Series Norton Closers | 1 | 0.15 | 0 |  |  |  |  | TRUE | [5 empty] | #FFFF0000 | FA-NFPA 170 DOOR HOLDER | 1 | FALSE | FALSE | [21 empty] | AUGUSTALIEN\aucon | 2025-01-30 15:48 | AUGUSTALIEN\aucon | 2025-01-30 15:54 |  | [ASSA ABLOY, Bosch, Hochiki, N/A, Notifier, Potter, Rixson, RSG, Silent Knight, System Sensor] [AUX POWER] [DOOR RELEASE] 7200, ADI_K7-998TRI689, D370, D370C, DH Series, DH(1224)FPC, DH(1224)GPC, DH(1224)RPC, DH(1224)SPC, DH(24120)FPC, DH(24120)GPC, DH(2
59cb5a69-74b6-43c1-bb88-e5b17f13e22a | NFPA 170 SMOKE DETECTOR |  |  | North | Autocall |  | Smoke Detector |  |  |  | Module | TRUE | A4098-9714 w/A4098-9792 | + | TrueAlarm Photoelectric Smoke Detector w/TrueAlarm Sensor Standard Base | 1 | 0.0008 | 0.001 |  |  |  |  | TRUE | TRUE |  |  |  |  | #FFFF0000 | FA-NFPA 170 SMOKE DETECTOR | 1 | FALSE | FALSE | FALSE | 1408 | [19 empty] | DESKTOP-0D6CQVA\lousc | 2019-06-15 07:53 | THOR\acont | 2024-09-08 17:27 | 20191121 AC Detector with base | [Autocall, Simplex] [IDNet] [SENSORS ++] 4098-9714 (C), 4098-9714 w/4098-9770 (C), 4098-9714 w/4098-9771 (C), 4098-9714 w/4098-9772 (C), 4098-9714 w/4098-9773 (C), 4098-9714 w/4098-9780 (C), 4098-9714 w/4098-9789 (C), 4098-9714 w/4098-9791 (C), 4098-9714
371458db-c78f-427b-95cd-e5bc8ff8606e | NFPA 170 HORN |  |  | North | Eaton Wheelock |  | Horn |  |  |  | Module | TRUE | MIZ-24S-W |  | Mini-Horn, 24 Vdc, White, Sync with built-in temporal. | 1 | 0 | 0.026 |  |  |  |  | FALSE | FALSE |  |  |  |  | #FF0070C0 | FA-NFPA 170 HORN | 1 | FALSE | FALSE | FALSE | 2010 | [13 empty] | FALSE | [7 empty] | THOR\acont | 2024-09-08 17:27 |  | [Eaton Wheelock] [HORN] MIZ-24S-R, MIZ-24S-W [Eaton Wheelock] [NAC] MIZ-24S-R, MIZ-24S-W
40697153-0866-42fa-a7e2-e5bdd1cf59b3 | CADGEN SIREN |  |  | North | WBOX |  | Notification Appliance |  |  |  | Module | TRUE | 0E-30WCSIREN |  | 30 WATT, DUAL TONE, WEATHER RESISTANT | 1 |  | 0.067 |  |  |  |  | TRUE | [5 empty] | #FFFF0000 | FA-CADGEN SIREN | 1 | FALSE | FALSE | FALSE | [22 empty] | THOR\acont | 2024-09-08 17:27 | Cloned from WBOX 0E-OUTDSIRSB | [WBOX] [NAC] [*] [VDC] 0E-30WCSIREN
83439857-dab9-41d6-bb64-e5bf344360f3 |  |  |  | North | LANTRONIX | Structured Cabling |  |  |  |  | Module | TRUE | SM8TAT2SA-xx |  | (8) 10/100/1000Base-T ports + (2) 100/1000Base-X SFP slots | 1 | [12 empty] | #FFFFFFFF |  |  | FALSE | FALSE | FALSE | [20 empty] | THOR\acont | 2024-03-12 21:43 | THOR\acont | 2024-10-09 10:48
ed7af9e3-3893-4b5d-bcc0-e5cd50378958 | NFPA 170 FIRE ALARM CONTROL UNIT | RISER FACP |  | North | Siemens |  | Fire Alarm Control Unit |  |  |  | Assembly | TRUE | FC722-ZE | ++ | 2 Loop Control Panel in Comfort Housing (supplied with printer, 2 x 12v 26Ah Batteries) c/w 48z LEDs | 1 | [12 empty] | #FFFF0000 | FA-NFPA 170 FIRE ALARM CONTROL UNIT | 1 | FALSE | FALSE | FALSE | [9 empty] | 26 |  |  | 5 |  | TRUE | [5 empty] | DESKTOP-7EIEB7A\acont | 2021-11-19 10:16 | THOR\acont | 2024-09-08 17:27
e0bd7f5c-dcb2-4708-a74a-e5d3ac54b0db | NFPA 170 STROBE CEILING |  |  | North | Eaton Wheelock |  | Strobe |  |  |  | Module | TRUE | LSTR3 |  | WALL STROBE RED | 1 | [6 empty] | TRUE | TRUE |  |  |  |  | #FF0070C0 | FA-NFPA 170 STROBE CEILING | 1 | FALSE | FALSE | FALSE | 2022 | [19 empty] | DESKTOP-7SAL8M7\acont | 2020-10-28 08:16 | THOR\acont | 2024-09-08 17:27 | Cloned from Eaton Wheelock LSTRC3 | [Eaton Wheelock] [NAC] [UL MAX] LSTR3 (C), LSTW3 (C)
6d34d292-3a8e-46a2-a005-e5d450dd261f |  |  |  | North | Firelite |  | Cards & Components |  |  |  | Card | TRUE | 4XZMF | + | Zone Relay Module | 1 | 0.004 | 0.008 |  |  |  |  | TRUE | FALSE |  |  |  |  | #FFFFFFFF |  |  | FALSE | FALSE | FALSE | [20 empty] | DESKTOP-7SAL8M7\acont | 2019-02-17 11:37 | THOR\acont | 2024-10-09 10:48 | Cloned from Firelite 4XTMF
5ab12d4c-2928-4f23-bd6a-e5dd6e714626 | NFPA 170 SMOKE DETECTOR |  |  | North | Bosch |  | Smoke Detector |  |  |  | Module | TRUE | FAI-325 w/FAA-325-6 | + | Analog Ionization Smoke Detector head, 24V w/6" Base | 1 | 0.017 | 0.017 |  |  |  |  | FALSE | TRUE |  |  |  |  | #FFFF0000 | FA-NFPA 170 SMOKE DETECTOR | 1 | FALSE | FALSE | FALSE | 1403 | [13 empty] | FALSE | [5 empty] | DESKTOP-7EIEB7A\acont | 2022-08-29 07:19 | THOR\acont | 2024-09-08 17:27 | Cloned from Bosch FAP-440 w/FAA-440-B6 | [Bosch] [SLC BOSCH MODULES SENSORS] [*] [#01 SENSORS ++] FAH-325 w/FAA-325-6 (C), FAH-325 w/FAA-325-B4 (C), FAH-325 w/FAA-325-B6S (C), FAH-440 w/FAA-440-B6 (C), FAI-325 w/FAA-325-6 (C), FAI-325 w/FAA-325-B4 (C), FAI-325 w/FAA-325-B6S (C), FAP-325 w/FAA-3
c68bb266-61e5-4699-b24a-e5df13b2975d |  |  |  | North | Sigcom |  | Cards & Components |  |  |  | Card | TRUE | MNS-8-ZONE (70V) | + | 8 Speaker/Zone Expander Card | 1 | 0.03 | 0.27 |  |  |  |  | TRUE | FALSE |  |  |  |  | #FFFFFFFF |  |  | FALSE | FALSE | FALSE | [14 empty] | FALSE | [5 empty] | DESKTOP-7EIEB7A\acont | 2021-03-12 06:31 | THOR\acont | 2024-10-09 10:48 | Cloned from Firelite ECC-CE6 (70V) |  | [Sigcom] MNS-8-ZONE (70V)
0267c969-5777-44ea-99c3-e5e08ac3bda1 | NFPA 170 HORN |  |  | North | Eaton Wheelock |  | Horn |  |  |  | Module | TRUE | AMT-12/24-W |  | Multi-Tone Horn, white | 1 | [6 empty] | FALSE | FALSE |  |  |  |  | #FF0070C0 | FA-NFPA 170 HORN | 1 | FALSE | FALSE | FALSE | 2010 | [13 empty] | FALSE | [7 empty] | THOR\acont | 2024-09-08 17:27
adb8c32f-1fd7-4426-9b2d-e5e1d8e254f3 | NFPA 170 FIRE ALARM CONTROL UNIT | RISER FACP |  | North | Potter |  | Fire Alarm Control Unit |  |  |  | Assembly | TRUE | PFC-5002 |  | Fire Alarm Control Panel | 1 | [6 empty] | FALSE | [5 empty] | #FFFF0000 | FA-NFPA 170 FIRE ALARM CONTROL UNIT | 1 | FALSE | FALSE | FALSE | 202 | [8 empty] | 7,12,18 |  |  |  |  | TRUE | [7 empty] | THOR\acont | 2024-09-08 17:27
77d9ae41-f8dc-449a-b0fa-e5e56c8f09b3 | CADGEN ELECTRIC STRIKE |  |  | North | Von Duprin | Security/Access Control | Electric Strike |  |  |  | Module | TRUE | 6215 | ++ | 6200 Series - Strikes for mortise or cylindrical devices | 1 | 0.06 | 0.06 |  |  | 12 |  | TRUE | [5 empty] | #FFFF0000 | FA-CADGEN ELECTRIC STRIKE | 1 | FALSE | FALSE | FALSE | [17 empty] | R1 |  |  | DESKTOP-7EIEB7A\acont | 2023-01-27 07:13 | THOR\acont | 2024-09-08 17:27 | Cloned from Von Duprin 6214 | [Alarm Controls, ALARM CONTROLS CORPORATION, ASSA ABLOY, Generic, HES, RCI, Von Duprin] [ACCESS CONTROL OUTPUT] [*] 1200L, 1200LB, 1200S, 1500, 1600, 4200, 5100, 600D, 600L, 600S, 6210, 6211, 6211AL, 6211WF, 6212, 6212WF, 6213, 6214, 6215, 6216, 6221, 62
9cdda509-8545-4335-b6b4-e5e8d9c7e170 |  |  |  | North | Edwards |  | Cards & Components |  |  |  | Card | TRUE | MN-HS64G3P |  | 3840 Watt Non-Omni directional HPSA Assembly (3 of 5 Active Panels) with lockable NEMA 4 amplifier, 110V/60 Hz. inverter/battery charger and electronics enclosure, lockable NEMA 4 battery enclosure (w/o batteries). Enclosures equipped with tamper switches. AC powered amplifier with DC backup. Edwards hard-wire interface included. Batteries and accessories are ordered separately. Gray colored speaker head. | 1 | [6 empty] | TRUE | [5 empty] | #FFFFFFFF |  |  | FALSE | FALSE | FALSE | [14 empty] | FALSE | [7 empty] | THOR\acont | 2024-10-09 10:48
fbff0c65-a5a0-4cf1-9962-e5f7d79d80dc | SMOKEWITHSTROBE |  |  | North | Gentex |  | Smoke Detector |  |  |  | Module | TRUE | 7139CS-W |  | Photoelectric Smoke Alarm with 177cd Visual Signaling Appliance, 120vac, Wall Mount | 1 | [6 empty] | TRUE | TRUE |  |  |  |  | #FF0070C0 | FA-SMOKEWITHSTROBE | 1 | FALSE | FALSE | FALSE | [20 empty] | AULAPTOP-PC\Aulaptop | 2019-03-08 02:59 | THOR\acont | 2024-09-08 17:27 |  | [First Alert, Generic, Gentex, Kidde, N/A] [IDC] 01 120VAC SMOKE DETECTOR (C), 7020BSL (C), 7139CS-C (C), 7139CS-W (C), 9120 (C), 9120F (C), 9120H (C), 9120HF (C), 9120T (C), 9120TF (C), 9123 (C), 9123F (C), 9123H (C), 9123HF (C), 9123T (C), 9123TF (C), [First Alert, Generic, Gentex, Kidde, N/A] [VAC ] 120VAC SMOKE DETECTOR (C), 7020BSL (C), 7139CS-C (C), 7139CS-W (C), 9120 (C), 9120F (C), 9120H (C), 9120HF (C), 9120T (C), 9120TF (C), 9123 (C), 9123F (C), 9123H (C), 9123HF (C), 9123T (C), 9123TF (C), FU
e10e33f6-f672-4fc2-8652-e5fd34b4869e | NFPA 170 WIRELESS CONTROL UNIT |  |  | North | Silent Knight |  | Wireless Control Unit |  |  |  | Module | TRUE | WAV-WL | + | Wireless AV base, wall, white | 2 | [6 empty] | FALSE | [5 empty] | #FFFF0000 | FA-NFPA 170 WIRELESS CONTROL UNIT | 1 | FALSE | FALSE | FALSE | [14 empty] | FALSE |  |  | WAV-CWL |  |  | AUGUSTXPS17-EUP\aucon | 2022-07-12 06:50 | THOR\acont | 2024-09-08 17:27 | Cloned from Firelite WAV-WL CLONED | [Silent Knight] [SLC SK MODULES] [*] [#3 TYPE ADDR ¦ MODULES] HFS-MM, SK-CONTROL, SK-CONTROL-6, SK-MINIMON, SK-MON-10, SK-MONITOR, SK-MONITOR-2, SK-PULL-DA, SK-PULL-SA, SK-RELAY, SK-RELAY-6, SK-RELAYMON-2, SK-ZONE, SK-ZONE-6, WAV-CRL, WAV-CWL, WAV-RL, WA [Farenhyt, Firelite, Gamewell FCI, Notifier, Silent Knight, System Sensor] [SWIFT MESH DEVICES] 01 HRL-LF w/ WAV-RL, HWL-LF w/ WAV-WL, P2RL w/WAV-RL, P2RLED w/WAV-RL, P2RL-LF w/ WAV-RL, P2WL w/ WAV-WL, P2WLED w/ WAV-WL, P2WL-LF w/ WAV-WL, SRL w/ WAV-RL, [Farenhyt, Silent Knight] [SLC MODULES SENSORS] [*] [#1 SHARED ADDR ¦ MODULES] HFS-MM, Hood System/IDP-MINIMON, IDP-CONTROL, IDP-CONTROL-6, IDP-MINIMON, IDP-MON-10, IDP-MONITOR, IDP-MONITOR-2, IDP-PULL-DA, IDP-PULL-SA, IDP-RELAY, IDP-RELAY-6, IDP-RELAYMO [Farenhyt, Firelite, Gamewell FCI, Notifier, Silent Knight] [SWIFT MESH DEVICES] 03 WAV-CRL, WAV-CWL, WAV-RL, WAV-WL | [Farenhyt, Firelite, Gamewell FCI, Notifier, Silent Knight] WAV-CRL, WAV-CWL, WAV-RL, WAV-WL
6e812de5-0d36-4983-a879-e605d80a43fc | NFPA 170 SMOKE HEAT DETECTOR |  |  | North | Firelite |  | Smoke/Heat Detector |  |  |  | Module | TRUE | AD355 w/B501 | + | ADAPT Multi-Sensor Low Profile Intelligent Detector with B501 Base | 1 | 0.0003 | 0.0065 |  |  |  |  | FALSE | TRUE |  |  |  |  | #FFFF0000 | FA-NFPA 170 SMOKE HEAT DETECTOR | 1 | FALSE | FALSE | FALSE | 1411 | [13 empty] | FALSE | [7 empty] | THOR\acont | 2024-09-08 17:27 | 20191121 AC Detector with base | [Firelite, System Sensor] [SLC SENSORS] [*] [#4 TYPE ADDR ¦ SENSORS] AD355 w/B200SR-LF-WH (C), AD355 w/B200SR-WH (C), AD355 w/B210LP (C), AD355 w/B224BI-WH (C), AD355 w/B224RB-WH (C), AD355 w/B501 (C), BEAM355 (C), BEAM355S (C), CP355 w/B200SR-WH (C), CP [Firelite, System Sensor] [SLC MODULES SENSORS] [*] [#2 SHARED ADDR ¦ SENSORS] AD355 w/B200SR-LF-WH (C), AD355 w/B200SR-WH (C), AD355 w/B210LP (C), AD355 w/B224BI-WH (C), AD355 w/B224RB-WH (C), AD355 w/B501 (C), BEAM355 (C), BEAM355S (C), CP355 w/B200SR-
f7d9d3b5-0c86-4e9e-8547-e60ce5a578ca | NFPA 170 SPEAKER WALL |  |  | North | Siemens |  | Speaker |  |  |  | Module | TRUE | SL2SPWW-AL | S54329-F151-A1++ | High-Fidelity Speaker, Wall, White, Alert | 1 | [12 empty] | #FF0070C0 | FA-NFPA 170 SPEAKER WALL | 1 | FALSE | FALSE | FALSE | 2021 | [19 empty] | DESKTOP-7EIEB7A\acont | 2023-08-02 16:59 | THOR\acont | 2024-09-08 17:27 | Cloned from Siemens SL2SPWR-AL | [Siemens] [AUDIO 70.7v] [70V AUDIO] SL2SPCB-F (C), SL2SPCR-AL (C), SL2SPCR-F (C), SL2SPCR-N (C), SL2SPCW-A (C), SL2SPCW-AL (C), SL2SPCW-F (C), SL2SPCW-N (C), SL2SPWR-AL, SL2SPWR-F, SL2SPWR-N, SL2SPWW-AL, SL2SPWW-F, SL2SPWW-N [Siemens] [AUDIO 25v] [25V AUDIO] SL2SPCB-F (C), SL2SPCR-AL (C), SL2SPCR-F (C), SL2SPCR-N (C), SL2SPCW-A (C), SL2SPCW-AL (C), SL2SPCW-F (C), SL2SPCW-N (C), SL2SPWR-AL, SL2SPWR-F, SL2SPWR-N, SL2SPWW-AL, SL2SPWW-F, SL2SPWW-N
47ee05d8-348e-4184-869d-e613aa127bbc |  |  |  | North | Farenhyt |  | Hardware |  |  |  | Hardware | TRUE | 5815RMK | ++ | Remote Mounting Kit | 1 | [6 empty] | TRUE | [5 empty] | #FFFFFFFF |  |  | FALSE | FALSE | FALSE | [20 empty] | THOR\acont | 2024-03-01 07:55 | THOR\acont | 2024-10-09 10:48 | Cloned from Silent Knight 5815RMK
05eb684b-ba75-4a0a-8b49-e61cacc4c2b1 |  |  |  | North | Bosch | [5 empty] | Module | TRUE | D8236-10 | * | Clamshell card, HIDprox, 26 bit, 10pcs 0000095138 | 1 | [12 empty] | #FFFFFFFF |  |  | FALSE | FALSE | FALSE | [20 empty] | DESKTOP-7EIEB7A\acont | 2021-08-13 06:25 | THOR\acont | 2024-10-09 10:48
da884ecf-57a1-430f-a6e9-e61d5ffa4504 | NFPA 170 HORN |  |  | North | Edwards |  | Horn |  |  |  | Module | TRUE | G4ARF-FR |  | Wall horn, red, FEU | 1 | [6 empty] | FALSE |  | GRSW-10 |  |  |  | #FF0070C0 | FA-NFPA 170 HORN | 1 | FALSE | FALSE | FALSE | 2010 | [13 empty] | FALSE | [5 empty] | DESKTOP-7SAL8M7\acont | 2019-08-29 12:20 | THOR\acont | 2024-09-08 17:27 |  | [Edwards, Kidde] [NAC] [VDC, LOW DB] EG4ARF, EG4ARF-FR, EG4ARF-SP, EG4ARN, EG4AWF, EG4AWF-FR, EG4AWF-SP, EG4AWN, G4ARF, G4ARF-FR, G4ARF-SP, G4ARN, G4AWF, G4AWF-FR, G4AWF-SP, G4AWN [Edwards, Kidde] [NAC] [VFWR, LOW DB] EG4ARF, EG4ARF-FR, EG4ARF-SP, EG4ARN, EG4AWF, EG4AWF-FR, EG4AWF-SP, EG4AWN, G4ARF, G4ARF-FR, G4ARF-SP, G4ARN, G4AWF, G4AWF-FR, G4AWF-SP, G4AWN [Edwards, Kidde] [NAC] [VDC, HIGH DB] EG4ARF, EG4ARF-FR, EG4ARF-SP, EG4ARN, EG4AWF, EG4AWF-FR, EG4AWF-SP, EG4AWN, G4ARF, G4ARF-FR, G4ARF-SP, G4ARN, G4AWF, G4AWF-FR, G4AWF-SP, G4AWN [Edwards, Kidde] [NAC] [VFWR, HIGH DB] EG4ARF, EG4ARF-FR, EG4ARF-SP, EG4ARN, EG4AWF, EG4AWF-FR, EG4AWF-SP, EG4AWN, G4ARF, G4ARF-FR, G4ARF-SP, G4ARN, G4AWF, G4AWF-FR, G4AWF-SP, G4AWN
0ee76dc4-cacd-4018-bc48-e624863bbfb1 |  |  |  | North | Siemens | [5 empty] | Module | TRUE | EK-32 | 545-083276 | EK-32 RAIL KIT 2 LEFT/RIGHT MOUNT RAIL/KR-2R 1 MOUNTING U BRACKET/KU-1 2 MOUNTING BRACKET/KZ-3 | 1 | [12 empty] | #FFFFFFFF |  |  | FALSE | FALSE | FALSE | [20 empty] | DESKTOP-7SAL8M7\acont | 2019-08-13 09:04 | THOR\acont | 2024-10-09 10:48
4c9943f1-e5ba-41e6-8abd-e62b7c8901d0 | NFPA 170 HEAT DETECTOR |  |  | North | Edwards |  | Heat Detector |  |  |  | Module | TRUE | 302-ET-194 |  | Heat Detector, rate comp, 194F 90.2C, requires STONCO27 | 1 | [6 empty] | FALSE | [5 empty] | #FFFF0000 | FA-NFPA 170 HEAT DETECTOR | 1 | FALSE | FALSE | FALSE | 1403 | [13 empty] | FALSE | [7 empty] | THOR\acont | 2024-09-08 17:27 | 20191121 AC Detector without base | [Edwards, Kidde, Monaco Enterprises] [IDC] 01 1534-1, 200-GAOF, 270A-DPO, 270A-SPO, 270-DOC, 270-DOC-B, 270-DOC-F, 270-DPO, 270-GAO, 270-GAOB, 270-GAO-DOC, 270-GAO-DOCF, 270P-DPO, 270P-SPO, 270-SPO, 270-SPOW, 270-SPOWB, 270-SPOWF, 271-KR1/SR/GS, 276A-REL
13cc182f-ee2e-4174-87ae-e62c7aef8d73 | 120VAC 20A DED UNSWITCHED CKT LEADS IN BOX |  |  | North | EDCO |  | Miscellaneous |  |  |  | Module | TRUE | PN101 |  | EDCO PN101 | 1 | 0 | 0.255 |  |  |  |  | FALSE | TRUE |  |  |  |  | #FFFF0000 | FA-120VAC 20A DED UNSWITCHED CKT LEADS IN BOX | 1 | FALSE | FALSE | FALSE | 920 | [13 empty] | FALSE |  |  | WP |  |  | DESKTOP-7SAL8M7\acont | 2018-10-18 08:28 | THOR\acont | 2024-09-08 17:27 |  | [EDCO, Edwards, Kidde] [NAC] [16 VDC] EG1F-V1575, EG1F-VM, G1F-V1575, G1F-VM, G1RF-V1575, G1RF-VM, G1R-VM, G1-VM, G1WA-VMA, G1WA-VMC, G1WN-VMA, G1WN-VMC, PN101 (C)
84447a49-0505-4be1-8d33-e637b78253e2 | NFPA 170 HORN |  |  | North | Kidde |  | Horn |  |  |  | Module | TRUE | GL1WF-HD |  | Genesis Horn, 77.1 dBA, White, FIRE | 1 | [6 empty] | FALSE | [5 empty] | #FF0070C0 | FA-NFPA 170 HORN | 1 | FALSE | FALSE | FALSE | 2010 | [13 empty] | FALSE | [5 empty] | DESKTOP-7SAL8M7\acont | 2020-01-02 08:14 | THOR\acont | 2024-09-08 17:27 | Cloned from Edwards GL1WF-HD | [Edwards, Kidde] [NAC] [16 VFWR] GL1RF-HD, GL1WF-HD, GL1WN-HD [Edwards, Kidde] [NAC] [16 VDC] GL1RF-HD, GL1WF-HD, GL1WN-HD [Edwards, Kidde] [NAC] [24 VDC] GL1RF-HD, GL1WF-HD, GL1WN-HD
f4a59b86-c77c-4ec8-8f5b-e637e5f6bf88 | CADGEN STI STOPPER |  |  | North | STI |  | Accessories |  |  |  | Module | TRUE | STI-1230 |  | Stopper, surface stations | 1 | [6 empty] | FALSE | [5 empty] | #FFFF0000 | FA-CADGEN STI STOPPER | 1 | FALSE | FALSE | FALSE | [14 empty] | FALSE | [7 empty] | THOR\acont | 2024-09-08 17:27
266ef546-5c01-4fe2-b2b7-e6387a290bf2 |  |  |  | North | Siemens |  | Hardware |  |  |  | Hardware | TRUE | REMBOX2 | 500-633772 | SMALL REMOTE LOBBY ENCLOSURE PROVIDES MOUNTING SPACE FOR, LVM OR FMT OR REMOTE SWITCH AND LED MODULES (8) LCM/SCM OR (4) FCM MAX. FIELD MOUNTED | 1 | [6 empty] | FALSE | [5 empty] | #FFFFFFFF |  |  | FALSE | FALSE | FALSE | [14 empty] | FALSE | [7 empty] | THOR\acont | 2024-10-09 10:48
18bffd0f-0520-4ac3-9c98-e6391f04e405 | NFPA 170 DUCT SMOKE DETECTOR |  |  | North | MIRCOM |  | Duct Smoke Detector |  |  |  | Module | TRUE | MIX-DH3100R |  | ADDRESSABLE DUCT SMOKE DETECTOR WITH RELAY | 1 | [6 empty] | FALSE | TRUE |  |  |  |  | #FFFF0000 | FA-NFPA 170 DUCT SMOKE DETECTOR | 1 | FALSE | FALSE | FALSE | 1400 | [13 empty] | FALSE | [7 empty] | THOR\acont | 2024-09-08 17:27 | 20191121 AC Detector without base | [MIRCOM] [SLC MODULES SENSORS] [*] [#2 SHARED ADDR ¦ SENSORS] DNR w/MIX-2251BR (C), DNR w/MIX-2351RAP (C), MIX-1251AP w/B200SR-LF-WH (C), MIX-1251AP w/B200SR-WH (C), MIX-1251AP w/B210LP (C), MIX-1251AP w/B224RB-WH (C), MIX-1251AP w/B501 (C), MIX-1251B w/ [MIRCOM] [SLC SENSORS] [*] [#4 TYPE ADDR ¦ SENSORS] DNR w/MIX-2251BR (C), DNR w/MIX-2351RAP (C), MIX-1251AP w/B200SR-LF-WH (C), MIX-1251AP w/B200SR-WH (C), MIX-1251AP w/B210LP (C), MIX-1251AP w/B224RB-WH (C), MIX-1251AP w/B501 (C), MIX-1251B w/B200SR-LF-
bf823781-b037-4705-a0ad-e63d165c8225 | NFPA 170 STROBE CEILING |  |  | North | Simplex |  | Strobe |  |  |  | Module | TRUE | 4906-9116 | + | Multi-candela strobe, Ceiling Mount, Blank, Red | 1 | 0 | 0 |  |  |  |  | TRUE | TRUE |  |  |  |  | #FF0070C0 | FA-NFPA 170 STROBE CEILING | 1 | FALSE | FALSE | FALSE | 2022 | [16 empty] | C |  |  | DESKTOP-7EIEB7A\acont | 2022-03-07 06:50 | THOR\acont | 2024-09-08 17:27 | Cloned from Autocall A4906-9116 | [Autocall, Simplex] [NAC] [MAX] 4906-9102 (C), 4906-9104 (C), 4906-9110 (C), 4906-9112 (C), 4906-9114 (C), 4906-9115 (C), 4906-9116 (C), 4906-9117 (C), A4906-9102 (C), A4906-9104 (C), A4906-9110 (C), A4906-9112 (C), A4906-9114 (C), A4906-9115 (C), A4906-
a82b4f47-647c-4001-b72c-e645c19c46df |  |  |  | North | RS2 Technologies |  | Cards & Components |  |  |  | Card | TRUE | MR-16IN-S3 | ++ | 16 Input Controller | 1 | 0.35 | 0.35 |  |  | 24 |  | TRUE | [5 empty] | #FFFFFFFF |  |  | TRUE | FALSE | FALSE | [20 empty] | DESKTOP-7EIEB7A\acont | 2023-01-25 08:40 | THOR\acont | 2024-10-09 10:48 | Cloned from RS2 Technologies MR-16OUT-S3 | [RS2 Technologies] [AUX POWER] [*] [AUX INPUT] LP-1501, LP-1501Plus, LP-1502, MR-16IN-S3, MR-16OUT-S3, MR-50-S3, MR-52-S3 [RS2 Technologies] [RS-485] [SIO COMMUNICATION] LP-1501, LP-1501Plus, LP-1502, MR-16IN-S3, MR-16OUT-S3, MR-50-S3, MR-52-S3 | [RS2 Technologies] MR-16IN-S3
50015c63-7b94-4271-8ee3-e64bb2769eb8 |  |  |  | North | Siemens | [5 empty] | Module | TRUE | WBBS-W | 500-636131 | WEATHERPROOF BACK BOX WHITE | 1 | [12 empty] | #FFFFFFFF |  |  | FALSE | FALSE | FALSE | [20 empty] | DESKTOP-7SAL8M7\acont | 2019-08-13 09:04 | THOR\acont | 2024-10-09 10:48
4b3d432c-cc8a-4afa-ae45-e64c463f3cbd | NFPA 170 WIRELESS CONTROL UNIT |  |  | North | Bosch |  | Wireless Control Unit |  |  |  | Module | TRUE | B810 | ++ | Wireless SDI2 bus interface | 1 | 0.07 | 0.07 |  |  | 12 | [7 empty] | #FFFF0000 | FA-NFPA 170 WIRELESS CONTROL UNIT | 1 | FALSE | FALSE | FALSE | [22 empty] | THOR\acont | 2024-09-08 17:27 |  | [BluePoint, Bosch] [SDI2 BOSCH] [*] [ALL DEVICES ++] B208, B299, B308, B426, B450, B450-CHI, B450-M, B810, B820, B901, B915, B915I, B920, B921C, B925F, B926F, B930, B940W, B942, B942W, BP-BHE-B208A, BP-BHE-B299 | [Bosch] B810
f3a47ccd-8a38-4910-afe6-e64f5a1a88b0 |  |  |  | North | Kidde | [5 empty] | Module | TRUE | GSA-SBT |  | Signature audible (sounder) base for CO and fire detectors | 1 | [6 empty] | FALSE | [5 empty] | #FFFFFFFF |  |  | FALSE | FALSE | FALSE | [14 empty] | FALSE | [5 empty] | AULAPTOP-PC\Aulaptop | 2018-09-03 13:55 | THOR\acont | 2024-10-09 10:48
ecc7ee26-c8ba-4ed7-a96f-e655b948162a |  |  |  | North | NAPCO |  | Cards & Components |  |  |  | Card | TRUE | GEMC-PS24V7A | + | Assembly Main Board | 1 | [6 empty] | TRUE | [5 empty] | #FFFFFFFF |  |  | FALSE | FALSE | FALSE | [20 empty] | DESKTOP-7SAL8M7\acont | 2020-02-13 06:31 | THOR\acont | 2024-10-09 10:48 | Cloned from NAPCO GEMC-32MB | [NAPCO] [VAC ] FL-255FACP Main Board, FL-32FACP Main Board, FL-FACP-LTE Main Board, FL-X2-32 Main Board, GEM-ACM1D Main Board, GEMC-128MB, GEMC-12V2APS-CF Main Board, GEMC-12V2APS-R Main Board, GEMC-255MB, GEMC-32MB, GEMC-96MB, GEMC-NAC6 Main Board, GEMC
30a59103-2fa1-4d60-85c8-e65c2d8931a5 | NFPA 170 HORN STROBE CEILING |  |  | North | Siemens |  | Horn/Strobe |  |  |  | Module | TRUE | CH-MC-CW | 500-636022 | CHIME MULTI CANDELA WHITE CEILING | 1 | [7 empty] | TRUE |  |  |  |  | #FF0070C0 | FA-NFPA 170 HORN STROBE CEILING | 1 | FALSE | FALSE | FALSE | [17 empty] | CH |  |  | DESKTOP-7SAL8M7\acont | 2019-08-13 09:04 | THOR\acont | 2024-09-08 17:27 |  | [Siemens] [NAC] [16-33VFWR] CH-HMC-CW (C), CH-MC-CR (C), CH-MC-CW (C), CH-MC-R, CH-MC-W [Siemens] [NAC] [16-33VDC] CH-HMC-CW (C), CH-MC-CR (C), CH-MC-CW (C), CH-MC-R, CH-MC-W
6ac12ae6-d73a-4107-85c0-e65c971486b6 | NFPA 170 HORN STROBE CEILING |  |  | North | Siemens |  | Horn/Strobe |  |  |  | Module | TRUE | SLHSCW-A | S54329-F35-A2 | SLHSCW-A HRN/ST,CLG,WHT,AGENT | 1 | [7 empty] | TRUE |  |  |  |  | #FF0070C0 | FA-NFPA 170 HORN STROBE CEILING | 1 | FALSE | FALSE | FALSE | 2013 | [16 empty] | C |  |  | DESKTOP-7SAL8M7\acont | 2019-08-13 09:04 | THOR\acont | 2024-09-08 17:27 | B,T | [Siemens] [NAC] [24 VDC, HIGH DB, CODE 3] SLHSCR-A (C), SLHSCR-AL (C), SLHSCR-F (C), SLHSCR-FB (C), SLHSCR-N (C), SLHSCW-A (C), SLHSCW-AL (C), SLHSCW-F (C), SLHSCW-FB (C), SLHSCW-N (C)
ce1299a0-05a1-4079-927c-e65d1d4a3a89 | KEY SWITCH |  |  | North | Edwards |  | Switch |  |  |  | Module | TRUE | RELA-SRV-1 |  | Releasing Service Solenoid Disconnect Switch | 1 | [6 empty] | FALSE | [5 empty] | #FFFF0000 | FA-KEY SWITCH | 1 | FALSE | FALSE | FALSE | 927 | [13 empty] | FALSE | [7 empty] | THOR\acont | 2024-09-08 17:27
47f29234-2138-4241-aac4-e6677ea4e84e | NFPA 170 FIRE ALARM CONTROL UNIT | RISER FACP |  | North | Notifier |  | Fire Alarm Control Unit |  |  |  | Assembly | TRUE | AFP-200 | + | Analog Fire Panel | 1 | [6 empty] | FALSE | [5 empty] | #FFFF0000 | FA-NFPA 170 FIRE ALARM CONTROL UNIT | 1 | FALSE | FALSE | FALSE | 202 | [8 empty] | 7,12,17 |  |  | 5 |  | TRUE | [5 empty] | DESKTOP-7EIEB7A\acont | 2022-05-31 15:23 | THOR\acont | 2024-09-08 17:27 | Cloned from Notifier AFP-100
c11066fd-1dc4-4ea2-ab50-e66ebc8028c1 | NFPA 170 SMOKE DETECTOR |  |  | North | Firelite |  | Smoke Detector |  |  |  | Module | TRUE | SD365 w/B300-6 | + | White, Addressable photoelectric detector, Standard Base | 1 | 0.0002 | 0.0045 |  |  |  |  | FALSE | TRUE |  |  |  |  | #FFFF0000 | FA-NFPA 170 SMOKE DETECTOR | 1 | FALSE | FALSE | FALSE | 1408 | [13 empty] | FALSE | [7 empty] | THOR\acont | 2024-09-08 17:27 | 20191121 AC Detector with base | [Firelite, System Sensor] [SLC SENSORS] [*] [#4 TYPE ADDR ¦ SENSORS] AD355 w/B200SR-LF-WH (C), AD355 w/B200SR-WH (C), AD355 w/B210LP (C), AD355 w/B224BI-WH (C), AD355 w/B224RB-WH (C), AD355 w/B501 (C), BEAM355 (C), BEAM355S (C), CP355 w/B200SR-WH (C), CP [Firelite, System Sensor] [SLC MODULES SENSORS] [*] [#2 SHARED ADDR ¦ SENSORS] AD355 w/B200SR-LF-WH (C), AD355 w/B200SR-WH (C), AD355 w/B210LP (C), AD355 w/B224BI-WH (C), AD355 w/B224RB-WH (C), AD355 w/B501 (C), BEAM355 (C), BEAM355S (C), CP355 w/B200SR-
5dbb429e-8b2c-48a1-873e-e67e1519e0cd |  |  |  | North | Siemens |  | Cards & Components |  |  |  | Card | TRUE | VCC2001-A1 | S54400-A40-A1 | Voice CPU Card Voice CPU card which supervises and controls all voice modules and functions. This card gets mounted in the VCA2002 card cage (2nd slot from the left), and works with the VCC2002 Voice I/O card to control the voice system. | 1 | 0.2 | 0.21 |  |  |  |  | TRUE | [5 empty] | #FFFFFFFF |  |  | FALSE | FALSE | FALSE | [22 empty] | THOR\acont | 2024-10-09 10:48 | 200 mA (stanby) 210mA(alarm) per module
bfacd167-04f1-43bb-bcad-e67f18485f5b | NFPA 170 HEAT DETECTOR |  |  | North | Hochiki |  | Heat Detector |  |  |  | Module | TRUE | DFE-190 w/NS6-224 STANDARD BASE | DFE-190 w/NS6-224 STANDARD BASE | HEAT DETECTOR w/ STANDARD BASE | 1 |  | 0.193 |  |  |  |  | TRUE | TRUE |  | *Refer to Install Sheet |  |  | #FFFF0000 | FA-NFPA 170 HEAT DETECTOR | 1 | FALSE | FALSE | FALSE | 1403 | [19 empty] | DESKTOP-0D6CQVA\lousc | 2019-10-12 07:53 | THOR\acont | 2024-09-08 17:27 | Cloned from Hochiki DCD-135 w/NS6-224 STANDARD BASE | [Hochiki] [IDC] 01 [IDC] DCD-135 w/HSC-220L LATCHING LED BASE (C), DCD-135 w/HSC-220R - 2 WIRE RELAY BASE (C), DCD-135 w/HSC-221L LATCHING LED BASE (C), DCD-135 w/HSC-221R - 2 WIRE RELAY BASE (C), DCD-135 w/HSC-224L LATCHING LED BASE (C), DCD-135 w
8bad8889-50f9-4780-8af5-e68098286ae4 | NFPA 170 HORN STROBE CEILING |  |  | North | Eaton Wheelock |  | Horn/Strobe |  |  |  | Module | TRUE | ELFHSRC | + | CEILING SOUNDER STROBE, RED, FIRE, LOW FREQ | 1 | [6 empty] | TRUE | TRUE |  |  |  |  | #FF0070C0 | FA-NFPA 170 HORN STROBE CEILING | 1 | FALSE | FALSE | FALSE | 2020 | [16 empty] | C, LF |  |  | DESKTOP-7EIEB7A\acont | 2021-05-13 07:53 | THOR\acont | 2024-09-08 17:27 | Cloned from Eaton Wheelock ELHSRC | [Eaton Wheelock] [NAC] [24VDC, MAX] ELFHSR, ELFHSR-AL, ELFHSRC (C), ELFHSRC-AL (C), ELFHSRC-CO (C), ELFHSRC-N (C), ELFHSR-CO, ELFHSR-N, ELFHSW, ELFHSW-AL, ELFHSWC (C), ELFHSWC-AL (C), ELFHSWC-CO (C), ELFHSWC-N (C), ELFHSW-CO, ELFHSW-N
2f6a92ee-d158-4082-972c-e681fc9a9c34 | NFPA 170 FIRE ALARM CONTROL UNIT | RISER FACP |  | North | Hochiki |  | Fire Alarm Control Unit |  |  |  | Assembly | TRUE | LA301K1-10 |  | FireNET L@TITUDE Analog Addressable Fire Alarm Control Panel, 4 Slot Deep Enclosure, 5.25 A 115V, 2-Loop Panel Module, Hochiki Protocol, Network Module, and Media Gateway™, Red, 48 Zone LEDs | 1 | [6 empty] | FALSE |  |  | *Refer to Install Sheet | 16.5in (W) x 23.2in (H) x 8in (D) | KM5FCRD (Optional Semi-Flush Mounting Kit) | #FFFF0000 | FA-NFPA 170 FIRE ALARM CONTROL UNIT | 1 | FALSE | FALSE | FALSE | 202 | [8 empty] | 7,12,18,28 |  |  | 5.25 |  | TRUE | [5 empty] | DESKTOP-GHR3H5U\Anthony | 2019-11-27 08:00 | THOR\acont | 2024-09-08 17:27
d6fbd8a6-8126-450f-8f3a-e6831f58cb9a | NFPA 170 FIRE ALARM CONTROL UNIT | RISER FACP |  | North | Advanced |  | Fire Alarm Control Unit |  |  |  | Assembly | TRUE | AX-CTL-1V |  | Fire Alarm Control Panel 1 loop with 2 NAC ckts with 80 watt amp | 1 | [6 empty] | TRUE | [5 empty] | #FFFF0000 | FA-NFPA 170 FIRE ALARM CONTROL UNIT | 1 | FALSE | FALSE | FALSE | 202 | [8 empty] | 7,12,18 |  |  |  |  | TRUE | [5 empty] | AUGUSTALIEN\aucon | 2025-02-14 18:13 |  |  | Cloned from Advanced AX-CTL-2V
8af21e2a-22bc-4e88-bc13-e684f6af5ab9 | NFPA 170 STROBE WALL |  |  | North | Federal Signal |  | Strobe |  |  |  | Module | TRUE | FB2PST-012-024A |  | Fireball Supervised Strobe Light, Amber | 1 | [6 empty] | FALSE |  | 1/2" NPT Pipe/Surface |  |  |  | #FF0070C0 | FA-NFPA 170 STROBE WALL | 1 | FALSE | FALSE | FALSE | 2023 | [13 empty] | FALSE |  |  | WP |  |  | THOR\acont | 2024-11-01 08:59 |  |  | Cloned from Federal Signal FB24ST-024A | [Federal Signal] [AUX POWER, NAC] [24 VDC] FB24ST-024A, FB24ST-024B, FB24ST-024C, FB24ST-024G, FB24ST-024R, FB2PST-012-024A, FB2PST-012-024B, FB2PST-012-024C, FB2PST-012-024G, FB2PST-012-024R, FB2PST-I-024A, FB2PST-I-024B, FB2PST-I-024C, FB2PST-I-024G, F
345dffef-a428-4336-a3d3-e68559cec55b |  |  |  | North | Edwards |  | Hardware |  |  |  | Hardware | TRUE | LKC-1 |  | FIRE - Ceiling Orientation | 1 | [6 empty] | FALSE | [5 empty] | #FFFFFFFF |  |  | FALSE | FALSE | FALSE | [14 empty] | FALSE | [7 empty] | THOR\acont | 2024-10-09 10:48
ea11da17-fce4-4814-a12c-e6862ebee885 | EQUIPMENT ENCLOSURE |  |  | North | Bosch |  | Enclosure |  |  |  | Assembly | TRUE | D8109L | ++ | Fire Enclosure, Red, Louvered | 1 | [10 empty] | (16 in. x 16 in. x 3.5 in. |  | #FFFF0000 | FA-EQUIPMENT ENCLOSURE | 1 | FALSE | FALSE | FALSE | [20 empty] | DESKTOP-7EIEB7A\acont | 2022-08-25 15:17 | THOR\acont | 2024-09-08 17:27 | Cloned from Bosch D8103
4334b7fd-818c-4a20-aba8-e6898c0f2a45 | NFPA 170 DOOR HOLDER |  |  | North | LCN |  | Door Holder |  |  |  | Module | TRUE | 4410 HSA |  | Multi point door closer/holder, 24VDC | 1 | 0.12 | [5 empty] | FALSE | [5 empty] | #FFFF0000 | FA-NFPA 170 DOOR HOLDER | 1 | FALSE | FALSE | FALSE | 2500 | [13 empty] | FALSE |  |  | D/C |  |  | THOR\acont | 2024-11-14 08:02 |  |  | Cloned from LCN SEM7830 | [Edwards, Kidde, LCN] [AUX POWER] 1501-AQN5, 1504-AQN5, 1505-AQN5, 1508-AQN5, 1509-AQN5, 2310ME, 3130SE, 4040SE, 4310 HSA, 4310ME, 4410 HSA, SEM7830, SEM7840, SEM7850
f6cda6ea-cf60-4204-b28d-e699789582fd |  |  |  | North | Kidde |  | Cards & Components |  |  |  | Card | TRUE | FX-10D Main Board | ++ | Mainboard for FX-10 assembly | 1 | 0.128 | 0.242 | 7.5 |  |  |  | TRUE | [5 empty] | #FFFFFFFF |  |  | FALSE | FALSE | FALSE | [14 empty] | FALSE | [5 empty] | DESKTOP-7EIEB7A\acont | 2021-09-21 12:06 | THOR\acont | 2024-10-09 10:48 | Cloned from Kidde FX-1000 Mainboard | [Edwards, Kidde] [VAC ] 2IDC, 76-600000-001 Main Board, 76-800xxx-xxx Main Board, 77-600000-901 Main Board, 84-732001-901 Main Board, APS10A Mainboard, APS6A Mainboard, BPS10A Mainboard, BPS10A/230 Mainboard, BPS6A Mainboard, BPS6A/230 Mainboard, EST1-2Z [Kidde] [IDC] [#1 ALARM] FX-10D Main Board [Edwards, Kidde, Macurco] [IDC] [#1 ALARM] 2IDC, 76-600000-001 Main Board, 76-800xxx-xxx Main Board, 77-600000-901 Main Board, 84-732001-901 Main Board, DVP-120 Mainboard, EST1-2Z Mainboard, FSP1004G Mainboard, FSP1004G-2 Mainboard, FSP1004GD Mainboard, [Kidde] [IDC] [#3 SUPERVISORY] FX-10D Main Board [Edwards, Kidde, Macurco] [IDC] [#3 SUPERVISORY] 2IDC, 76-600000-001 Main Board, 76-800xxx-xxx Main Board, 77-600000-901 Main Board, 84-732001-901 Main Board, DVP-120 Mainboard, EST1-2Z Mainboard, FSP1004G Mainboard, FSP1004G-2 Mainboard, FSP1004GD Mainb [Kidde] [IDC] [#2 TROUBLE] FX-10D Main Board [Edwards, Kidde, Macurco] [IDC] [#2 TROUBLE] 2IDC, 76-600000-001 Main Board, 76-800xxx-xxx Main Board, 77-600000-901 Main Board, 84-732001-901 Main Board, DVP-120 Mainboard, EST1-2Z Mainboard, FSP1004G Mainboard, FSP1004G-2 Mainboard, FSP1004GD Mainboard | [Kidde] FX-10D Main Board
5fd47762-3267-45d9-a278-e6a23f1e362c |  |  |  | North | Siemens | [5 empty] | Module | TRUE | SFPS-W | 500-636125 | SEMI-FLUSH PLATE WHITE | 1 | [12 empty] | #FFFFFFFF |  |  | FALSE | FALSE | FALSE | [20 empty] | DESKTOP-7SAL8M7\acont | 2019-08-13 09:04 | THOR\acont | 2024-10-09 10:48
07a78d64-c6e7-4d45-b6d0-e6a9a60c91ad | NFPA 170 END OF LINE DEVICE |  |  | North | Edwards |  | End-of-Line Device |  |  |  | Module | TRUE | EOL-100 |  | End of Line Resistor - 100 Ohms | 1 | [6 empty] | FALSE | [5 empty] | #FFFF0000 | FA-NFPA 170 END OF LINE DEVICE | 1 | FALSE | FALSE | FALSE | 5050 | [13 empty] | FALSE | [7 empty] | THOR\acont | 2024-09-08 17:27
1db81b70-fe0e-4d13-8f2e-e6ae5e189d17 |  |  |  | North | Autocall | [5 empty] | Module | TRUE | A100-1259 |  | 25VRMS Output Constant Supervision Adapter for three NACs | 1 | 0.001 | 0.035 |  |  |  |  | TRUE | [5 empty] | #FFFFFFFF |  |  | FALSE | FALSE | FALSE | [20 empty] | DESKTOP-0D6CQVA\lousc | 2019-07-07 14:09 | THOR\acont | 2024-10-09 10:48 | Cloned from AutoCall A100-1249
635deccc-4f86-40f3-aef2-e6ae8bd26a02 |  |  |  | North | Edwards |  | Cards & Components |  |  |  | Card | TRUE | 3-EVDVRX |  | 19" rack /w space for three 3-EVDVRAs | 1 | [6 empty] | TRUE | [5 empty] | #FFFFFFFF |  |  | FALSE | FALSE | FALSE | [14 empty] | FALSE | [7 empty] | THOR\acont | 2024-10-09 10:48
f1e90768-10ab-48c5-9b1c-e6b05aad6adf |  |  |  | North | Edwards |  | Hardware |  |  |  | Hardware | TRUE | QSA-2-F-VR |  | OBSOLETE - Key Locked Door, Flush for 2 Ann. Option Space | 1 | [6 empty] | FALSE | [5 empty] | #FFFFFFFF |  |  | FALSE | FALSE | FALSE | [14 empty] | FALSE | [7 empty] | THOR\acont | 2024-10-09 10:48
e903ce7f-356a-49f8-8f9c-e6b93dd096c4 | NFPA 170 STROBE CEILING |  |  | North | Siemens |  | Strobe |  |  |  | Module | TRUE | SL2SCW-N | S54329-F200-A1++ | Strobe, Ceiling, Clear, White, No Lettering | 1 | [7 empty] | TRUE |  |  |  |  | #FF0070C0 | FA-NFPA 170 STROBE CEILING | 1 | FALSE | FALSE | FALSE | 2023 | [19 empty] | DESKTOP-7EIEB7A\acont | 2023-08-03 09:40 | THOR\acont | 2024-09-08 17:27 | Cloned from Siemens SL2SWW-N | [Siemens] [NAC] [16.0 – 33.0 VDC] SL2SCR-A (C), SL2SCR-AL (C), SL2SCR-ALA (C), SL2SCR-ALB (C), SL2SCR-F (C), SL2SCR-FB (C), SL2SCR-N (C), SL2SCR-NA (C), SL2SCR-NB (C), SL2SCW-A (C), SL2SCW-AL (C), SL2SCW-ALA (C), SL2SCW-ALB (C), SL2SCW-EV (C), SL2SCW-F (
91503cf9-be0a-4348-9d1f-e6bfffdc91b7 |  |  |  | North | Notifier |  | Cards & Components |  |  |  | Card | TRUE | PSE-10 MAIN BOARD | + | Fire Alarm Power Supply Main Board | 1 | 0.156 | 0.185 |  |  |  |  | TRUE | FALSE | SURFACE |  | PROVIDED | N/A | #FFFFFFFF |  |  | FALSE | FALSE | FALSE |  |  |  | 7315-0028:0225 | [10 empty] | FALSE | [5 empty] | DESKTOP-7EIEB7A\acont | 2021-01-04 10:38 | THOR\acont | 2024-10-09 10:48 | Cloned from Notifier PSE-6 MAIN BOARD | [Notifier] [IDC] [#1 ALARM] Alarm/Trouble Relay, PSE-10 MAIN BOARD, PSE-6 MAIN BOARD [Notifier] [VAC ] 411UDAC Main Board, AFP-100 Main Board, AFP-200 Main Board, FCPS-24S6 MAIN BOARD, FCPS-24S8 MAIN BOARD, HPFF12 Main Board, HPFF8 Main Board, NFC-125DA (25V) Main Board, NFC-50/100 Main Board (100W, 25V), NFC-50/100 Main Board (100W, 70V [Notifier] [IDC] [#3 SUPERVISORY] Alarm/Trouble Relay, PSE-10 MAIN BOARD, PSE-6 MAIN BOARD [Notifier] [NAC Trigger] [#2] PSE-10 MAIN BOARD, PSE-6 MAIN BOARD [Notifier] [NAC Trigger] [ALL DEVICES ++] PSE-10 MAIN BOARD, PSE-6 MAIN BOARD [Notifier] [IDC] [#2 TROUBLE] Alarm/Trouble Relay, PSE-10 MAIN BOARD, PSE-6 MAIN BOARD | [Notifier] PSE-10 MAIN BOARD [Notifier] PSE-10 MAIN BOARD
6920a1b9-29f9-4e80-9767-e6c4b49a7818 | NFPA 170 ADDRESSABLE OUTPUT MODULE |  |  | North | Fike |  | Addressable Control/Relay |  |  |  | Module | TRUE | FIK-CR-6 | ++ | Six Relay Control Module | 6 | 0.0019 | 0.032 |  |  | 24 |  | FALSE |  |  |  | 6.8" H × 5.8" W × 1.0" D |  | #FFFF0000 | FA-NFPA 170 ADDRESSABLE OUTPUT MODULE | 1 | FALSE | FALSE | FALSE | 1000 | [13 empty] | FALSE |  |  | 6 |  |  | DESKTOP-7EIEB7A\acont | 2023-01-04 08:00 | THOR\acont | 2024-09-08 17:27 | Cloned from Fike FIK-IM-10 | [Fike] [SLC IDP MODULES] [#06 ++] FIK-CR-6, FIK-CZ-6, FIK-IM-10, FIK-SC-6 [Fike] [SLC IDP MODULES] [*] [#3 TYPE ADDR ¦ MODULES] FIK-CR-6, FIK-CZ-6, FIK-IM-10, FIK-M500DM, FIK-M500M, FIK-M500MR-2, FIK-M500R, FIK-M500S, FIK-M501M, FIK-M502M, FIK-PULL-DA, FIK-PULL-SA, FIK-SC-6 [Fike] [AUX POWER, RELAY] [RELAY INPUT ++] FIK-CR-6, FIK-M500R [Fike] [SLC IDP MODULES] [#02 ++] FIK-CR-6, FIK-CZ-6, FIK-IM-10, FIK-M500DM, FIK-M500MR-2, FIK-SC-6 [Fike] [SLC IDP MODULES] [#03 ++] FIK-CR-6, FIK-CZ-6, FIK-IM-10, FIK-SC-6 [Fike] [SLC IDP MODULES] [#04 ++] FIK-CR-6, FIK-CZ-6, FIK-IM-10, FIK-SC-6 [Fike] [SLC IDP MODULES] [#05 ++] FIK-CR-6, FIK-CZ-6, FIK-IM-10, FIK-SC-6 | [Fike] FIK-CR-6
f02162a0-3fa9-4c0d-87dd-e6ca0c996ddd | CADGEN AUX POWER SUPPLY | CADGEN AUX POWER SUPPLY |  | North | Altronix |  | Auxilliary Power Supply |  |  |  | Assembly | TRUE | SMP3ET | + | Power Supply Charger, Single Class 2 Output, 6/12VDC @ 2.5A, 115VAC | 1 | [6 empty] | FALSE | FALSE |  |  |  |  | #FFFF0000 | FA-CADGEN AUX POWER SUPPLY | 1 | FALSE | FALSE | FALSE | 212 | [8 empty] | 7 | 1 | 7 | 2.5 |  | TRUE | [5 empty] | THOR\acont | 2024-04-22 10:47 | THOR\acont | 2024-09-08 17:27 | Cloned from Altronix AL1024ULX
88ae3ce8-a034-4976-9724-e6cc101c8661 |  |  |  | North | Honeywell | [5 empty] | Card | TRUE | HON-DACT-DS Main Board |  |  | 1 | 0.15 | 0.15 |  |  |  |  | TRUE | [5 empty] | #FFFFFFFF |  |  | FALSE | FALSE | [21 empty] | AUGUSTALIEN\aucon | 2024-12-02 16:23 | THOR\acont | 2025-02-04 10:32 | Cloned from New Part | [Honeywell] [AUX POWER] [*] [AUX] HON-DACT-DS Main Board [Honeywell] [RS-485] [AUX] HON-DACT-DS Main Board [Honeywell] [RS-232] [AUX] HON-DACT-DS Main Board
44f11a6a-6519-4b04-90bb-e6ccf09a09ee |  |  |  | North | Silent Knight |  | Cards & Components |  |  |  | Card | TRUE | 6808 Main Board | ++ | Main Board | 1 | 0.19 | 0.25 | 6 |  |  |  | TRUE | [5 empty] | #FFFFFFFF |  |  | FALSE | FALSE | FALSE | [14 empty] | FALSE | [5 empty] | DESKTOP-7EIEB7A\acont | 2022-11-07 07:31 | THOR\acont | 2024-10-09 10:48 | Cloned from Silent Knight 6808 MAIN BOARD | [Silent Knight] [IDC] [#3 SUPERVISORY] 5104B Main Board, 5204 Main Board, 5207 Main Board, 5208 Main Board, 5600 Main Board, 5700 Main Board, 5808 Main Board, 5820XL Main Board, 6700 Main Board, 6808 Main Board, 6820 Main Board, 6820EVS Main Board, SK-2 [Farenhyt, Silent Knight, Stanley Security Solutions] [VAC ] 5104B Main Board, 5204 Main Board, 5207 Main Board, 5208 Main Board, 5495 Main Board, 5496 Main Board, 5499 Main Board, 5600 Main Board, 5700 Main Board, 5808 Main Board, 5820XL Main Board, 588 [Silent Knight] [IDC] [#1 ALARM] 5104B Main Board, 5204 Main Board, 5207 Main Board, 5208 Main Board, 5600 Main Board, 5700 Main Board, 5808 Main Board, 5820XL Main Board, 5895XL Main Board, 6700 Main Board, 6808 Main Board, 6820 Main Board, 6820EVS Main [Silent Knight] [IDC] [#2 TROUBLE] 5104B Main Board, 5204 Main Board, 5207 Main Board, 5208 Main Board, 5495 Main Board, 5600 Main Board, 5700 Main Board, 5808 Main Board, 5820XL Main Board, 5895XL Main Board, 6700 Main Board, 6808 Main Board, 6820 Main | [Silent Knight] 6808 Main Board
d1267712-c611-415d-9b59-e6cd73a3c4fb | NFPA 170 BELL |  |  | North | Fike |  | Bell |  |  |  | Module | TRUE | 20-123-116 | + | 6" Bell | 1 | [6 empty] | FALSE | [5 empty] | #FFFF0000 | FA-NFPA 170 BELL | 1 | FALSE | FALSE | FALSE | 2000 | [13 empty] | FALSE | [7 empty] | THOR\acont | 2024-09-08 17:27 |  | [Fike] [NAC] [24 VDC] 123-116, 20-123-116, 20-130-156
4713b544-ff42-440a-b78c-e6cf18c15630 |  |  |  | North | Potter |  | Cards & Components |  |  |  | Card | TRUE | PVX-25 Main Board |  | Main Board for PVX-25 25W Voice Evacuation System | 1 | 0.18 | 1.1 |  |  |  |  | TRUE | [5 empty] | #FFFFFFFF |  |  | FALSE | FALSE | FALSE | [14 empty] | FALSE | [7 empty] | THOR\acont | 2024-10-09 10:48 |  | [Advanced, Potter] [VAC ] [120VAC] AFC-100 Main Board, AFC-1000 Main Board, AFC-50 Main Board, ARC-100 Main Board, AX-PSN104 Main Board, AX-PSN106 Main Board, AX-PSN108 Main Board, AX-PSN-64 Main Board, DCA-10025 (25V) Main Board, DCA-10025 (70V) Main Bo [Potter] [NAC Trigger] PVX-100 Main Board, PVX-25 Main Board, PVX-50 Main Board
31ad4ceb-a9a6-409d-8431-e6d012d01431 |  |  |  | North | Farenhyt |  | Cards & Components |  |  |  | Card | TRUE | VIP-50 |  | 50 WATT AMPLIFIER | 1 | [6 empty] | TRUE | [5 empty] | #FFFFFFFF |  |  | FALSE | FALSE | FALSE | [14 empty] | FALSE | [7 empty] | THOR\acont | 2024-10-09 10:48 |  |  | [Farenhyt, Silent Knight, Stanley Security Solutions] EVS-125W MAIN BOARD, EVS-50W MAIN BOARD, EVS-CE4, VIP-50, VIP-50 Main Board, VIP-CE4
dd27eb54-9d7d-4817-9ddb-e6dc2346a6f5 |  |  |  | North | Edwards |  | Hardware |  |  |  | Hardware | TRUE | G1WT-ALERT |  | Trim Plate labeled ALERT, for 2 gang or 4" square boxes, white | 1 | [6 empty] | FALSE | [5 empty] | #FFFFFFFF |  |  | FALSE | FALSE | FALSE | [14 empty] | FALSE | [7 empty] | THOR\acont | 2024-10-09 10:48
9220afa6-0c8b-430c-8352-e6e2cb1394a4 | NFPA 170 STROBE WALL |  |  | North | Edwards |  | Strobe |  |  |  | Module | TRUE | 405-8A-TW |  | 110cdW, 60cdC Strobe, White, Terminals | 1 | [6 empty] | FALSE | FALSE |  |  |  |  | #FF0070C0 | FA-NFPA 170 STROBE WALL | 1 | FALSE | FALSE | FALSE | 2023 | [13 empty] | FALSE |  |  | C |  |  |  |  | THOR\acont | 2024-09-08 17:27 |  | [Edwards] [NAC] [24 VDC] 405-8A-T, 405-8A-TW, CS405-8A-T [Edwards] [NAC] [24 VFWR] 405-8A-T, 405-8A-TW, CS405-8A-T
3f6f2ab1-154e-4c8e-ba0c-e6e905b91f52 | NFPA 170 LOCAL OPERATOR CONSOLE | RISER LOC |  | North | MIRCOM |  | Local Operator Console |  |  |  | Assembly | TRUE | FX-LOC |  | LOCAL OPERATING CONSOLE ENCLOSURE FOR FXMNS(R), WHITE | 1 | [6 empty] | FALSE | [5 empty] | #FFFF0000 | FA-NFPA 170 LOCAL OPERATOR CONSOLE | 1 | FALSE | FALSE | FALSE | 301 | [8 empty] | 7,12,18 |  |  |  |  | TRUE | [7 empty] | THOR\acont | 2024-09-08 17:27
3a48affd-d2f1-4801-aec8-e6e917665c87 | NFPA 170 AMPLIFIER RACK | RISER AMP |  | North | Evax |  | Amplifier |  |  |  | Assembly | TRUE | HMX-DPS25/P (25V) | + | Distributed Panel, Single Channel, 25W, Fire Phone | 1 | [6 empty] | FALSE | [5 empty] | #FFFF0000 | FA-NFPA 170 AMPLIFIER RACK | 1 | FALSE | FALSE | FALSE | 300 | [8 empty] | 7,12,18 |  |  |  | 25 | TRUE | [5 empty] | DESKTOP-7SAL8M7\acont | 2020-07-16 11:07 | THOR\acont | 2024-09-08 17:27 | Cloned from Hochiki FNVDPS25/P (25V)
19410cac-aa77-4340-bfff-e6ec98dacacf | NFPA 170 SMOKE HEAT DETECTOR |  |  | North | Secutron |  | Smoke/Heat Detector |  |  |  | Module | TRUE | MRI-2251TB w/B210LP | ++ | Intelligent Photoelectric Detector with 135°F Fixed Temperature Heat Detector, Standard Base | 1 | 0.0003 | 0.0065 |  |  |  |  | FALSE | TRUE |  |  | 2 inches H x 6.1 inches D |  | #FFFF0000 | FA-NFPA 170 SMOKE HEAT DETECTOR | 1 | FALSE | FALSE | FALSE | 1408 | [13 empty] | FALSE | [5 empty] | DESKTOP-7EIEB7A\acont | 2023-06-24 19:47 | THOR\acont | 2024-09-08 17:27 | Cloned from Secutron MRI-2351AP w/300-6 CLONED CLONED CLONED | [Secutron] [SLC MODULES SENSORS] [*] [#2 SHARED ADDR ¦ SENSORS] 7251 (C), MRI-2251B w/B210LP (C), MRI-2251BR (C), MRI-2251TB w/B210LP (C), MRI-2251TMB w/B210LP (C), MRI-2351AP w/300-6 (C), MRI-2351RAP (C), MRI-2351TAP w/300-6 (C), MRI-5251B w/B210LP (C), [Secutron] [SLC SENSORS] [*] [#4 TYPE ADDR ¦ SENSORS] 7251 (C), MRI-2251B w/B210LP (C), MRI-2251BR (C), MRI-2251TB w/B210LP (C), MRI-2251TMB w/B210LP (C), MRI-2351AP w/300-6 (C), MRI-2351RAP (C), MRI-2351TAP w/300-6 (C), MRI-5251B w/B210LP (C), MRI-5251H
b8e3a7b8-2840-443f-9f7a-e6ee135f35c0 | NFPA 170 HEAT DETECTOR |  |  | North | Edwards |  | Heat Detector |  |  |  | Module | TRUE | SIGA2-HCOS w/SIGA-AB4GT BASE | ++ | Heat / Carbon Monoxide Detector | 1 | 4.5e-05 | 4.5e-05 |  |  |  |  | FALSE | [5 empty] | #FFFF0000 | FA-NFPA 170 HEAT DETECTOR | 1 | FALSE | FALSE | FALSE | 1403 | [13 empty] | FALSE | [7 empty] | THOR\acont | 2024-10-08 16:33 | 20191121 AC Detector with base | [Edwards, Kidde] [SLC EST SENSORS] 01 [*] [EST3, iO1000] DS-HFS (C), DS-PS (C), FX-HD w/IB4U BASE, FX-HD w/RB4U BASE, FX-HD w/SB4U BASE, FX-HD w/SB4U-LF BASE, FX-HD wB4U BASE, FX-PD w/B4U BASE (C), FX-PD w/IB4U BASE (C), FX-PD w/SB4U BASE (C), FX-PD w/SB [Edwards, Kidde] [SLC EST MODULES SENSORS] [*] [#2 SHARED ADDR ¦ SENSORS] KI-DDOS (C), SIGA2-COS w/SIGA-AB4G BASE, SIGA2-COS w/SIGA-AB4G-LF BASE, SIGA2-COS w/SIGA-AB4GT BASE, SIGA2-COS w/SIGA-IB BASE, SIGA2-COS w/SIGA-RB BASE, SIGA2-COS w/SIGA-SB BASE, S [Edwards, Kidde] [SLC EST SENSORS] [*] [#4 TYPE ADDR ¦ SENSORS] KI-DDOS (C), SIGA2-COS w/SIGA-AB4G BASE, SIGA2-COS w/SIGA-AB4G-LF BASE, SIGA2-COS w/SIGA-AB4GT BASE, SIGA2-COS w/SIGA-IB BASE, SIGA2-COS w/SIGA-RB BASE, SIGA2-COS w/SIGA-SB BASE, SIGA2-HCOS [Edwards, Kidde] [AUX POWER] KI-COD w/KI-ABDT BASE (C), KI-HCD w/KI-ABDT BASE, KI-HRD w/KI-ABDT BASE, KI-PCD w/KI-ABDT BASE (C), KI-PD w/KI-ABDT BASE (C), KI-PHCD w/KI-ABDT BASE (C), KI-PHD w/KI-ABDT BASE (C), KIR-COD w/KI-ABDT BASE (C), KIR-HCD w/KI-ABD [Edwards, Kidde] [SLC EST MODULES/SENSORS] 01 [*] [iO64] DS-HFS (C), DS-PS (C), FX-HD w/IB4U BASE, FX-HD w/RB4U BASE, FX-HD w/SB4U BASE, FX-HD w/SB4U-LF BASE, FX-HD wB4U BASE, FX-PD w/B4U BASE (C), FX-PD w/IB4U BASE (C), FX-PD w/SB4U BASE (C), FX-PD w/SB
a2cd0980-83ae-48de-b36a-e6f63ad65f04 |  |  |  | North | Silent Knight |  | Cards & Components |  |  |  | Card | TRUE | 6820EVS Main Board | ++ | Main Board | 1 | 0.19 | 0.25 | 6 |  |  |  | TRUE | [5 empty] | #FFFFFFFF |  |  | FALSE | FALSE | FALSE | [14 empty] | FALSE | [5 empty] | DESKTOP-7EIEB7A\acont | 2022-11-07 15:50 | THOR\acont | 2024-10-09 10:48 | Cloned from Silent Knight 6820 Main Board | [Silent Knight] [IDC] [#1 ALARM] 5104B Main Board, 5204 Main Board, 5207 Main Board, 5208 Main Board, 5600 Main Board, 5700 Main Board, 5808 Main Board, 5820XL Main Board, 5895XL Main Board, 6700 Main Board, 6808 Main Board, 6820 Main Board, 6820EVS Main [Silent Knight] [IDC] [#3 SUPERVISORY] 5104B Main Board, 5204 Main Board, 5207 Main Board, 5208 Main Board, 5600 Main Board, 5700 Main Board, 5808 Main Board, 5820XL Main Board, 6700 Main Board, 6808 Main Board, 6820 Main Board, 6820EVS Main Board, SK-2 [Silent Knight] [IDC] [#2 TROUBLE] 5104B Main Board, 5204 Main Board, 5207 Main Board, 5208 Main Board, 5495 Main Board, 5600 Main Board, 5700 Main Board, 5808 Main Board, 5820XL Main Board, 5895XL Main Board, 6700 Main Board, 6808 Main Board, 6820 Main [Farenhyt, Silent Knight, Stanley Security Solutions] [VAC ] 5104B Main Board, 5204 Main Board, 5207 Main Board, 5208 Main Board, 5495 Main Board, 5496 Main Board, 5499 Main Board, 5600 Main Board, 5700 Main Board, 5808 Main Board, 5820XL Main Board, 588 | [Silent Knight] 6820 Main Board, 6820EVS Main Board
5bf96b78-6966-47f2-b548-e6f75d4fc103 | NFPA 170 HORN STROBE |  |  | North | System Sensor |  | Horn/Strobe |  |  |  | Module | TRUE | P2GRLED | ++ | 2-Wire, Compact Horn Strobe, Red | 1 | 0 | 0.245 |  |  |  |  | FALSE | [5 empty] | #FF0070C0 | FA-NFPA 170 HORN STROBE | 1 | FALSE | FALSE | FALSE | 2012 | [13 empty] | FALSE | [5 empty] | DESKTOP-QGO6JOK\acont | 2023-10-18 21:13 | THOR\acont | 2024-09-08 17:27 | Cloned from System Sensor P2GRL | [System Sensor] [NAC] [24VDC, TEMPORAL LOW] P2GRLED, P2GWLED, P2RLED, P2RLED w/WAV-RL, P2RLED-P, P2RLED-SP, P2WLED, P2WLED w/ WAV-WL, P2WLED-P, P2WLED-SP [System Sensor] [NAC] [24VDC, TEMPORAL HIGH] P2GRLED, P2GWLED, P2RLED, P2RLED w/WAV-RL, P2RLED-P, P2RLED-SP, P2WLED, P2WLED w/ WAV-WL, P2WLED-P, P2WLED-SP
b3ce4c56-7890-4967-8a5f-e6f8c38db5f4 | NFPA 170 SPEAKER STROBE CEILING |  |  | North | Siemens |  | Speaker/Strobe |  |  |  | Module | TRUE | SEF-MC-CW | 500-636043+ | SPEAKER/STROBE FLUSH MULTI CANDELA CEILING WHITE | 1 | [7 empty] | TRUE |  |  |  |  | #FF0070C0 | FA-NFPA 170 SPEAKER STROBE CEILING | 1 | FALSE | FALSE | FALSE | [20 empty] | DESKTOP-7SAL8M7\acont | 2019-08-13 09:04 | THOR\acont | 2024-09-08 17:27 |  | [Siemens] [AUDIO 25v] [25V AUDIO] SEF-MC-CW (C), SEF-MC-R, SEF-MC-W [Siemens] [NAC] [VDC] SEF-MC-CW (C) [Siemens] [AUDIO 70.7v] [70V AUDIO] SEF-MC-CW (C), SEF-MC-R, SEF-MC-W
ccd764fc-ac95-45c0-945e-e6f9f69c3f4b |  |  |  | North | Edwards |  | Hardware |  |  |  | Hardware | TRUE | ANSDMRCUSTOM |  | Custom recorded message PROM | 1 | [6 empty] | FALSE | [5 empty] | #FFFFFFFF |  |  | FALSE | FALSE | FALSE | [14 empty] | FALSE | [7 empty] | THOR\acont | 2024-10-09 10:48
c278fe0b-f8fb-4b53-8208-e6fbdf1628cd |  |  |  | North | Potter |  | Cards & Components |  |  |  | Card | TRUE | PVX-SL8 |  | LED Switch Card | 1 | 0.003 | 0.00516 |  |  |  |  | TRUE | [5 empty] | #FFFFFFFF |  |  | FALSE | FALSE | FALSE | [14 empty] | FALSE | [7 empty] | THOR\acont | 2024-10-09 10:48
a4518e14-23df-4a78-b2b0-e706e127df4e | NFPA 170 HORN |  |  | North | Kidde |  | Horn |  |  |  | Module | TRUE | G4LFRN-H | + | Low Frequency(520hz) horn, Red | 1 | 0 | 0.16 |  |  |  |  | FALSE | [5 empty] | #FF0070C0 | FA-NFPA 170 HORN | 1 | FALSE | FALSE | FALSE | 2021 | [13 empty] | FALSE |  |  | LF |  |  | DESKTOP-7EIEB7A\acont | 2021-11-15 14:36 | THOR\acont | 2024-09-08 17:27 | Cloned from Edwards G4LFRN-H | [Edwards, Kidde] [NAC] [24 VFWR, CONTINUOUS HIGH DB] G4LFRF-H, G4LFRN-H, G4LFWF-H, G4LFWN-H [Edwards, Kidde] [NAC] [16 VFWR, TEMPORAL HIGH DB] G4LFRF-H, G4LFRN-H, G4LFWF-H, G4LFWN-H [Edwards, Kidde] [NAC] [24 VFWR, TEMPORAL LOW DB] G4LFRF-H, G4LFRN-H, G4LFWF-H, G4LFWN-H [Edwards, Kidde] [NAC] [16 VDC, TEMPORAL HIGH DB] G4LFRF-H, G4LFRN-H, G4LFWF-H, G4LFWN-H [Edwards, Kidde] [NAC] [16 VFWR, CONTINUOUS LOW DB] G4LFRF-H, G4LFRN-H, G4LFWF-H, G4LFWN-H [Edwards, Kidde] [NAC] [24 VFWR, CONTINUOUS LOW DB] G4LFRF-H, G4LFRN-H, G4LFWF-H, G4LFWN-H [Edwards, Kidde] [NAC] [24 VDC, TEMPORAL LOW DB] G4LFRF-H, G4LFRN-H, G4LFWF-H, G4LFWN-H [Edwards, Kidde] [NAC] [16 VDC, CONTINUOUS HIGH DB] G4LFRF-H, G4LFRN-H, G4LFWF-H, G4LFWN-H [Edwards, Kidde] [NAC] [24 VDC, CONTINUOUS LOW DB] G4LFRF-H, G4LFRN-H, G4LFWF-H, G4LFWN-H [Edwards, Kidde] [NAC] [16 VDC, CONTINUOUS LOW DB] G4LFRF-H, G4LFRN-H, G4LFWF-H, G4LFWN-H [Edwards, Kidde] [NAC] [24 VDC, TEMPORAL HIGH DB] G4LFRF-H, G4LFRN-H, G4LFWF-H, G4LFWN-H [Edwards, Kidde] [NAC] [16 VDC, TEMPORAL HIGH DB] G4LFRF-H, G4LFRN-H, G4LFWF-H, G4LFWN-H [Edwards, Kidde] [NAC] [16 VDC, TEMPORAL LOW DB] G4LFRF-H, G4LFRN-H, G4LFWF-H, G4LFWN-H [Edwards, Kidde] [NAC] [16 VDC, CONTINUOUS LOW DB] G4LFRF-H, G4LFRN-H, G4LFWF-H, G4LFWN-H [Edwards, Kidde] [NAC] [16 VFWR, TEMPORAL LOW DB] G4LFRF-H, G4LFRN-H, G4LFWF-H, G4LFWN-H [Edwards, Kidde] [NAC] [16 VFWR, CONTINUOUS HIGH DB] G4LFRF-H, G4LFRN-H, G4LFWF-H, G4LFWN-H [Edwards, Kidde] [NAC] [24 VFWR, TEMPORAL HIGH DB] G4LFRF-H, G4LFRN-H, G4LFWF-H, G4LFWN-H [Edwards, Kidde] [NAC] [24 VDC, CONTINUOUS HIGH DB] G4LFRF-H, G4LFRN-H, G4LFWF-H, G4LFWN-H
896adc1d-793a-43c6-95f9-e7092795461c | NFPA 170 SMOKE HEAT DETECTOR |  |  | North | Block Definition Only |  | Smoke/Heat Detector |  |  |  | Module | TRUE | NFPA 170 SMOKE HEAT DETECTOR |  | NFPA 170 SMOKE HEAT DETECTOR | 1 | [7 empty] | TRUE |  |  |  |  | #FFFF0000 | FA-NFPA 170 SMOKE HEAT DETECTOR | 1 | FALSE | FALSE | FALSE | 1411 | [19 empty] | AULAPTOP-PC\Aulaptop | 2020-03-26 07:41 | THOR\acont | 2024-09-08 17:27
5df0fbf8-9d81-4cdd-b182-e70999f7e59b | NFPA 170 SPEAKER STROBE CEILING |  |  | North | System Sensor |  | Speaker/Strobe |  |  |  | Module | TRUE | SPSCWLED | ++ | 2-WIRE, SPEAKER STROBE LED WHITE CEILING | 1 | 0 | 0.226 |  |  |  |  | FALSE | TRUE |  |  |  |  | #FF0070C0 | FA-NFPA 170 SPEAKER STROBE CEILING | 1 | FALSE | FALSE | FALSE | 2020 | [13 empty] | FALSE |  |  | C |  |  | THOR\acont | 2024-02-21 10:56 | THOR\acont | 2024-09-08 17:27 | Cloned from System Sensor SPSCW | [System Sensor] [NAC] [VDC] SPSCRLED (C), SPSCRLED-B (C), SPSCRLED-BT (C), SPSCWLED (C), SPSCWLED-B (C), SPSCWLED-BT (C), SPSCWLED-CLR-ALERT (C), SPSCWLED-P (C), SPSCWLED-SP (C), SPSCWLED-T (C), SPSCWLED-TP (C) [System Sensor] [AUDIO 25v] [25V AUDIO] SPSCRLED (C), SPSCRLED-B (C), SPSCRLED-BT (C), SPSCWLED (C), SPSCWLED-B (C), SPSCWLED-BT (C), SPSCWLED-CLR-ALERT (C), SPSCWLED-P (C), SPSCWLED-SP (C), SPSCWLED-T (C), SPSCWLED-TP (C), SPSRLED, SPSRLED-B, SPSRLED-P, [System Sensor] [AUDIO 70.7v] [70V AUDIO] SPSCRLED (C), SPSCRLED-B (C), SPSCRLED-BT (C), SPSCWLED (C), SPSCWLED-B (C), SPSCWLED-BT (C), SPSCWLED-CLR-ALERT (C), SPSCWLED-P (C), SPSCWLED-SP (C), SPSCWLED-T (C), SPSCWLED-TP (C), SPSRLED, SPSRLED-B, SPSRLED-
c060466b-0eb2-47ab-abe5-e70cd59307ad | NFPA 170 STROBE CEILING |  |  | North | Siemens |  | Strobe |  |  |  | Module | TRUE | SL2SCR-AL | S54329-F187-A1++ | Strobe, Ceiling, Clear, Red, Alert | 1 | [7 empty] | TRUE |  |  |  |  | #FF0070C0 | FA-NFPA 170 STROBE CEILING | 1 | FALSE | FALSE | FALSE | 2023 | [19 empty] | DESKTOP-7EIEB7A\acont | 2023-08-03 09:40 | THOR\acont | 2024-09-08 17:27 | Cloned from Siemens SL2SWR-AL | [Siemens] [NAC] [16.0 – 33.0 VDC] SL2SCR-A (C), SL2SCR-AL (C), SL2SCR-ALA (C), SL2SCR-ALB (C), SL2SCR-F (C), SL2SCR-FB (C), SL2SCR-N (C), SL2SCR-NA (C), SL2SCR-NB (C), SL2SCW-A (C), SL2SCW-AL (C), SL2SCW-ALA (C), SL2SCW-ALB (C), SL2SCW-EV (C), SL2SCW-F (
4baf4ed9-8fd6-4f10-8799-e71517b37a2d | CADGEN KEYPAD |  |  | North | Bosch |  | Keypad Interface |  |  |  | Module | TRUE | B915I | ++ | Basic Keypad, icon keys, SDI2 | 1 | 0.035 | 0.07 |  |  | 12 | [7 empty] | #FFFF0000 | FA-CADGEN KEYPAD | 1 | FALSE | FALSE | FALSE | [20 empty] | DESKTOP-7EIEB7A\acont | 2022-07-23 10:56 | THOR\acont | 2024-09-08 17:27 | Cloned from Bosch B915 | [BluePoint, Bosch] [SDI2 BOSCH] [*] [ALL DEVICES ++] B208, B299, B308, B426, B450, B450-CHI, B450-M, B810, B820, B901, B915, B915I, B920, B921C, B925F, B926F, B930, B940W, B942, B942W, BP-BHE-B208A, BP-BHE-B299
4b34d769-5a36-4579-b55c-e7161c9f8cac | NFPA 170 SPEAKER STROBE |  |  | North | MIRCOM |  | Speaker/Strobe |  |  |  | Module | TRUE | SPPS-204-25R | ++ | Wall mounted speaker strobe 25V red | 1 | [6 empty] | FALSE | [5 empty] | #FF0070C0 | FA-NFPA 170 SPEAKER STROBE | 1 | FALSE | FALSE | FALSE | 2021 | [13 empty] | FALSE | [5 empty] | THOR\acont | 2023-11-28 13:41 | THOR\acont | 2024-09-08 17:27 | Cloned from MIRCOM SPP-204-25R CLONED CLONED CLONED CLONED CLONED | [MIRCOM] [NAC] [VDC] SPPS-204-25, SPPS-204-25R, SPPS-204-70, SPPS-204-70R [MIRCOM] [NAC] [VFWR] SPPS-204-25, SPPS-204-25R, SPPS-204-70, SPPS-204-70R [MIRCOM] [AUDIO 25v] [25V AUDIO] SPP-204-25, SPP-204-25R, SPPS-204-25, SPPS-204-25R
44e0aac1-08a1-48e4-ae4c-e71e72da5543 | NFPA 170 SMOKE DETECTOR |  |  | North | System Sensor |  | Smoke Detector |  |  |  | Module | TRUE | 2251B | ++ | Photoelectric Detector | 1 | 0.0003 | 0.0065 |  |  |  |  | FALSE | TRUE |  |  |  |  | #FFFF0000 | FA-NFPA 170 SMOKE DETECTOR | 1 | FALSE | FALSE | FALSE | 1408 | [13 empty] | FALSE | [7 empty] | THOR\acont | 2024-09-08 17:27 | 20191121 AC Detector without base | [Honeywell, Notifier, System Sensor] [SLC SENSORS] [*] [#4 TYPE ADDR ¦ SENSORS] 2251B (C), 2251-COPTIR (C), 2251-COPTIR w/B200S-WH (C), 2251TB (C), 2251TMB (C), 5251B (C), 5251B-WP (C), 5251H (C), 5251RB (C), 5251RB-WP (C), 7251 (C), 7251DH (C), DH200LP [Honeywell, Notifier, System Sensor] [SLC MODULES SENSORS] [*] [#2 SHARED ADDR ¦ SENSORS] 2251B (C), 2251-COPTIR (C), 2251-COPTIR w/B200S-WH (C), 2251TB (C), 2251TMB (C), 5251B (C), 5251B-WP (C), 5251H (C), 5251RB (C), 5251RB-WP (C), 7251 (C), 7251DH (C)
15e62126-ffc0-4c4c-acd7-e721cab21f8f | NFPA 170 SPEAKER WALL |  |  | North | Eaton Wheelock |  | Speaker |  |  |  | Module | TRUE | E50-R |  | Speaker, 25 or 70 Vrms, 1/8 to 2 watts | 1 | [6 empty] | FALSE | FALSE |  |  |  |  | #FF0070C0 | FA-NFPA 170 SPEAKER WALL | 1 | FALSE | FALSE | FALSE | 2021 | [13 empty] | FALSE | [7 empty] | THOR\acont | 2024-09-08 17:27
82ec2da8-b099-4ffa-b18e-e72569fc0efd |  |  |  | North | Edwards |  | Hardware |  |  |  | Hardware | TRUE | G4AWN-CVR | ++ | Replacement Appliance Cover, Horn, White, NONE | 1 | [12 empty] | #FFFFFFFF |  |  | FALSE | FALSE | FALSE | [20 empty] | THOR\acont | 2024-06-05 08:40 | THOR\acont | 2024-10-09 10:48 | Cloned from Edwards G4ARA-CVR CLONED CLONED CLONED CLONED CLONED CLONED CLONED CLONED
286b7ceb-0449-4850-abb9-e726143e66be | NFPA 170 SMOKE HEAT DETECTOR |  |  | North | Potter |  | Smoke/Heat Detector |  |  |  | Module | TRUE | PAD200-PHD w/PAD100-IB (Split) | + | Photoelectric Smoke/Heat Detector with Isolator Module Included | 1 | 0.00045 | 0.00045 |  |  |  |  | FALSE | TRUE |  |  |  |  | #FFFF0000 | FA-NFPA 170 SMOKE HEAT DETECTOR | 1 | FALSE | FALSE | FALSE | 1411 | [13 empty] | FALSE |  |  | IB |  |  | THOR\acont | 2025-02-13 08:09 |  |  | Cloned from Potter PAD200-PHD w/PAD100-IB | [Potter] [SLC PAD] [*] [#2 SHARED ADDR ¦ SENSORS] PAD100-CD w/PAD100-4DB, PAD100-CD w/PAD100-6DB, PAD100-CD w/PAD100-IB, PAD100-CD w/PAD100-LFSB, PAD100-CD w/PAD100-RB, PAD100-CD w/PAD100-SB, PAD100-CD w/PAD100-SPKB, PAD100-DUCT (C), PAD100-DUCTR (C), PA
faa166af-4f40-4171-a62d-e7365d0ef4e8 | NFPA 170 DOOR HOLDER |  |  | North | Rixson |  | Door Holder |  |  |  | Module | TRUE | FM998 |  | 24V Door Holder | 1 | 0.02 | 0.02 |  |  |  |  | FALSE |  | FLUSH |  | SINGLE GANG | 1-GANG | #FFFF0000 | FA-NFPA 170 DOOR HOLDER | 1 | FALSE | FALSE | FALSE | 2500 |  |  | 3550-0028:0210 | [10 empty] | FALSE | [7 empty] | THOR\acont | 2024-09-08 17:27 |  | [Bosch, Generic, Hochiki, N/A, Notifier, Potter, Rixson, RSG, Silent Knight, System Sensor] [RELAY] [DOOR RELEASE] 110VAC DOOR HOLDER, ADI_K7-998TRI689, D370, D370C, DH Series, DH(1224)FPC, DH(1224)GPC, DH(1224)RPC, DH(1224)SPC, DH(24120)FPC, DH(24120)GP [Bosch, Hochiki, N/A, Notifier, Potter, Rixson, RSG, Silent Knight, System Sensor] [AUX POWER] [DOOR RELEASE] ADI_K7-998TRI689, D370, D370C, DH Series, DH(1224)FPC, DH(1224)GPC, DH(1224)RPC, DH(1224)SPC, DH(24120)FPC, DH(24120)GPC, DH(24120)GPC2, DH(2412 [ASSA ABLOY, Bosch, Hochiki, N/A, Notifier, Potter, Rixson, RSG, Silent Knight, System Sensor] [AUX POWER] [DOOR RELEASE] 7200, ADI_K7-998TRI689, D370, D370C, DH Series, DH(1224)FPC, DH(1224)GPC, DH(1224)RPC, DH(1224)SPC, DH(24120)FPC, DH(24120)GPC, DH(2
fbe7c86d-b137-436a-9bbf-e7372344b051 |  |  |  | North | Fike |  | Cards & Components |  |  |  | Card | TRUE | FCP-75 Main Board | ++ | Main Board | 1 | 0.165 | 0.31 | 2.5 |  | 24 |  | TRUE | [5 empty] | #FFFFFFFF |  |  | FALSE | FALSE | FALSE | [14 empty] | FALSE | [5 empty] | THOR\acont | 2024-08-20 12:46 | THOR\acont | 2024-10-09 10:48 | Cloned from Fike FCP-2100 Main Board | [Fike] [IDC] [#2 TROUBLE ++] 10-2204, FCP-2100 Main Board, FCP-300 Main Board, FCP-75 Main Board [Fike] [VAC ] 10-2620, 10-2829 Main Card, 27-032 Main Card, FCP-2100 Main Board, FCP-300 Main Board, FCP-75 Main Board, FIK-5496 Main Board, FIK-RPS1000 Main Board [Fike] [IDC] [#1 ALARM ++] 10-2204, FCP-2100 Main Board, FCP-300 Main Board, FCP-75 Main Board [Fike] [IDC] [#3 SUPERVISORY ++] 10-2204, FCP-2100 Main Board, FCP-300 Main Board, FCP-75 Main Board | [Fike] FCP-75 Main Board
8f5a903d-8292-4479-9129-e739e7555894 | CADGEN SUPERVISORY PANEL |  |  | North | Ansul |  | Supervisory Panel |  |  |  | Module | TRUE | 430687 | + | Coil Supervision Module Encapsulated | 1 |  | 0.083 | [10 empty] | #FFFF0000 | FA-CADGEN SUPERVISORY PANEL | 1 | FALSE | FALSE | FALSE | 910 | [16 empty] | CSM |  |  | AUGUSTXPS17-EUP\aucon | 2022-05-25 13:33 | THOR\acont | 2024-09-08 17:27 | Cloned from Ansul 433937 | [Ansul, Autocall, Simplex] [AUX POWER] [*] [LED] 2081-9046, 430687, 433936, 433937, A2081-9046 [Ansul, Autocall, Simplex] [AUX POWER, RELEASING] [LED] 2081-9046, 430687, 433936, 433937, A2081-9046 [Ansul, Autocall, Simplex] [IDC] 01 [ACTIVATION] 2081-9046, 430687, 433936, 433937, 433940, 433941, A2081-9046
7ace9ee1-6eeb-42cb-a91a-e73aa4cbd819 | NFPA 170 STROBE WALL |  |  | North | Kidde |  | Strobe |  |  |  | Module | TRUE | WGVRF | ++ | Outdoor rated strobe, red, fire | 1 | [6 empty] | FALSE | [5 empty] | #FF0070C0 | FA-NFPA 170 STROBE WALL | 1 | FALSE | FALSE | FALSE | 2023 | [13 empty] | FALSE |  |  | WP |  |  | THOR\acont | 2024-12-19 13:51 | THOR\acont | 2024-12-19 13:57 | Cloned from Edwards WGVRF | [Edwards, Kidde] [NAC] [VDC] WGSVRA, WGSVRF, WGSVRF-FR, WGSVRF-SP, WGSVRN, WGSVWA, WGSVWF, WGSVWF-FR, WGSVWF-SP, WGSVWN, WGVRA, WGVRF, WGVRF-FR, WGVRF-SP, WGVRN, WGVWA, WGVWF, WGVWF-FR, WGVWF-SP, WGVWN
c402bb24-5120-41b5-8340-e73db83747d7 | NFPA 170 EMERGENCY COMMUNICATIONS CONTROL UNIT | RISER LOC |  | North | Autocall |  | Cards & Components |  |  |  | Card | TRUE | A003-9302 Main Board | + | Main Board | 1 | 0.13 | 4.7 |  |  |  |  | TRUE | [5 empty] | #FFFF0000 | FA-NFPA 170 EMERGENCY COMMUNICATIONS CONTROL UNIT | 1 | FALSE | FALSE | FALSE | 300 | [8 empty] | 7,12,18,26,33 |  |  |  | 40 | FALSE | [5 empty] | DESKTOP-7EIEB7A\acont | 2021-05-07 06:42 | THOR\acont | 2024-09-08 17:27 | Cloned from AutoCall A003-9301 Main Board | [Autocall] [IDC] [#1 ALARM] A003-9301 Main Board, A003-9302 Main Board, A004-9101 Main Board, A008-9101 Main Board [Autocall] [IDC] [#2 TROUBLE] A003-9301 Main Board, A003-9302 Main Board, A004-9101 Main Board, A008-9101 Main Board [Autocall] [IDC] [#3 SUPERVISORY] A003-9301 Main Board, A003-9302 Main Board, A004-9101 Main Board, A008-9101 Main Board | [Autocall] A003-9301 Main Board, A003-9302 Main Board
687b9a9a-b8af-4c2f-8689-e73de9bc6998 | NFPA 170 HEAT DETECTOR |  |  | North | Siemens |  | Heat Detector |  |  |  | Module | TRUE | DT-190EP | 500-688978 | R.C.-F.T. TMP 190 DEG EXPLOSION PRF | 1 | [12 empty] | #FFFF0000 | FA-NFPA 170 HEAT DETECTOR | 1 | FALSE | FALSE | FALSE | [17 empty] | 190° FT, XP |  |  | DESKTOP-7SAL8M7\acont | 2019-08-13 09:04 | THOR\acont | 2024-09-08 17:27 |  | [Siemens] [IDC] [#1 ALARM] DT-135F, DT-135R, DT-135WP, DT-140EP, DT-160EP, DT-190EP, DT-200F, DT-200R, DT-200WP, DT-225EP, DT-275EP, DT-325EP, DT-360EP, DT-450EP, DT-600EP, DT-725EP
38558150-42bb-49f1-8c2b-e740484f52f5 | NFPA 170 SPEAKER WALL |  |  | North | System Sensor |  | Speaker |  |  |  | Module | TRUE | SPWL | ++ | 2-WIRE, SPEAKER WHITE WALL | 1 | [6 empty] | FALSE | [5 empty] | #FF0070C0 | FA-NFPA 170 SPEAKER WALL | 1 | FALSE | FALSE | FALSE | 2021 | [13 empty] | FALSE | [7 empty] | THOR\acont | 2024-09-08 17:27 |  | [BluePoint, System Sensor] [AUDIO 25v] [25V AUDIO] BP04-111LP, BP04-A111LP, SPRL, SPSR, SPSRL, SPSRL-P, SPSRL-SP, SPSW, SPSWL, SPSWL-ALERT, SPSWL-CLR-ALERT, SPSWL-P, SPWL [BluePoint, System Sensor] [AUDIO 70.7v] [70V AUDIO] BP04-111LP, BP04-A111LP, SPRL, SPSR, SPSRL, SPSRL-P, SPSRL-SP, SPSW, SPSWL, SPSWL-ALERT, SPSWL-CLR-ALERT, SPSWL-P, SPWL
a3625c57-45c1-4c43-9177-e740549f0307 | NFPA 170 AMPLIFIER RACK | RISER AMP |  | North | Silent Knight |  | Amplifier |  |  |  | Assembly | TRUE | EVS-50W |  | PANEL COMPONENT, INTELLIGENT 50 WATT AMPLIFIER | 1 | [6 empty] | FALSE | [5 empty] | #FFFF0000 | FA-NFPA 170 AMPLIFIER RACK | 1 | FALSE | FALSE | FALSE | 300 | [8 empty] | 7,12,18 |  |  |  |  | TRUE | [7 empty] | THOR\acont | 2024-09-08 17:27
60c11425-a5d0-4f21-a307-e743502df6bf |  |  |  | North | Edwards |  | Cards & Components |  |  |  | Card | TRUE | 2-MIC |  | OBSOLETE - Master Paging Microphone | 1 | [6 empty] | TRUE | [5 empty] | #FFFFFFFF |  |  | FALSE | FALSE | FALSE | [14 empty] | FALSE | [7 empty] | THOR\acont | 2024-10-09 10:48
4142edb8-52e1-48ae-8ae3-e74440337899 | NFPA 170 MANUAL PULL |  |  | North | Notifier |  | Manual Station |  |  |  | Module | TRUE | NBG-12S | ++ | Manual Pull Station | 1 | [6 empty] | FALSE | FALSE |  |  |  |  | #FFFF0000 | FA-NFPA 170 MANUAL PULL | 1 | FALSE | FALSE | FALSE | 957 | [13 empty] | FALSE | [7 empty] | THOR\acont | 2024-09-08 17:27 |  | [Chemtronics, Firelite, MIRCOM, Notifier, System Sensor] [IDC] 01 [*] [IDC 2-WIRE ++] 1151 (C), 1151EIS (C), 1400 (C), 1451 (C), 1451DH (C), 1451DHHT (C), 2100AT (C), 2100S (C), 2100TR (C), 2100TS (C), 2151 w/B110LP (C), 2151 w/B116LP (C), 2151 w/B401 (C
af3e1998-6915-4ca5-99ad-e7483e11cbe7 |  |  |  | North | Gamewell FCI |  | Hardware |  |  |  | Hardware | TRUE | E3BB-RD/INCC | ++ | Enclosure, Command Center, Red, “D” Size | 1 | [6 empty] | TRUE |  |  |  | 19 3/8” W x 41” H x 4 1/2” D (49 W x 104 H x 11 D cm) |  | #FFFFFFFF |  |  | FALSE | FALSE | FALSE | [20 empty] | DESKTOP-7EIEB7A\acont | 2022-08-29 12:34 | THOR\acont | 2024-10-09 10:48 | Cloned from Gamewell FCI E3BB-BD/INCC
ede23b56-52b4-4963-a4d1-e754a4222011 |  |  |  | North | Edwards |  | Hardware |  |  |  | Hardware | TRUE | 12V10A |  | 11 AH Battery | 1 | [12 empty] | #FFFFFFFF |  |  | FALSE | FALSE | FALSE | [22 empty] | THOR\acont | 2024-10-09 10:48
1693a076-36c6-4eac-9650-e756e357ec35 | NFPA 170 SMOKE HEAT CO DETECTOR |  |  | North | Notifier |  | Smoke/Heat/CO Detector |  |  |  | Module | TRUE | FSC-851 w/B300-6 | ++ | FlashScan IntelliQuad Advanced Multi-Criteria Detector | 1 | 0.0002 | 0.007 |  |  |  |  | FALSE | TRUE |  |  |  |  | #FFFF0000 | FA-NFPA 170 SMOKE HEAT CO DETECTOR | 1 | FALSE | FALSE | FALSE | 1410 | [13 empty] | FALSE | [7 empty] | THOR\acont | 2024-09-08 17:27 | 20191121 AC Detector without base | [Honeywell, Notifier, System Sensor] [SLC MODULES SENSORS] [*] [#2 SHARED ADDR ¦ SENSORS] 2251B (C), 2251-COPTIR (C), 2251-COPTIR w/B200S-WH (C), 2251TB (C), 2251TMB (C), 5251B (C), 5251B-WP (C), 5251H (C), 5251RB (C), 5251RB-WP (C), 7251 (C), 7251DH (C) [Honeywell, Notifier, System Sensor] [SLC SENSORS] [*] [#4 TYPE ADDR ¦ SENSORS] 2251B (C), 2251-COPTIR (C), 2251-COPTIR w/B200S-WH (C), 2251TB (C), 2251TMB (C), 5251B (C), 5251B-WP (C), 5251H (C), 5251RB (C), 5251RB-WP (C), 7251 (C), 7251DH (C), DH200LP
94064400-412e-4320-b2dc-e75722fad651 | NFPA 170 HEAT DETECTOR |  |  | North | Edwards |  | Heat Detector |  |  |  | Module | TRUE | SIGA-HRD w/SIGA-AB4G BASE | ++ | Intelligent fixed temperature/Rate-of-rise heat detector, Audible Sounder Base | 1 | 5.1e-05 | 6.8e-05 |  |  |  |  | FALSE | [5 empty] | #FFFF0000 | FA-NFPA 170 HEAT DETECTOR | 1 | FALSE | FALSE | FALSE | 1403 | [13 empty] | FALSE | [7 empty] | THOR\acont | 2024-10-08 16:26 | 20191121 AC Detector with base | [Edwards, Kidde] [SLC EST MODULES/SENSORS] 01 [*] [iO64] DS-HFS (C), DS-PS (C), FX-HD w/IB4U BASE, FX-HD w/RB4U BASE, FX-HD w/SB4U BASE, FX-HD w/SB4U-LF BASE, FX-HD wB4U BASE, FX-PD w/B4U BASE (C), FX-PD w/IB4U BASE (C), FX-PD w/SB4U BASE (C), FX-PD w/SB [Edwards, Kidde] [AUX POWER] FX-HD w/SB4U BASE, FX-PD w/SB4U BASE (C), FX-PHD w/SB4U BASE (C), KI-COD w/KI-ABST BASE (C), KI-HCD w/KI-ABST BASE, KI-HRD w/KI-ABST BASE, KI-PCD w/KI-ABST BASE (C), KI-PD w/KI-ABST BASE (C), KI-PHCD w/KI-ABST BASE (C), KI-PH [Edwards, Kidde] [SLC EST SENSORS] [*] [#4 TYPE ADDR ¦ SENSORS] KI-DDOS (C), SIGA2-COS w/SIGA-AB4G BASE, SIGA2-COS w/SIGA-AB4G-LF BASE, SIGA2-COS w/SIGA-AB4GT BASE, SIGA2-COS w/SIGA-IB BASE, SIGA2-COS w/SIGA-RB BASE, SIGA2-COS w/SIGA-SB BASE, SIGA2-HCOS [Edwards, Kidde] [SLC EST SENSORS] 01 [*] [EST3, iO1000] DS-HFS (C), DS-PS (C), FX-HD w/IB4U BASE, FX-HD w/RB4U BASE, FX-HD w/SB4U BASE, FX-HD w/SB4U-LF BASE, FX-HD wB4U BASE, FX-PD w/B4U BASE (C), FX-PD w/IB4U BASE (C), FX-PD w/SB4U BASE (C), FX-PD w/SB [Edwards, Kidde] [SLC EST MODULES SENSORS] [*] [#2 SHARED ADDR ¦ SENSORS] KI-DDOS (C), SIGA2-COS w/SIGA-AB4G BASE, SIGA2-COS w/SIGA-AB4G-LF BASE, SIGA2-COS w/SIGA-AB4GT BASE, SIGA2-COS w/SIGA-IB BASE, SIGA2-COS w/SIGA-RB BASE, SIGA2-COS w/SIGA-SB BASE, S
fd458169-0b24-4d7f-b298-e762e2aaef5f | NFPA 170 AMPLIFIER RACK | RISER AMP |  | North | Hochiki |  | Amplifier |  |  |  | Assembly | TRUE | FNVDP25/P (70V) | + | Distributed Panel, Dual Channel, 25W, Fire Phone | 1 | [6 empty] | FALSE |  |  | *Refer to Install Sheet |  |  | #FFFF0000 | FA-NFPA 170 AMPLIFIER RACK | 1 | FALSE | FALSE | FALSE | 300 | [8 empty] | 7,12,18 |  |  |  | 25 | TRUE | [5 empty] | DESKTOP-7SAL8M7\acont | 2019-11-04 16:39 | THOR\acont | 2024-09-08 17:27
c854fb97-f183-4ed0-a134-e766b2d98368 |  |  |  | North | Notifier |  | Cards & Components |  |  |  | Card | TRUE | DS-FM | + | Fiber Option Module | 1 | 0.06 | 0.06 |  |  |  |  | TRUE | [5 empty] | #FFFFFFFF |  |  | FALSE | FALSE | FALSE | [14 empty] | FALSE | [7 empty] | THOR\acont | 2024-10-09 10:48 |  | [Notifier] [Fiber Optic] [ALL DEVICES ++] DS-FM, DS-RFM, DS-SFM | [Notifier] DS-FM, DS-RFM, DS-SFM
81623520-d125-4123-b9f6-e7680b3c3f51 | NFPA 170 FIRE ALARM CONTROL UNIT | RISER FACP |  | North | Simplex |  | Fire Alarm Control Unit |  |  |  | Assembly | TRUE | 2975-9452 |  | 4100ES 3 BAY CABINET | 1 | [6 empty] | TRUE | [5 empty] | #FFFF0000 | FA-NFPA 170 FIRE ALARM CONTROL UNIT | 1 | FALSE | FALSE | FALSE | 202 | [8 empty] | 6.2,10,12.7,18,25,33,50,110 |  |  |  |  | TRUE | [5 empty] | AULAPTOP-PC\Aulaptop | 2019-05-14 09:44 | THOR\acont | 2024-09-08 17:27
6073af3b-e7b2-4cee-9d55-e76b07a59c2a | NFPA 170 REMOTE ANNUNCIATOR | RISER ANNUNCIATOR |  | North | Edwards |  | Remote Annunciator |  |  |  | Assembly | TRUE | FSRA10 |  | Remote Ann for 10 zone panels, 10 bi-color LEDs | 1 | [6 empty] | FALSE | [5 empty] | #FFFF0000 | FA-NFPA 170 REMOTE ANNUNCIATOR | 1 | FALSE | FALSE | FALSE | 255 | [8 empty] | 7,12,18 |  |  |  |  | FALSE | [7 empty] | THOR\acont | 2024-09-08 17:27
33cbb39b-4dcc-4284-b657-e77917be2d82 |  |  |  | North | Simplex | [5 empty] | Card | TRUE | 4606-9102 Main Board |  | REMOTE LCD ANNUN FOR 4010ES Main Board | [7 empty] | TRUE | [5 empty] | #FFFFFFFF |  |  | FALSE | FALSE | [15 empty] | FALSE | [7 empty] | DESKTOP-7EIEB7A\acont | 2023-03-31 12:04
16a8dd69-c6a1-47c3-9401-e77d4fe84dfd |  |  |  | North | Autocall |  | Cards & Components |  |  |  | Card | TRUE | A100-1277 |  | Sixteen (16) LED Module; Red LED on top and Yellow LED on bottom at each position | 1 | 0 | 0.024 |  |  |  |  | TRUE | [5 empty] | #FFFFFFFF |  |  | FALSE | FALSE | FALSE | [20 empty] | DESKTOP-0D6CQVA\lousc | 2019-07-07 18:10 | THOR\acont | 2024-10-09 10:48 | Cloned from AutoCall A100-1276
e01ab886-fb73-4e3e-8f55-e7841c8c9135 |  |  |  | North | Edwards |  | Hardware |  |  |  | Hardware | TRUE | F-TRIM35G |  | Semi-flush Trim ring for FS302 and FS502, Gray | 1 | [6 empty] | FALSE | [5 empty] | #FFFFFFFF |  |  | FALSE | FALSE | FALSE | [14 empty] | FALSE | [7 empty] | THOR\acont | 2024-10-09 10:48
bfa54aa4-73fe-4094-9230-e78acfdb2ea5 | NFPA 170 ADDRESSABLE OUTPUT MODULE |  |  | North | Firelite |  | Addressable Control/Relay |  |  |  | Module | TRUE | W-CRF | + | Wireless Relay Module | 1 | [6 empty] | FALSE | [5 empty] | #FFFF0000 | FA-NFPA 170 ADDRESSABLE OUTPUT MODULE | 1 | FALSE | FALSE | FALSE | 1100 | [13 empty] | FALSE |  |  | W |  |  |  |  | THOR\acont | 2024-09-08 17:27 |  | [Firelite] [SLC MODULES SENSORS] [*] [#1 SHARED ADDR ¦ MODULES] BG-12LX, BG-12LXSP, CDRM-300, CMF-300, CMF-300-6, CRF-300, CRF-300-6, MDF-300, MMF-300, MMF-300-10, MMF-301, MMF-302, MMF-302-6, WAV-CRL, WAV-CWL, WAV-RL, WAV-WL, W-BG12LX, W-CRF, W-DIS-D, W [Farenhyt, Firelite, Gamewell FCI, Notifier, Silent Knight] [SWIFT MESH DEVICES] 01 FWH-200FIX135, FWH-200ROR135, FW-MM, FW-RM, NBG-12WL, WAM-MM, WAM-RC, W-BG12LX, W-CRF, W-H355, W-H355R, WIDP-HEAT w/B210W, WIDP-HEAT-ROR w/B210W, WIDP-MONITOR, WIDP-PULL- [Firelite] [SLC MODULES] [*] [#3 TYPE ADDR ¦ MODULES] BG-12LX, BG-12LXSP, CDRM-300, CMF-300, CMF-300-6, CRF-300, CRF-300-6, MDF-300, MMF-300, MMF-300-10, MMF-301, MMF-302, MMF-302-6, WAV-CRL, WAV-CWL, WAV-RL, WAV-WL, W-BG12LX, W-CRF, W-GATE, W-MMF, W-SYN
f04a7702-dc4e-4ca7-9829-e79642170a33 | NFPA 170 SMOKE DETECTOR |  |  | North | Edwards |  | Smoke Detector |  |  |  | Module | TRUE | SIGA-PHSI w/SIGA-AB4GT BASE | ++ | 3D Multisensor Detector, EN-54 Listed | 1 | 4.5e-05 | 4.5e-05 |  |  |  |  | FALSE | TRUE |  |  |  |  | #FFFF0000 | FA-NFPA 170 SMOKE DETECTOR | 1 | FALSE | FALSE | FALSE | 1408 | [13 empty] | FALSE | [7 empty] | THOR\acont | 2024-10-09 10:48 | 20191121 AC Detector with base | [Edwards, Kidde] [SLC EST MODULES SENSORS] [*] [#2 SHARED ADDR ¦ SENSORS] KI-DDOS (C), SIGA2-COS w/SIGA-AB4G BASE, SIGA2-COS w/SIGA-AB4G-LF BASE, SIGA2-COS w/SIGA-AB4GT BASE, SIGA2-COS w/SIGA-IB BASE, SIGA2-COS w/SIGA-RB BASE, SIGA2-COS w/SIGA-SB BASE, S [Edwards, Kidde] [AUX POWER] KI-COD w/KI-ABDT BASE (C), KI-HCD w/KI-ABDT BASE, KI-HRD w/KI-ABDT BASE, KI-PCD w/KI-ABDT BASE (C), KI-PD w/KI-ABDT BASE (C), KI-PHCD w/KI-ABDT BASE (C), KI-PHD w/KI-ABDT BASE (C), KIR-COD w/KI-ABDT BASE (C), KIR-HCD w/KI-ABD [Edwards, Kidde] [SLC EST SENSORS] 01 [*] [EST3, iO1000] DS-HFS (C), DS-PS (C), FX-HD w/IB4U BASE, FX-HD w/RB4U BASE, FX-HD w/SB4U BASE, FX-HD w/SB4U-LF BASE, FX-HD wB4U BASE, FX-PD w/B4U BASE (C), FX-PD w/IB4U BASE (C), FX-PD w/SB4U BASE (C), FX-PD w/SB [Edwards, Kidde] [SLC EST MODULES/SENSORS] 01 [*] [iO64] DS-HFS (C), DS-PS (C), FX-HD w/IB4U BASE, FX-HD w/RB4U BASE, FX-HD w/SB4U BASE, FX-HD w/SB4U-LF BASE, FX-HD wB4U BASE, FX-PD w/B4U BASE (C), FX-PD w/IB4U BASE (C), FX-PD w/SB4U BASE (C), FX-PD w/SB [Edwards, Kidde] [SLC EST SENSORS] [*] [#4 TYPE ADDR ¦ SENSORS] KI-DDOS (C), SIGA2-COS w/SIGA-AB4G BASE, SIGA2-COS w/SIGA-AB4G-LF BASE, SIGA2-COS w/SIGA-AB4GT BASE, SIGA2-COS w/SIGA-IB BASE, SIGA2-COS w/SIGA-RB BASE, SIGA2-COS w/SIGA-SB BASE, SIGA2-HCOS
474d7fbf-e9c8-434d-a5e5-e796e682025b |  |  |  | North | Potter | Security/Access Control |  |  |  |  | Module | TRUE | ODC-59 Series |  | Overhead Door Contact | 1 | [6 empty] | FALSE | [5 empty] | #FFFFFFFF |  |  | FALSE | FALSE | FALSE | [14 empty] | FALSE | [7 empty] | THOR\acont | 2024-10-09 10:48
b7bcc964-f208-4d1c-a219-e79861681ebb | LED REMOTE INDICATOR |  |  | North | Siemens |  | Remote Indicator |  |  |  | Module | TRUE | ILED-XW | S54370-B5-A1++ | Intelligent Lamp, Wall Mount with Built-In Isolator | 1 |  | 0.0005 | [10 empty] | #FFFF0000 | FA-LED REMOTE INDICATOR | 1 | FALSE | FALSE | FALSE | [20 empty] | DESKTOP-7SAL8M7\acont | 2019-08-13 09:04 | THOR\acont | 2024-09-08 17:27 |  | [Siemens] [SLC MODULES SENSORS] [*] [#1 SHARED ADDR ¦ MODULES] AD-11P (C), FDBZ492 w/OP921 (C), FDBZ492-HR w/FDO421 (C), FDBZ492-HR w/OP921 (C), FDBZ492-R (C), FDCIO422, HCP, HCP-Z, HFPO-11, HFPT-11, HMS-D, HMS-DE, HMS-DP, HMS-DZ, HMS-S, HMS-SA, HMS-SE,
21e8f8e6-693c-448c-9ba3-e799aa59d842 |  |  |  | North | Bosch | [5 empty] | Module | TRUE | CBS-INSA-SETUPL-TU | * | ***(Tuesday Morning) Cloud Merchandising setup | 1 | [12 empty] | #FFFFFFFF |  |  | FALSE | FALSE | FALSE | [20 empty] | DESKTOP-7EIEB7A\acont | 2021-08-13 06:25 | THOR\acont | 2024-10-09 10:48
b6d54575-896f-468e-aeb4-e79f338cfb19 |  |  |  | North | Bosch | [5 empty] | Module | TRUE | ENKIT-SD12 | * | WIRELESS INTERFACE KIT FOR GV4 | 1 | [12 empty] | #FFFFFFFF |  |  | FALSE | FALSE | FALSE | [20 empty] | DESKTOP-7EIEB7A\acont | 2021-08-13 06:25 | THOR\acont | 2024-10-09 10:48
0d235ce2-5e88-4c16-9c0a-e7aa9644c800 | NFPA 170 MANUAL PULL |  |  | North | Crouse-Hinds |  | Manual Station |  |  |  | Module | TRUE | PB |  | Push Button Fire Alarm Call Point—Hazardous Locations | 1 | [6 empty] | FALSE | FALSE |  |  |  |  | #FFFF0000 | FA-NFPA 170 MANUAL PULL | 1 | FALSE | FALSE | FALSE | 957 | [13 empty] | FALSE |  |  | HZ |  |  | DESKTOP-7EIEB7A\acont | 2022-08-09 14:26 | THOR\acont | 2024-09-08 17:27 | Cloned from Crouse-Hinds SM87PBL CLONED | [Crouse-Hinds] [IDC] 01 PB, SM87BG, SM87PBL
4f731934-9079-4a24-81b2-e7ab9aed8bb5 |  |  |  | North | Edwards |  | Hardware |  |  |  | Hardware | TRUE | MN-GVRMAM |  | HPSA Roof-mount apparatus for MN-GVM Omni-directional HPSA | 1 | [6 empty] | FALSE | [5 empty] | #FFFFFFFF |  |  | FALSE | FALSE | FALSE | [14 empty] | FALSE | [7 empty] | THOR\acont | 2024-10-09 10:48
a0622a00-b3d8-40d5-8e84-e7ac93d0bcf6 | NFPA 170 HORN STROBE |  |  | North | Potter |  | Horn/Strobe |  |  |  | Module | TRUE | SSX-82 Series |  | 127dB Durable Siren or Siren Strobe | 1 | [6 empty] | FALSE | [5 empty] | #FF0070C0 | FA-NFPA 170 HORN STROBE | 1 | FALSE | FALSE | FALSE | 2012 | [13 empty] | FALSE | [7 empty] | THOR\acont | 2024-09-08 17:27
48f7359c-4ad7-47ba-b87e-e7b1d7e98dd4 | NFPA 170 MULTI DETECTOR |  |  | North | Apollo |  | Smoke Detector |  |  |  | Module | TRUE | SA5050-350 w/SA5300-802 | XXX | XP95A Multi-Criteria Detector W/ SA5300-802 Soteria UL HF Sounder Base - 6” | 1 | 0.00034 | 0.004 |  |  |  |  | TRUE | [5 empty] | #FFFF0000 | FA-NFPA 170 MULTI DETECTOR | 1 | FALSE | FALSE | [21 empty] | XPS-17-9710\August | 2024-12-14 10:23 | XPS-17-9710\August | 2024-12-14 10:30 | Cloned from Apollo SA5050-250 w/SA5300-802 | [Apollo] [SLC APOLLO MODULES SENSORS] [#1 SHARED ADDR ¦ ALL] SA5150-650ADV w/SA5000-230ADV (C), SA5150-750ADV w/SA5000-210ADV (C), SA5050- 350 w/SA5300-802 , SA5050-250 w/SA5000-210, SA5050-250 w/SA5000-230 , SA5050-250 w/SA5300-800 , SA5050-250 w/
ac0b0943-0106-49e7-aab3-e7b201bafa66 | NFPA 170 PRESSURE SWITCH |  |  | East | Kidde |  | Pressure Switch |  |  |  | Module | TRUE | 06-118537-001 (ATEX) | ++ | Supervisory Pressure Switch | 1 | [6 empty] | FALSE | FALSE | PROVIDED BY SPRINKLER CONTRACTOR |  | PROVIDED BY OTHERS |  | #FFFF0000 | FA-NFPA 170 PRESSURE SWITCH | 1 | FALSE | FALSE | FALSE | 913 | [13 empty] | FALSE | [5 empty] | DESKTOP-7EIEB7A\acont | 2022-10-12 14:13 | THOR\acont | 2024-09-08 17:27 | Cloned from Kidde 85-111540-001 CLONED CLONED | [Edwards, Kidde] [IDC] 01 06-118262-001, 06-118537-001 (ATEX), 30-3013, 45-118500-001, 45-500537-001 (ATEX), 70985018 (10611105), 70985020 (70985075), 70985021 (70985076), 70985022 (70985077), 70985023 (70985078), 70985024 (70985079), 70985025 (70985080)
430a700a-888b-40e0-bc7b-e7b25c1cecf9 | NFPA 170 HORN STROBE |  |  | North | Edwards |  | Horn/Strobe |  |  |  | Module | TRUE | 2452THS-110-R | + | Temporal Horn-Strobe, 110cd, Red | 1 | [6 empty] | FALSE | [5 empty] | #FF0070C0 | FA-NFPA 170 HORN STROBE | 1 | FALSE | FALSE | FALSE | 2012 | [13 empty] | FALSE | [5 empty] | DESKTOP-7EIEB7A\acont | 2022-12-19 13:05 | THOR\acont | 2024-09-08 17:27 | Cloned from Edwards 2452THS-15/75-R | [Edwards] [NAC] [VDC, HIGH DB] 2452THS-110-R, 2452THS-15/75-R [Edwards] [NAC] [VDC, LOW DB] 2452THS-110-R, 2452THS-15/75-R [Edwards] [NAC] [VFWR, LOW DB] 2452THS-110-R, 2452THS-15/75-R [Edwards] [NAC] [VFWR, HIGH DB] 2452THS-110-R, 2452THS-15/75-R
f107e409-674a-4b84-8cd6-e7b413ce09b2 | 170 BASIC SHAPE |  |  | North | Fike |  | Miscellaneous |  |  |  | Module | TRUE | 02-10309 |  | SIGN, UPON DEVICE ACTIVATION 'EXIT' | 1 | [6 empty] | TRUE | [5 empty] | #FFFF0000 | FA-170 BASIC SHAPE | 1 | FALSE | FALSE | FALSE | [17 empty] | S2 |  |  | DESKTOP-QGO6JOK\acont | 2022-06-06 13:24 | THOR\acont | 2024-09-08 17:27 | Cloned from Fike 02-10313
ab5befbe-74bd-4519-b262-e7b9e83f594e | NFPA 170 HEAT DETECTOR |  |  | North | Gamewell FCI |  | Heat Detector |  |  |  | Module | TRUE | ATD-L3H w/B200SR-LF-WH | + | Thermal heat detector, 190°F high temp, bright white, Velociti, Velociti w/ Standard low frequency sounder base, bright white | 1 | 0.0002 | 0.0045 |  |  |  |  | FALSE | TRUE | FLUSH |  | 4" SQ. DEEP | 3 "O" PLASTER RING | #FFFF0000 | FA-NFPA 170 HEAT DETECTOR | 1 | FALSE | FALSE | FALSE | 1403 | [13 empty] | FALSE |  |  | 190°, LF |  |  | DESKTOP-7SAL8M7\acont | 2019-05-06 10:45 | THOR\acont | 2024-09-08 17:27 | 20191121 AC Detector with base | [Gamewell FCI] [SLC MODULES SENSORS] [*] [#2 SHARED ADDR ¦ SENSORS] ADPF (C), ASD-PL2F w/B200S-LF-WH (C), ASD-PL2F w/B210LP (C), ASD-PL2FR (C), ASD-PL3 w/B200S-LF-WH (C), ASD-PL3 w/B200SR-LF-WH (C), ASD-PL3 w/B200SR-WH (C), ASD-PL3 w/B224BI-WH (C), ASD-P [Gamewell FCI] [AUX POWER] ASD-PL3 w/B200SR-LF-WH (C), ASD-PL3-IV w/B200SR-LF-IV (C), ASD-PTL3 w/B200SR-LF-WH (C), ASD-PTL3-IV w/B200SR-LF-IV (C), ATD-L3 w/B200SR-LF-WH (C), ATD-L3H w/B200SR-LF-WH (C), ATD-L3H-IV w/B200SR-LF-IV (C), ATD-L3-IV w/B200SR-LF [Gamewell FCI] [SLC SENSORS] [*] [#4 TYPE ADDR ¦ SENSORS] ADPF (C), ASD-PL2F w/B200S-LF-WH (C), ASD-PL2F w/B210LP (C), ASD-PL2FR (C), ASD-PL3 w/B200S-LF-WH (C), ASD-PL3 w/B200SR-LF-WH (C), ASD-PL3 w/B200SR-WH (C), ASD-PL3 w/B224BI-WH (C), ASD-PL3 w/B224R
0947ce6c-d9e1-4902-8d43-e7bc283f0453 | NFPA 170 SPEAKER CEILING |  |  | North | Siemens |  | Speaker |  |  |  | Module | TRUE | SEC-W | 500-636036 | E SPEAKER WHITE CEILING | 1 | [6 empty] | FALSE | TRUE |  |  |  |  | #FF0070C0 | FA-NFPA 170 SPEAKER CEILING | 1 | FALSE | FALSE | FALSE | 2019 | [13 empty] | FALSE |  |  | C |  |  |  |  | THOR\acont | 2024-09-08 17:27 |  | [Siemens] [AUDIO 70.7v] [70V AUDIO] SEC-R (C), SEC-W (C), SE-MC-CR (C), SE-MC-CW (C), SE-MC-R, SE-MC-W, SE-R, SE-W [Siemens] [AUDIO 25v] [25V AUDIO] SEC-R (C), SEC-W (C), SE-MC-CR (C), SE-MC-CW (C), SE-MC-R, SE-MC-W, SE-R, SE-W
a403ad22-4b77-483d-9e2d-e7bc77dada24 | NFPA 170 MINI HORN |  |  | North | Block Definition Only |  | Horn |  |  |  | Module | TRUE | NFPA 170 MINI HORN |  | NFPA 170 MINI HORN | 1 | [12 empty] | #FF0070C0 | FA-NFPA 170 MINI HORN | 1 | FALSE | FALSE | FALSE | 2014 | [19 empty] | AULAPTOP-PC\Aulaptop | 2020-03-26 07:41 | THOR\acont | 2024-09-08 17:27
9a854e27-fdc9-4ba7-91c2-e7c088f12275 | NFPA 170 STROBE WALL |  |  | North | Gentex |  | Strobe |  |  |  | Module | TRUE | GES3-12WR |  | Selectable Candela, Low Profile Evacuation Strobe, Red | 1 | 0 | 0.116 |  |  |  |  | FALSE | [5 empty] | #FF0070C0 | FA-NFPA 170 STROBE WALL | 1 | FALSE | FALSE | FALSE | 2023 | [13 empty] | FALSE | [5 empty] | DESKTOP-7EIEB7A\acont | 2021-11-04 10:52 | THOR\acont | 2024-09-08 17:27 | Cloned from Gentex GES3-24WR | [Gentex] [NAC] [UL MAX] GES3-12WR, GES3-12WW
95765574-cf66-49c9-bdb7-e7cf76936358 |  |  |  | North | Honeywell |  | Hardware |  |  |  | Hardware | TRUE | 50160636-001 |  | CLSS Gateway Kit. Includes 30" Nup Cable And Notifier Lock And Key Set | 1 | [6 empty] | TRUE | [5 empty] | #FFFFFFFF |  |  | FALSE | FALSE | FALSE | [20 empty] | DESKTOP-7EIEB7A\acont | 2022-04-15 16:18 | THOR\acont | 2024-10-09 10:48
168101e7-266a-473b-9b82-e7d040fc3982 |  |  |  | North | Edwards |  | Hardware |  |  |  | Hardware | TRUE | 276-GLR |  | Replacement Glass Rods | 1 | [6 empty] | FALSE | [5 empty] | #FFFFFFFF |  |  | FALSE | FALSE | FALSE | [14 empty] | FALSE | [7 empty] | THOR\acont | 2024-10-09 10:48
99539da8-2839-487b-9101-e7d6b83b4297 | NFPA 170 SPEAKER WALL |  |  | North | Edwards |  | Speaker |  |  |  | Module | TRUE | G4WN-S7 |  | 70V Speaker, White, no markings, | 1 | [6 empty] | FALSE | [5 empty] | #FF0070C0 | FA-NFPA 170 SPEAKER WALL | 1 | FALSE | FALSE | FALSE | 2021 | [13 empty] | FALSE | [7 empty] | THOR\acont | 2024-09-08 17:27 |  | [Edwards, Kidde] [AUDIO 70.7v] [70V AUDIO] G4F-S7, G4F-S7V1575, G4F-S7VM, G4HFRF-S7, G4HFRF-S7VMC, G4HFRN-S7, G4HFRN-S7VMC, G4HFWA-S7, G4HFWA-S7VMA, G4HFWA-S7VMC, G4HFWF-S7, G4HFWF-S7VMC, G4HFWN-S7, G4HFWN-S7VMA, G4HFWN-S7VMB, G4HFWN-S7VMC, G4RF-S7, G4RF
63864a56-dbfe-4103-8782-e7e1a161d78a | NFPA 170 FIRE ALARM CONTROL UNIT | RISER FACP |  | North | Bosch |  | Fire Alarm Control Unit |  |  |  | Assembly | TRUE | D7412G | + | INTRUSION/FIRE/ACCESS CONTROL PANEL 99 POINTS | 1 | [6 empty] | FALSE | [5 empty] | #FFFF0000 | FA-NFPA 170 FIRE ALARM CONTROL UNIT | 1 | FALSE | FALSE | FALSE | 202 | [8 empty] | 7,12,18 |  |  |  |  | TRUE | [5 empty] | DESKTOP-7EIEB7A\acont | 2022-02-02 13:24 | THOR\acont | 2024-09-08 17:27 | Cloned from Bosch D9412GV4
afc6e6d3-9927-46e5-930f-e7eb3f15341d |  |  |  | North | Edwards |  | Cards & Components |  |  |  | Card | TRUE | 3-ANNSM | + | LED Display Support Module | 1 | 0.01 | 0.01 |  |  |  |  | FALSE | [5 empty] | #FFFFFFFF |  |  | FALSE | FALSE | FALSE | [14 empty] | FALSE | [7 empty] | THOR\acont | 2024-10-09 10:48
74b6fc8e-6cec-422c-9475-e7ecd0c3b543 | NFPA 170 VOICE EVACUATION CONTROL UNIT |  |  | North | Evax |  | Voice Evac Control Unit |  |  |  | Assembly | TRUE | EVAX-150 | + | EVAX 150 Watt Voice Evacuation System | 1 | [6 empty] | FALSE | [5 empty] | #FFFF0000 | FA-NFPA 170 VOICE EVACUATION CONTROL UNIT | 1 | FALSE | FALSE | FALSE | 211 | [8 empty] | 7,12,18 |  |  |  | 150 | TRUE | [5 empty] | DESKTOP-7EIEB7A\acont | 2021-05-19 07:04 | THOR\acont | 2024-09-08 17:27 | Cloned from Evax EVAX-100 |  | [Evax] EVAX-100, EVAX-100/4Z, EVAX-100/8Z, EVAX-100E, EVAX-150, EVAX-200, EVAX-25, EVAX-25/4Z, EVAX-50, EVAX-50/4Z
3b67af84-7fce-4ac9-a536-e7f0eab7ab0c | NFPA 170 DIGITAL ALARM COMMNUCATOR TRANSMITTER | RISER DACT |  | North | Firelite |  | Communicator |  |  |  | Assembly | TRUE | 411UDAC | + | Digital Fire Alarm Communicator | 1 | [6 empty] | FALSE | FALSE |  |  |  |  | #FFFF0000 | FA-NFPA 170 DIGITAL ALARM COMMNUCATOR TRANSMITTER | 1 | FALSE | FALSE | FALSE | 250 | [8 empty] | 7,12,14 |  |  | 1.6 |  | TRUE | [7 empty] | THOR\acont | 2024-09-08 17:27
735eea73-89ad-4fd1-9569-e7f1ac05dd72 | NFPA 170 HEAT DETECTOR |  |  | North | Monaco Enterprises |  | Heat Detector |  |  |  | Module | TRUE | 722-406-00 w/B501 | + | DETECTOR,HEAT:190 F,FIXED,INTELLIGENT,LOW PROFILE,HEAD | 1 | 0.0003 | 0.0065 |  |  |  |  | FALSE | TRUE |  |  |  |  | #FFFF0000 | FA-NFPA 170 HEAT DETECTOR | 1 | FALSE | FALSE | FALSE | 1403 | [13 empty] | FALSE |  |  | 190° |  |  | DESKTOP-7SAL8M7\acont | 2020-02-23 09:25 | THOR\acont | 2024-09-08 17:27 | Cloned from MIRCOM MIX-5251H w/B501 | [Monaco Enterprises] [SLC SENSORS] 01 [*] 721-121-00 w/B200SR-LF-WH (C), 721-121-00 w/B200SR-WH (C), 721-121-00 w/B210LP (C), 721-121-00 w/B224RB-WH (C), 721-121-00 w/B501 (C), 721-124-00 w/B200SR-LF-WH (C), 721-124-00 w/B200SR-WH (C), 721-124-00 w/B210L [Monaco Enterprises] [SLC MODULES SENSORS] 01 [*] 708-026-01, 708-031-00, 721-121-00 w/B200SR-LF-WH (C), 721-121-00 w/B200SR-WH (C), 721-121-00 w/B210LP (C), 721-121-00 w/B224RB-WH (C), 721-121-00 w/B501 (C), 721-124-00 w/B200SR-LF-WH (C), 721-124-00 w/B [Monaco Enterprises] [SLC MODULES/SENSORS] 01 [*] 721-121-00 w/B200SR-LF-WH (C), 721-121-00 w/B200SR-WH (C), 721-121-00 w/B210LP (C), 721-121-00 w/B224RB-WH (C), 721-121-00 w/B501 (C), 721-124-00 w/B200SR-LF-WH (C), 721-124-00 w/B200SR-WH (C), 721-124-00 [Monaco Enterprises] [SLC SENSORS] 01 [*] 721-121-00 w/B200SR-LF-WH (C), 721-121-00 w/B200SR-WH (C), 721-121-00 w/B210LP (C), 721-121-00 w/B224RB-WH (C), 721-121-00 w/B501 (C), 721-124-00 w/B200SR-LF-WH (C), 721-124-00 w/B200SR-WH (C), 721-124-00 w/B210L
e5f120bf-b30e-425c-be00-e801e8ac1c88 | NFPA 170 MANUAL PULL |  |  | North | Notifier |  | Manual Station |  |  |  | Module | TRUE | BNG-1 | ++ | Manual Pull Station, single action | 1 | [6 empty] | FALSE | FALSE |  |  |  |  | #FFFF0000 | FA-NFPA 170 MANUAL PULL | 1 | FALSE | FALSE | FALSE | 957 | [13 empty] | FALSE | [7 empty] | THOR\acont | 2024-09-08 17:27 |  | [Chemtronics, Firelite, MIRCOM, Notifier, System Sensor] [IDC] 01 [*] [IDC 2-WIRE ++] 1151 (C), 1151EIS (C), 1400 (C), 1451 (C), 1451DH (C), 1451DHHT (C), 2100AT (C), 2100S (C), 2100TR (C), 2100TS (C), 2151 w/B110LP (C), 2151 w/B116LP (C), 2151 w/B401 (C [Det-Tronics, Edwards, Kidde, Notifier] [IDC] 01 30-3013, 30-3013 w/FMM-101, Q3013D, 5621 (C), 5622 (C), 5623 (C), 5624 (C), BNG-1, BNG-1F, BNG-1FTS, BNG-1R, BNG-1SP, BNG-1TS, BNG-1TSL, BNG-1TSR, BNG-1TSRL, CP-651 (C), HD-601 (C), HD-602 (C), HD-603 (C),
addbf54d-a776-4401-ab06-e801f5915025 | NFPA 170 ADDRESSABLE INPUT MONITOR MODULE |  |  | North | Gamewell FCI |  | Addressable Module |  |  |  | Module | TRUE | AMM-2F |  | Addressable Mini Monitor Module | 1 | 0.0003 | 0.0003 |  |  |  |  | FALSE | FALSE |  |  |  |  | #FFFF0000 | FA-NFPA 170 ADDRESSABLE INPUT MONITOR MODULE | 1 | FALSE | FALSE | FALSE | 1000 | [13 empty] | FALSE | [7 empty] | THOR\acont | 2024-09-08 17:27 |  | [Gamewell FCI] [SLC MODULES] [*] [#3 TYPE ADDR ¦ MODULES] AMM-2F, AMM-2IF, AMM-2RF, AMM-2RIF, AMM-4F, AMM-4SF, AOM-2RF, AOM-2SF, AOM-TELF, MMI-10F, MMI-6SF, MMO-6RF, MMO-6SF, MS-7AF, MS-7ASF, MS-7S w/AMM-2F, MS-WS w/AMM-2F, TC81021000, VW-GATE, WAM-MM, W [Gamewell FCI] [SLC MODULES SENSORS] [*] [#1 SHARED ADDR ¦ MODULES] AMM-2F, AMM-2IF, AMM-2RF, AMM-2RIF, AMM-4F, AMM-4SF, AOM-2RF, AOM-2SF, AOM-TELF, MMI-10F, MMI-6SF, MMO-6RF, MMO-6SF, MS-7AF, MS-7ASF, MS-7S w/AMM-2F, MS-WS w/AMM-2F, TC81021000, VW-DIS-D | [Gamewell FCI] AMM-2F, AMM-2IF, AMM-2RF, AMM-4F, AMM-4SF, PID-95, PID-95P
344a9a22-df3c-461f-904a-e804c3d4a8c0 | NFPA 170 HEAT DETECTOR |  |  | North | Gamewell FCI |  | Heat Detector |  |  |  | Module | TRUE | ATD-L3R-IV w/B200S-LF-IV | + | Thermal heat detector, 135°F rate of rise, ivory, Velociti/CLIP w/ Intelligent addressable low frequency sounder base, ivory | 1 | 0.0002 | 0.0045 |  |  |  |  | FALSE | TRUE | FLUSH |  | 4" SQ. DEEP | 3 "O" PLASTER RING | #FFFF0000 | FA-NFPA 170 HEAT DETECTOR | 1 | FALSE | FALSE | FALSE | 1403 | [13 empty] | FALSE |  |  | 135°, LF |  |  | DESKTOP-7SAL8M7\acont | 2019-05-06 10:45 | THOR\acont | 2024-09-08 17:27 | 20191121 AC Detector with base | [Gamewell FCI] [SLC SENSORS] [*] [#4 TYPE ADDR ¦ SENSORS] ADPF (C), ASD-PL2F w/B200S-LF-WH (C), ASD-PL2F w/B210LP (C), ASD-PL2FR (C), ASD-PL3 w/B200S-LF-WH (C), ASD-PL3 w/B200SR-LF-WH (C), ASD-PL3 w/B200SR-WH (C), ASD-PL3 w/B224BI-WH (C), ASD-PL3 w/B224R [Gamewell FCI] [SLC MODULES SENSORS] [*] [#2 SHARED ADDR ¦ SENSORS] ADPF (C), ASD-PL2F w/B200S-LF-WH (C), ASD-PL2F w/B210LP (C), ASD-PL2FR (C), ASD-PL3 w/B200S-LF-WH (C), ASD-PL3 w/B200SR-LF-WH (C), ASD-PL3 w/B200SR-WH (C), ASD-PL3 w/B224BI-WH (C), ASD-P [Gamewell FCI] [AUX POWER] [16VDC, HIGH VOLUME, 16VDC, LOW VOLUME] ASD-PL2F w/B200S-LF-WH (C), ASD-PL3 w/B200S-LF-WH (C), ASD-PL3F w/B200S-LF-WH (C), ASD-PL3-IV w/B200S-LF-IV (C), ASD-PTL3 w/B200S-LF-WH (C), ASD-PTL3-IV w/B200S-LF-IV (C), ATD-L3 w/B200S-
5173c48f-ff40-4082-8283-e8088408c65c |  |  |  | North | Bosch | [5 empty] | Module | TRUE | NII-50022-A3 | * | IP DOME 1080P INDOOR AVF 3-10M | 1 | [12 empty] | #FFFFFFFF |  |  | FALSE | FALSE | FALSE | [20 empty] | DESKTOP-7EIEB7A\acont | 2021-08-13 06:25 | THOR\acont | 2024-10-09 10:48
37b34f68-fe93-464c-b9ae-e8122ae76073 |  |  |  | North | Bosch | [5 empty] | Module | TRUE | VG4-A-PA1 | * | AutoDome Pendant Arm and 120VAC PS Box 0000075531 | 1 | [12 empty] | #FFFFFFFF |  |  | FALSE | FALSE | FALSE | [20 empty] | DESKTOP-7EIEB7A\acont | 2021-08-13 06:25 | THOR\acont | 2024-10-09 10:48
8f503024-f077-4963-83fb-e8122e2d661f | NFPA 170 SPEAKER WALL |  |  | North | Edwards |  | Speaker |  |  |  | Module | TRUE | G4SWA |  | Speaker, Wall, White, Alert | 1 | [6 empty] | FALSE | FALSE | GRSW-10 | G4WSB |  |  | #FF0070C0 | FA-NFPA 170 SPEAKER WALL | 1 | FALSE | FALSE | FALSE | 2021 | [13 empty] | FALSE |  |  | C |  |  | DESKTOP-7EIEB7A\acont | 2021-04-23 10:28 | THOR\acont | 2025-02-25 13:49 | Cloned from Edwards G4SWN | [Edwards, Hochiki, Kidde] [AUDIO 70.7v] [70V AUDIO] EG4SRF, EG4SRN, EG4SVRF, EG4SVRN, EG4SVWA, EG4SVWF, EG4SVWN, EG4SWA, EG4SWF, EG4SWN, G4SRF, G4SRN, G4SVRF, G4SVRN, G4SVWA, G4SVWF, G4SVWN, G4SWA, G4SWF, G4SWN, WGSRA, WGSRF, WGSRF-FR, WGSRF-SP, WGSRN, W [Edwards, Hochiki, Kidde] [AUDIO 25v] [25V AUDIO] EG4SRF, EG4SRN, EG4SVRF, EG4SVRN, EG4SVWA, EG4SVWF, EG4SVWN, EG4SWA, EG4SWF, EG4SWN, G4SRF, G4SRN, G4SVRF, G4SVRN, G4SVWA, G4SVWF, G4SVWN, G4SWA, G4SWF, G4SWN, WGSRA, WGSRF, WGSRF-FR, WGSRF-SP, WGSRN, WGS
c09b6af8-c100-4e3c-bd54-e816dcd9a0d0 | NFPA 170 STROBE WALL |  |  | North | MIRCOM |  | Strobe |  |  |  | Module | TRUE | FS-400-RR | + | Wall Mount Strobe, Red | 1 | [6 empty] | FALSE | [5 empty] | #FF0070C0 | FA-NFPA 170 STROBE WALL | 1 | FALSE | FALSE | FALSE | 2023 | [13 empty] | FALSE | [5 empty] | DESKTOP-7EIEB7A\acont | 2022-05-16 06:47 | THOR\acont | 2024-09-08 17:27 | Cloned from MIRCOM FS-340R | [MIRCOM] [NAC] [24 VFWR] FS-400-RR, FS-400-WW [MIRCOM] [NAC] [24 VDC] FS-400-RR, FS-400-WW
2c2d0403-0320-4ffa-add1-e81a3bfb6893 | NFPA 170 HEAT DETECTOR |  |  | North | MIRCOM |  | Heat Detector |  |  |  | Module | TRUE | MIX-5251RB w/B200SR | + | White, Low-profile rate-of-rise thermal sensor, Sounder Base | 1 | 0.0003 | 0.0065 |  |  |  |  | FALSE | TRUE |  |  |  |  | #FFFF0000 | FA-NFPA 170 HEAT DETECTOR | 1 | FALSE | FALSE | FALSE | 1403 | [13 empty] | FALSE |  |  | R |  |  | DESKTOP-7SAL8M7\acont | 2019-04-12 13:12 | THOR\acont | 2024-09-08 17:27 | 20191121 AC Detector with base | [MIRCOM] [SLC SENSORS] [*] [#4 TYPE ADDR ¦ SENSORS] DNR w/MIX-2251BR (C), DNR w/MIX-2351RAP (C), MIX-1251AP w/B200SR-LF-WH (C), MIX-1251AP w/B200SR-WH (C), MIX-1251AP w/B210LP (C), MIX-1251AP w/B224RB-WH (C), MIX-1251AP w/B501 (C), MIX-1251B w/B200SR-LF- [MIRCOM] [SLC MODULES SENSORS] [*] [#2 SHARED ADDR ¦ SENSORS] DNR w/MIX-2251BR (C), DNR w/MIX-2351RAP (C), MIX-1251AP w/B200SR-LF-WH (C), MIX-1251AP w/B200SR-WH (C), MIX-1251AP w/B210LP (C), MIX-1251AP w/B224RB-WH (C), MIX-1251AP w/B501 (C), MIX-1251B w/ [MIRCOM, Monaco Enterprises] [AUX POWER] 721-121-00 w/B200SR-WH (C), 721-124-00 w/B200SR-WH (C), 722-121-00 w/B200SR-WH (C), 722-406-00 w/B200SR-WH (C), 723-345-00 w/B200SR-WH (C), 723-353-00 w/B200SR-WH (C), 723-361-00 w/B200SR-WH (C), MIX-1251AP w/B200
33c6c885-bb05-4de5-9e77-e81e6cd0a47b | NFPA 170 SPEAKER STROBE |  |  | North | Edwards |  | Speaker/Strobe |  |  |  | Module | TRUE | G4SVWA |  | Speaker/Strobe, Wall, White, ALERT | 1 | [6 empty] | FALSE | FALSE | GRSW-10 | G4WSB |  |  | #FF0070C0 | FA-NFPA 170 SPEAKER STROBE | 1 | FALSE | FALSE | FALSE | 2019 | [13 empty] | FALSE |  |  | C |  |  | DESKTOP-7SAL8M7\acont | 2020-09-17 14:01 | THOR\acont | 2025-02-25 13:44 | Cloned from Edwards G4SVWN | [Edwards, Kidde] [NAC] [24 VDC] EG4SVRF, EG4SVRN, EG4SVWA, EG4SVWF, EG4SVWN, G4SVRF, G4SVRN, G4SVWA, G4SVWF, G4SVWN [Edwards, Hochiki, Kidde] [AUDIO 70.7v] [70V AUDIO] EG4SRF, EG4SRN, EG4SVRF, EG4SVRN, EG4SVWA, EG4SVWF, EG4SVWN, EG4SWA, EG4SWF, EG4SWN, G4SRF, G4SRN, G4SVRF, G4SVRN, G4SVWA, G4SVWF, G4SVWN, G4SWA, G4SWF, G4SWN, WGSRA, WGSRF, WGSRF-FR, WGSRF-SP, WGSRN, W [Edwards, Kidde] [AUDIO 25v] [25V AUDIO] EGCF-S2VMH (C), G4F-S2, G4F-S2V1575, G4F-S2VM, G4HFRF-S2, G4HFRF-S2VMC, G4HFRN-S2, G4HFRN-S2VMC, G4HFWA-S2, G4HFWA-S2VMA, G4HFWA-S2VMC, G4HFWF-S2, G4HFWF-S2VMC, G4HFWN-S2, G4HFWN-S2VMA, G4HFWN-S2VMC, G4RF-S2, G4RF [Edwards, Hochiki, Kidde] [AUDIO 25v] [25V AUDIO] EG4SRF, EG4SRN, EG4SVRF, EG4SVRN, EG4SVWA, EG4SVWF, EG4SVWN, EG4SWA, EG4SWF, EG4SWN, G4SRF, G4SRN, G4SVRF, G4SVRN, G4SVWA, G4SVWF, G4SVWN, G4SWA, G4SWF, G4SWN, WGSRA, WGSRF, WGSRF-FR, WGSRF-SP, WGSRN, WGS [Edwards, Kidde] [AUDIO 70.7v] [70V AUDIO] G4F-S7, G4F-S7V1575, G4F-S7VM, G4HFRF-S7, G4HFRF-S7VMC, G4HFRN-S7, G4HFRN-S7VMC, G4HFWA-S7, G4HFWA-S7VMA, G4HFWA-S7VMC, G4HFWF-S7, G4HFWF-S7VMC, G4HFWN-S7, G4HFWN-S7VMA, G4HFWN-S7VMB, G4HFWN-S7VMC, G4RF-S7, G4RF [Edwards, Kidde] [NAC] [24 FWR] EG4SVRF, EG4SVRN, EG4SVWA, EG4SVWF, EG4SVWN, G4SVRF, G4SVRN, G4SVWA, G4SVWF, G4SVWN
59d430bb-5c0d-4bd3-8dca-e81ea5db4167 | NFPA 170 SPEAKER WALL |  |  | North | Edwards |  | Speaker |  |  |  | Module | TRUE | MN-GVD04 |  | Exterior directional HPSA /w ctrl & battery cabinet, 400W, 90° | 1 | [6 empty] | FALSE | [5 empty] | #FF0070C0 | FA-NFPA 170 SPEAKER WALL | 1 | FALSE | FALSE | FALSE | 2021 | [13 empty] | FALSE | [7 empty] | THOR\acont | 2024-09-08 17:27
f21be607-fedd-4b7a-987e-e82f09392006 | NFPA 170 MANUAL PULL |  |  | North | Kidde |  | Manual Station |  |  |  | Module | TRUE | K-270A-DPO | ++ | Pull Station, double pole, cast metal, wire leads | 1 | [6 empty] | FALSE | [5 empty] | #FFFF0000 | FA-NFPA 170 MANUAL PULL | 1 | FALSE | FALSE | FALSE | 957 | [13 empty] | FALSE | [5 empty] | DESKTOP-7EIEB7A\acont | 2023-05-17 09:22 | THOR\acont | 2024-09-08 17:27 | Cloned from Kidde K-270-DPO | [Edwards, Kidde, Monaco Enterprises] [IDC] 01 1534-1, 200-GAOF, 270A-DPO, 270A-SPO, 270-DOC, 270-DOC-B, 270-DOC-F, 270-DPO, 270-GAO, 270-GAOB, 270-GAO-DOC, 270-GAO-DOCF, 270P-DPO, 270P-SPO, 270-SPO, 270-SPOW, 270-SPOWB, 270-SPOWF, 271-KR1/SR/GS, 276A-REL
94fd6e01-2739-4107-b546-e833ce324982 | NFPA 170 REMOTE ANNUNCIATOR | RISER ANNUNCIATOR |  | North | Silent Knight |  | Remote Annunciator |  |  |  | Module | TRUE | SK-5235 | ++ | Remote Annunciator | 1 | 0.03 | 0.05 |  |  | 24 |  | FALSE | [5 empty] | #FFFF0000 | FA-NFPA 170 REMOTE ANNUNCIATOR | 1 | FALSE | FALSE | FALSE | 255 | [13 empty] | FALSE | [7 empty] | THOR\acont | 2024-09-08 17:27 |  | [Farenhyt, Silent Knight] [RS-485] [*] [ANN/PWR ++] 5230, IDP-5235, SK-5235, W-DIS-D
7e5b170f-e26a-4150-9d21-e835aba44a59 | CADGEN INPUT OUTPUT PANEL |  |  | North | DMP |  | Input/Output Panel |  |  |  | Module | TRUE | 734N | ++ | Network Access Control Module | 1 | 0.346 | 0.348 |  |  | 12 |  | TRUE |  |  |  | 4.5" W × 2.75" H × 1.75" D |  | #FFFF0000 | FA-CADGEN INPUT OUTPUT PANEL | 1 | FALSE | FALSE | FALSE | 1000 | [19 empty] | DESKTOP-7EIEB7A\acont | 2023-01-30 08:18 | THOR\acont | 2024-09-08 17:27 | Cloned from DMP 734 | [BluePoint, DMP] [DMP LX BUS] [*] [LX BUS] 711, 711S, 734, 734N, 734N-POE, 736P, 736V, 866, 867, BP-DHE-736PA | [DMP] 734, 734N, 734N-POE
de79e562-b3f3-4164-bc05-e8387dc66cd2 | NFPA 170 SPEAKER STROBE CEILING |  |  | North | Autocall |  | Speaker/Strobe |  |  |  | Module | TRUE | A49SVH-APPLC-O-BA | + | Ceiling Mount Addressable Weatherproof S/V Appliance Only. Assembled in USA | 1 | 0 | 0 |  |  |  |  | TRUE | TRUE |  |  |  |  | #FF0070C0 | FA-NFPA 170 SPEAKER STROBE CEILING | 1 | FALSE | FALSE | FALSE | 2019 | [16 empty] | C, WP |  |  | DESKTOP-7EIEB7A\acont | 2022-02-21 15:05 | THOR\acont | 2024-09-08 17:27 | Cloned from Autocall A49SVH-APPLC-BA | [Autocall, Simplex] [AUDIO 70.7v] [70V AUDIO] 49HF-APPLC (C), 49HF-APPLC-BA (C), 49HFV-APPLC (C), 49HFV-APPLC-BA (C), 49HFVH-APPLC (C), 49HFVH-APPLC-BA (C), 49SO-APPLC (C), 49SO-APPLC-BA (C), 49SO-APPLC-O (C), 49SO-APPLC-O-BA (C), 49SV-APPLC (C), 49SV-AP [Autocall, Simplex] [AUDIO 25v] [25V AUDIO] 49HF-APPLC (C), 49HF-APPLC-BA (C), 49HFV-APPLC (C), 49HFV-APPLC-BA (C), 49HFVH-APPLC (C), 49HFVH-APPLC-BA (C), 49SO-APPLC (C), 49SO-APPLC-BA (C), 49SO-APPLC-O (C), 49SO-APPLC-O-BA (C), 49SV-APPLC (C), 49SV-APPL [Autocall, Simplex] [IDNac] [23VDC] 49SVH-APPLC-O (C), 49SVH-APPLC-O-BA (C), 49VOH-APPLC-O (C), 49VOH-APPLC-O-BA (C), A49SVH-APPLC-O (C), A49SVH-APPLC-O-BA (C), A49VOH-APPLC-O (C), A49VOH-APPLC-O-BA (C)
c191f8e6-3da9-479e-b867-e83cbacc0d9a | NFPA 170 STROBE WALL |  |  | North | Potter |  | Strobe |  |  |  | Module | TRUE | CS-24WGR |  | Strobe, Wall, Red, Green | 1 | 0 | 0.203 |  |  |  |  | FALSE | FALSE |  |  |  |  | #FF0070C0 | FA-NFPA 170 STROBE WALL | 1 | FALSE | FALSE | FALSE | 2023 |  |  | 7135-0328:0209 | [10 empty] | FALSE | [7 empty] | THOR\acont | 2024-09-08 17:27 |  | [Potter] [NAC] [UL MAX] CS-24WBR, CS-24WBW, CS-24WGR, CS-24WGW, CS-24WRR, CS-24WRW
260002e3-2d46-4841-bf0f-e83e7420d948 |  |  |  | North | System Sensor |  | Cards & Components |  |  |  | Card | TRUE | B404BT | ++ | Detector Base, 4-wire, 24 VDCAC/DC | 1 | [6 empty] | TRUE | FALSE |  |  |  |  | #FFFFFFFF |  |  | FALSE | FALSE | FALSE | [14 empty] | FALSE | [7 empty] | THOR\acont | 2024-10-09 10:48
dd2df917-52e4-48b7-800a-e84295aaa743 | NFPA 170 SPEAKER WALL |  |  | North | Edwards |  | Speaker |  |  |  | Module | TRUE | G4-S2 |  | 25V Speaker, White, running man | 1 | [6 empty] | FALSE | [5 empty] | #FF0070C0 | FA-NFPA 170 SPEAKER WALL | 1 | FALSE | FALSE | FALSE | 2021 | [13 empty] | FALSE | [7 empty] | THOR\acont | 2024-09-08 17:27 |  | [Edwards, Kidde] [AUDIO 25v] [25V AUDIO] EGCF-S2VMH (C), G4F-S2, G4F-S2V1575, G4F-S2VM, G4HFRF-S2, G4HFRF-S2VMC, G4HFRN-S2, G4HFRN-S2VMC, G4HFWA-S2, G4HFWA-S2VMA, G4HFWA-S2VMC, G4HFWF-S2, G4HFWF-S2VMC, G4HFWN-S2, G4HFWN-S2VMA, G4HFWN-S2VMC, G4RF-S2, G4RF
34285ec8-545a-4d94-a572-e8433360589f |  |  |  | North | Kidde |  | Cards & Components |  |  |  | Card | TRUE | FX-64R Mainboard |  | Mainboard for FX-64R assembly | 1 | 0.21 | 0.329 |  |  |  |  | TRUE | [5 empty] | #FFFFFFFF |  |  | FALSE | FALSE | FALSE | [14 empty] | FALSE | [7 empty] | THOR\acont | 2024-10-09 10:48 |  | [Edwards, Kidde, Macurco] [IDC] [#1 ALARM] 2IDC, 76-600000-001 Main Board, 76-800xxx-xxx Main Board, 77-600000-901 Main Board, 84-732001-901 Main Board, DVP-120 Mainboard, EST1-2Z Mainboard, FSP1004G Mainboard, FSP1004G-2 Mainboard, FSP1004GD Mainboard, [Edwards, Kidde, Macurco] [IDC] [#2 TROUBLE] 2IDC, 76-600000-001 Main Board, 76-800xxx-xxx Main Board, 77-600000-901 Main Board, 84-732001-901 Main Board, DVP-120 Mainboard, EST1-2Z Mainboard, FSP1004G Mainboard, FSP1004G-2 Mainboard, FSP1004GD Mainboard [Edwards, Kidde, Macurco] [IDC] [#3 SUPERVISORY] 2IDC, 76-600000-001 Main Board, 76-800xxx-xxx Main Board, 77-600000-901 Main Board, 84-732001-901 Main Board, DVP-120 Mainboard, EST1-2Z Mainboard, FSP1004G Mainboard, FSP1004G-2 Mainboard, FSP1004GD Mainb [Edwards, Kidde] [VAC ] 2IDC, 76-600000-001 Main Board, 76-800xxx-xxx Main Board, 77-600000-901 Main Board, 84-732001-901 Main Board, APS10A Mainboard, APS6A Mainboard, BPS10A Mainboard, BPS10A/230 Mainboard, BPS6A Mainboard, BPS6A/230 Mainboard, EST1-2Z | [Edwards, Kidde] FX-64R Mainboard, FX-64RD Mainboard, iO64G Mainboard, iO64G-2 Mainboard, iO64G-2-PG Mainboard, iO64G-2-SP Mainboard, iO64GD Mainboard, iO64GL Mainboard, iO64GL-F Mainboard, iO64G-PG Mainboard, iO64G-SP Mainboard, iO64R Mainboard, iO64R-2 [Edwards, Kidde] FX-64R Mainboard, FX-64RD Mainboard, iO64G Mainboard, iO64G-2 Mainboard, iO64G-2-PG Mainboard, iO64G-2-SP Mainboard, iO64GD Mainboard, iO64GL Mainboard, iO64GL-F Mainboard, iO64G-PG Mainboard, iO64G-SP Mainboard, iO64R Mainboard, iO64R-2 [Kidde] FX-64R Mainboard [Edwards, Kidde] FX-64R Mainboard, FX-64RD Mainboard, iO64G Mainboard, iO64G-2 Mainboard, iO64G-2-PG Mainboard, iO64G-2-SP Mainboard, iO64GD Mainboard, iO64GL Mainboard, iO64GL-F Mainboard, iO64G-PG Mainboard, iO64G-SP Mainboard, iO64R Mainboard, iO64R-2
807e044c-7bbb-4586-b96d-e846e925fd07 | NFPA 170 HORN STROBE |  |  | North | Eaton Wheelock |  | Horn/Strobe |  |  |  | Module | TRUE | EL4XMTSTA-NW | ++ | WALL HORN STROBE, AMBER, WHITE, WP | 1 | [6 empty] | TRUE | [5 empty] | #FF0070C0 | FA-NFPA 170 HORN STROBE | 1 | FALSE | FALSE | FALSE | 2020 | [16 empty] | WP |  |  | THOR\acont | 2024-09-11 19:32 | THOR\acont | 2024-10-09 10:48 | Cloned from Eaton Wheelock EL4XMTST-FW | [Eaton Wheelock] [NAC] [24VDC, HIGH HORN] EL3RMTSTA-ALW, EL3RMTSTA-NW, EL3RMTST-FR, EL3RMTST-FW, EL4XMTSTA-ALW, EL4XMTSTA-NW, EL4XMTST-FR, EL4XMTST-FW [Eaton Wheelock] [NAC] [24VDC, STD HORN] EL3RMTSTA-ALW, EL3RMTSTA-NW, EL3RMTST-FR, EL3RMTST-FW, EL4XMTSTA-ALW, EL4XMTSTA-NW, EL4XMTST-FR, EL4XMTST-FW
745f4d22-2a42-4b8b-97d8-e84746c84179 | NFPA 170 CELL COMM | NFPA 170 CELL COMM PS |  | North | NAPCO |  | Cards & Components |  |  |  | Card | TRUE | SLE-LTEVI-CFB-PS Main Card | ++ | Main Board | 1 | 0.2 | 0.2 |  |  |  |  | TRUE | [5 empty] | #FFFF0000 | FA-NFPA 170 CELL COMM | 1 | FALSE | FALSE | FALSE | 250 | [13 empty] | FALSE | [5 empty] | DESKTOP-7EIEB7A\acont | 2022-08-08 10:25 | THOR\acont | 2024-09-08 17:27 | Cloned from NAPCO SLE-LTEVI-CFB | [NAPCO, Potter] [IDC] [#2 PS TRBL] IntelliCom-5GA, IntelliCom-5GV, SLE/4G-CDMA-CFB, SLE/4G-CDMA-CFB-PS, SLE/4G-CDMA-FIRE, SLE/4G-CDMAI-FIRE, SLE-CDMA-CFB, SLE-CDMA-CFB-PS, SLE-CDMA-FIRE, SLE-CDMAI-FIRE, SLE-LTEA-CFB-PS Main Card, SLE-LTEAI-CFB-PS Main Ca [NAPCO, Potter] [IDC] [#1 LINE TRBL] IntelliCom-5GA, IntelliCom-5GV, SLE/4G-CDMA-CFB, SLE/4G-CDMA-CFB-PS, SLE/4G-CDMA-FIRE, SLE/4G-CDMAI-FIRE, SLE-CDMA-CFB, SLE-CDMA-CFB-PS, SLE-CDMA-FIRE, SLE-CDMAI-FIRE, SLE-LTEA-CFB-PS Main Card, SLE-LTEAI-CFB-PS Main [NAPCO, Potter] [DACT] [#2 DACT] IntelliCom-5GA, IntelliCom-5GV, SLE/4G-CDMA-CFB, SLE/4G-CDMA-CFB-PS, SLE/4G-CDMA-FIRE, SLE/4G-CDMAI-FIRE, SLE-CDMA-CFB, SLE-CDMA-CFB-PS, SLE-CDMA-FIRE, SLE-CDMAI-FIRE, SLE-LTEA-CFB-PS Main Card, SLE-LTEAI-CFB-PS Main Card [NAPCO, Potter] [DACT] [#1 DACT] IntelliCom-5GA, IntelliCom-5GV, SLE/4G-CDMA-CFB, SLE/4G-CDMA-CFB-PS, SLE/4G-CDMA-FIRE, SLE/4G-CDMAI-FIRE, SLE-CDMA-CFB, SLE-CDMA-CFB-PS, SLE-CDMA-FIRE, SLE-CDMAI-FIRE, SLE-LTEA-CFB-PS Main Card, SLE-LTEAI-CFB-PS Main Card [NAPCO] [VAC ] FL-255FACP Main Board, FL-32FACP Main Board, FL-FACP-LTE Main Board, FL-X2-32 Main Board, GEM-ACM1D Main Board, GEMC-128MB, GEMC-12V2APS-CF Main Board, GEMC-12V2APS-R Main Board, GEMC-255MB, GEMC-32MB, GEMC-96MB, GEMC-NAC6 Main Board, GEMC [NAPCO, Potter] [AUX POWER] [*] CDMA-FIRE, IntelliCom-5GA, IntelliCom-5GV, SLE/4G-CDMA-CFB, SLE/4G-CDMA-CFB-PS, SLE/4G-CDMA-FIRE, SLE/4G-CDMAI-FIRE, SLE-CDMA-CFB, SLE-CDMA-CFB-PS, SLE-CDMA-FIRE, SLE-CDMAI-FIRE, SLE-LTEV-CB, SLE-LTEV-CB-TF, SLE-LTEV-CFB, | [NAPCO, Potter] IntelliCom-5GA, IntelliCom-5GV, SLE-LTEAI-CFB-PS Main Card, SLE-LTEVI-CFB, SLE-LTEVI-CFB-PS Main Card, SLE-LTEVI-FIRE, SLE-MAXAI-CFB, SLE-MAXAI-CFBPS, SLE-MAXAI-CFBPS Main Board, SLE-MAXAI-FIRE, SLE-MAXVI-CFB, SLE-MAXVI-CFBPS, SLE-MAXVI-CF
6a92f171-5881-4180-97a7-e84d9f1e18ad | NFPA 170 STROBE WALL |  |  | North | System Sensor |  | Strobe |  |  |  | Module | TRUE | SRHK | ++ | Strobe, High cd, Red, Outdoor | 1 | [6 empty] | FALSE | FALSE |  |  |  |  | #FF0070C0 | FA-NFPA 170 STROBE WALL | 1 | FALSE | FALSE | FALSE | 2023 | [13 empty] | FALSE | [7 empty] | THOR\acont | 2024-09-08 17:27 |  | [BluePoint, System Sensor] [NAC] [16-33VFWR] BP04-301P, SRHK, SRHK-P, SWHK, SWHK-P [BluePoint, System Sensor] [NAC] [16-33VDC] BP04-301P, SRHK, SRHK-P, SWHK, SWHK-P
590a3bec-393e-4011-b504-e84db99c0366 |  |  |  | North | Edwards |  | Hardware |  |  |  | Hardware | TRUE | G4VWA-CVR | ++ | Replacement Appliance Cover, Strobe, White, ALERT | 1 | [12 empty] | #FFFFFFFF |  |  | FALSE | FALSE | FALSE | [20 empty] | THOR\acont | 2024-06-05 08:45 | THOR\acont | 2024-10-09 10:48 | Cloned from Edwards G4VRA-CVR
0e6a02d2-3c3c-4778-b4d0-e85104987902 | NFPA 170 STROBE WALL |  |  | North | Fike |  | Strobe |  |  |  | Module | TRUE | 20-123-46 |  | Wall Mount Strobe | 1 | [6 empty] | FALSE | [5 empty] | #FF0070C0 | FA-NFPA 170 STROBE WALL | 1 | FALSE | FALSE | FALSE | 2023 | [13 empty] | FALSE | [7 empty] | THOR\acont | 2024-09-08 17:27 |  | [Fike] [NAC] [UL MAX] 20-123-46
68554230-1568-4be6-a20a-e8528c9fee7a |  |  |  | North | Sigcom |  | Cards & Components |  |  |  | Card | TRUE | MNS-LOC-M | + | Master Control Card | 1 | 0.03 | 0.032 |  |  |  |  | TRUE | FALSE |  |  |  |  | #FFFFFFFF |  |  | FALSE | FALSE | FALSE | [14 empty] | FALSE | [5 empty] | DESKTOP-7EIEB7A\acont | 2021-03-12 07:02 | THOR\acont | 2024-10-09 10:48 | Cloned from Sigcom MNS-8-INPUT |  | [Sigcom] MNS-LOC-M
14b710be-81cc-448c-9f9d-e85f7bc65e62 | NFPA 170 HEAT DETECTOR |  |  | North | Kidde |  | Heat Detector |  |  |  | Module | TRUE | KI-HCD w/KI-ABDT BASE | ++ | Multisensor Heat, and CO Detector | 1 | 3.2e-05 | 3.2e-05 |  |  |  |  | FALSE | [5 empty] | #FFFF0000 | FA-NFPA 170 HEAT DETECTOR | 1 | FALSE | FALSE | FALSE | 1403 | [13 empty] | FALSE | [5 empty] | DESKTOP-7SAL8M7\acont | 2020-01-02 08:32 | THOR\acont | 2024-10-08 16:26 | Cloned from Edwards SIGA-HCD w/SIGA-AB4GT BASE | [Edwards, Kidde] [SLC EST MODULES/SENSORS] 01 [*] [iO64] DS-HFS (C), DS-PS (C), FX-HD w/IB4U BASE, FX-HD w/RB4U BASE, FX-HD w/SB4U BASE, FX-HD w/SB4U-LF BASE, FX-HD wB4U BASE, FX-PD w/B4U BASE (C), FX-PD w/IB4U BASE (C), FX-PD w/SB4U BASE (C), FX-PD w/SB [Edwards, Kidde] [SLC EST SENSORS] 01 [*] [EST3, iO1000] DS-HFS (C), DS-PS (C), FX-HD w/IB4U BASE, FX-HD w/RB4U BASE, FX-HD w/SB4U BASE, FX-HD w/SB4U-LF BASE, FX-HD wB4U BASE, FX-PD w/B4U BASE (C), FX-PD w/IB4U BASE (C), FX-PD w/SB4U BASE (C), FX-PD w/SB [Edwards, Kidde] [AUX POWER] KI-COD w/KI-ABDT BASE (C), KI-HCD w/KI-ABDT BASE, KI-HRD w/KI-ABDT BASE, KI-PCD w/KI-ABDT BASE (C), KI-PD w/KI-ABDT BASE (C), KI-PHCD w/KI-ABDT BASE (C), KI-PHD w/KI-ABDT BASE (C), KIR-COD w/KI-ABDT BASE (C), KIR-HCD w/KI-ABD [Kidde] [SLC EST MODULES SENSORS] [*] [#2 SHARED ADDR ¦ SENSORS] DS-HFS (C), DS-PS (C), FX-HD w/IB4U BASE, FX-HD w/RB4U BASE, FX-HD w/SB4U BASE, FX-HD w/SB4U-LF BASE, FX-HD wB4U BASE, FX-PD w/B4U BASE (C), FX-PD w/IB4U BASE (C), FX-PD w/SB4U BASE (C), FX [Kidde] [SLC EST SENSORS] [*] [#4 TYPE ADDR ¦ SENSORS] DS-HFS (C), DS-PS (C), FX-HD w/IB4U BASE, FX-HD w/RB4U BASE, FX-HD w/SB4U BASE, FX-HD w/SB4U-LF BASE, FX-HD wB4U BASE, FX-PD w/B4U BASE (C), FX-PD w/IB4U BASE (C), FX-PD w/SB4U BASE (C), FX-PD w/SB4U
a4250824-9af7-4d48-838d-e867fa720cda |  |  |  | North | Edwards |  | Hardware |  |  |  | Hardware | TRUE | SIGA-IB |  | Isolator Detector Base | 1 | 5.1e-05 | 6.8e-05 |  |  |  |  | FALSE | [5 empty] | #FFFFFFFF |  |  | FALSE | FALSE | FALSE | [14 empty] | FALSE | [7 empty] | THOR\acont | 2024-10-09 10:48
aa25084d-3201-4841-b245-e86b88e16f02 | NFPA 170 STROBE WALL |  |  | North | Eaton Wheelock |  | Strobe |  |  |  | Module | TRUE | RSS-2415W-FR | ++ | Strobe, 24 Vdc, Red, 15cd | 1 | 0 | 0.347 |  |  |  |  | FALSE | FALSE |  |  |  |  | #FF0070C0 | FA-NFPA 170 STROBE WALL | 1 | FALSE | FALSE | FALSE | 2022 | [13 empty] | FALSE | [5 empty] | THOR\acont | 2023-10-23 16:50 | THOR\acont | 2024-09-08 17:27 | Cloned from Eaton Wheelock RS-2415W-FR | [Eaton Wheelock] [NAC] [DC] RSS-2415W-FR
ed4fcdfa-893c-422a-bd82-e86d35972108 |  |  |  | North | Edwards |  | Hardware |  |  |  | Hardware | TRUE | SIGA-DGSB |  | Detector (Smoke) Guard Surface Mount Adapter | 1 | [6 empty] | FALSE | [5 empty] | #FFFFFFFF |  |  | FALSE | FALSE | FALSE | [14 empty] | FALSE | [7 empty] | THOR\acont | 2024-10-09 10:48
c9afb4c9-c383-4a3f-b8fb-e8753cae34b0 | CADGEN DOOR CONTACT |  |  | North | Honeywell |  | Door Contact |  |  |  | Module | TRUE | PAL-T | ++ | Magnetic Contact, Surface Mount | 1 |  |  |  |  | 1.5 | [7 empty] | #FFFF0000 | FA-CADGEN DOOR CONTACT | 1 | FALSE | FALSE | FALSE | [17 empty] | REX |  |  | DESKTOP-7EIEB7A\acont | 2023-01-30 10:28 | THOR\acont | 2024-09-08 17:27 | Cloned from Honeywell 945T | [Honeywell] [IDC] 01 [INPUT] 4939SN-WH, 4959SN, 7939-2, 7939WG, 7940, 940, 943WG, 945, 945T, 949, 950, PAL-T, PR-20445 [Honeywell] [ACCESS CONTROL INPUT] [*] [INPUT] 4939SN-WH, 4959SN, 7939-2, 7939WG, 7940, 940, 943WG, 945, 945T, 949, 950, PAL-T, PR-20445
b19dc0e7-a74d-4e00-a59f-e878286f9ac5 | NFPA 170 MANUAL PULL |  |  | North | Autocall |  | Manual Station |  |  |  | Module | TRUE | A2099-9756 | ++ | Non-Coded, Non-Addressable Manual Station, Double Action | 1 | [6 empty] | FALSE | TRUE | Flush | Single gang box 2-1/2" deep 4" square box, 2-1/8" (54 mm) minimum | 5" H x 3-3/4" W x 1" D (127 mm x 95 mm x 25 mm) |  | #FFFF0000 | FA-NFPA 170 MANUAL PULL | 1 | FALSE | FALSE | FALSE | 1408 | [13 empty] | FALSE |  |  | SBP |  |  | THOR\acont | 2024-02-06 07:07 | THOR\acont | 2024-09-08 17:27 | Cloned from Simplex 2099-9756 | [Autocall, Simplex] [IDC] 01 2098-9201 (C), 2098-9202 (C), 2098-9203 (C), 2098-9208 (C), 2098-9576 (C), 2099-9101 (C), 2099-9102 (C), 2099-9103 (C), 2099-9104 (C), 2099-9105 (C), 2099-9107 (C), 2099-9108 (C), 2099-9754 (C), 2099-9755 (C), 2099-9756 (C),
f8d500a6-705f-4e37-aa3e-e87bd894bb0d | NFPA 170 HORN STROBE |  |  | North | Eaton Wheelock |  | Horn/Strobe |  |  |  | Module | TRUE | RSSP-24MCW-FW |  | Strobe Plate, 24 Vdc, white, selectable, | 1 | 0 | 0.253 |  |  |  |  | FALSE | FALSE |  |  |  |  | #FF0070C0 | FA-NFPA 170 HORN STROBE | 1 | FALSE | FALSE | FALSE | 2012 | [13 empty] | FALSE | [7 empty] | THOR\acont | 2024-09-08 17:27 |  | [Eaton Wheelock] [NAC] RSSP-24MCW-FR, RSSP-24MCW-FW
97508363-6456-49c3-850c-e882146988fc |  |  |  | North | Edwards |  | Hardware |  |  |  | Hardware | TRUE | ARA-1 |  | Standby Switch Over Relay | 1 | [6 empty] | FALSE | [5 empty] | #FFFFFFFF |  |  | FALSE | FALSE | FALSE | [14 empty] | FALSE | [7 empty] | THOR\acont | 2024-10-09 10:48
302db424-0941-4aa8-be89-e884325c8536 | NFPA 170 SPEAKER STROBE |  |  | North | Siemens |  | Speaker/Strobe |  |  |  | Module | TRUE | SET-185-W-WP | 500-636192 | SET SPEAKER HI CANDELA WALL WHITE WEATHERPROOF | 1 | [6 empty] | FALSE | [5 empty] | #FF0070C0 | FA-NFPA 170 SPEAKER STROBE | 1 | FALSE | FALSE | FALSE | 2019 | [13 empty] | FALSE | [7 empty] | THOR\acont | 2024-09-08 17:27 |  | [Siemens] [NAC] [VDC] SET-185-R-WP, SET-185-W-WP [Siemens] [AUDIO 70.7v] [70V AUDIO] SET-177-CR-WP (C), SET-177-CW-WP (C), SET-185-R-WP, SET-185-W-WP, SET-S17-CW-WP (C), SET-S17-R-WP, SET-S17-W-WP [Siemens] [NAC] [VDC] SET-185-R-WP, SET-185-W-WP [Siemens] [AUDIO 25v] [25V AUDIO] SET-177-CR-WP (C), SET-177-CW-WP (C), SET-185-R-WP, SET-185-W-WP, SET-S17-CW-WP (C), SET-S17-R-WP, SET-S17-W-WP
9ca0412b-0f39-44ad-a279-e8863858dc08 |  |  |  | North | Bosch | [5 empty] | Module | TRUE | E70-R | * | SPEAKER, LOW PROFILE, WALL, 25/70VOLT, SQUARE, RED | 1 | [12 empty] | #FFFFFFFF |  |  | FALSE | FALSE | FALSE | [22 empty] | THOR\acont | 2024-10-09 10:48 |  | [Bosch, Eaton Wheelock] [AUDIO 70.7v] [70V AUDIO] E70-R, E70-W [Bosch, Eaton Wheelock] [AUDIO 25v] [25V AUDIO] E70-R, E70-W
77f14373-ffa8-4840-a2ad-e88a94da7aed | CADGEN SUPERVISORY PANEL |  |  | North | Simplex |  | Supervisory Panel |  |  |  | Module | TRUE | 2081-9046 | ++ | Coil Supervision Module | 1 | [10 empty] | 1-3/8" W x 2-7/16" L x 1-1/16" H (34 mm x 62 mm x 27 mm) |  | #FFFF0000 | FA-CADGEN SUPERVISORY PANEL | 1 | FALSE | FALSE | FALSE | 910 | [16 empty] | CSM |  |  | THOR\acont | 2024-02-15 07:17 | THOR\acont | 2024-09-08 17:27 | Cloned from Autocall A2081-9046 | [Autocall, Simplex] [AUX POWER, RELEASING] [*] [INPUT TYPE] 2081-9046, A2081-9046 [Ansul, Autocall, Simplex] [IDC] 01 [ACTIVATION] 2081-9046, 430687, 433936, 433937, 433940, 433941, A2081-9046 [Ansul, Autocall, Simplex] [AUX POWER, RELEASING] [LED] 2081-9046, 430687, 433936, 433937, A2081-9046 [Ansul, Autocall, Simplex] [AUX POWER] [*] [LED] 2081-9046, 430687, 433936, 433937, A2081-9046 | [Autocall, Simplex] 2081-9046, A2081-9046
3315c41e-e8d7-41b0-a7ef-e88e18b386f0 |  |  |  | North | Autocall |  | Cards & Components |  |  |  | Card | TRUE | A100-6038 |  | Dual Port RS-232 | 1 | 0.132 | 0.132 |  |  |  |  | TRUE | [5 empty] | #FFFFFFFF |  |  | FALSE | FALSE | FALSE | [20 empty] | DESKTOP-0D6CQVA\lousc | 2019-07-06 11:44 | THOR\acont | 2024-10-09 10:48 | Cloned from AutoCall A100-6046 |  | [Autocall] A010-9930, A100-5152, A100-6038, A100-6046, A100-6101, A100-6102, A100-6103
ca040384-432b-4339-9427-e89069968b12 | NFPA 170 FIRE ALARM CONTROL UNIT | RISER FACP |  | North | MIRCOM |  | Fire Alarm Control Unit |  |  |  | Assembly | TRUE | FX-400 | + | Single Loop, 318 Point Intelligent Fire Alarm Control Unit with built-in UDACT/Digital Communicator, expandable to 954 points with ALC-636 Dual Loop controller module. Includes UB-1024DS back box and DOX-1024DSR red door | 1 | [6 empty] | FALSE | [5 empty] | #FFFF0000 | FA-NFPA 170 FIRE ALARM CONTROL UNIT | 1 | FALSE | FALSE | FALSE | 202 | [8 empty] | 7,12,18 |  |  |  |  | TRUE | [5 empty] | DESKTOP-7EIEB7A\acont | 2022-03-09 11:19 | THOR\acont | 2024-09-08 17:27 | Cloned from MIRCOM FX-3500
c28999ef-b01a-4dad-af35-e895f1a11995 | NFPA 170 HEAT DETECTOR |  |  | North | System Sensor |  | Heat Detector |  |  |  | Module | TRUE | 5451 | + | Thermal Detector, electronic, 135°F (57°C) fixed & rate-of-r | 1 | 0.0001 | 0.039 |  |  |  |  | FALSE | TRUE |  |  |  |  | #FFFF0000 | FA-NFPA 170 HEAT DETECTOR | 1 | FALSE | FALSE | FALSE | 1403 | [13 empty] | FALSE | [7 empty] | THOR\acont | 2024-09-08 17:27 | 20191121 AC Detector without base | [Firelite, Macurco, Notifier, Silent Knight, System Sensor] [IDC] 01 [IDC 4-WIRE ++] 1251B (C), 1412B (C), 1424 (C), 2112/24AT (C), 2112/24S (C), 2112/24TS (C), 2112AITR (C), 2112ATR (C), 2112R (C), 2124AITR (C), 2124ATR (C), 2124R (C), 2151 w/B110RLP (C [Firelite, Macurco, Notifier, Silent Knight, System Sensor] [AUX POWER] [*] [AUX INPUT ++] 1251B (C), 1412B (C), 1424 (C), 2112/24AT (C), 2112/24S (C), 2112/24TS (C), 2112AITR (C), 2112ATR (C), 2112R (C), 2124AITR (C), 2124ATR (C), 2124R (C), 2151 w/B110
338915f2-2618-4505-b59c-e895fda4b730 | NFPA 170 HORN STROBE CEILING |  |  | North | Siemens |  | Horn/Strobe |  |  |  | Module | TRUE | SL2FSSCW-AL | S54329-F128-A1++ | Sounder-Strobe, Ceiling, Clear, White, Alert | 1 | [7 empty] | TRUE |  |  |  |  | #FF0070C0 | FA-NFPA 170 HORN STROBE CEILING | 1 | FALSE | FALSE | FALSE | 2023 | [16 empty] | LF |  |  | DESKTOP-7EIEB7A\acont | 2023-08-03 11:49 | THOR\acont | 2024-09-08 17:27 | Cloned from Siemens SL2HSCW-AL | [Siemens] [NAC] [24 VDC, HORN TEMPORAL] SL2FSSCR-AL (C), SL2FSSCR-CO (C), SL2FSSCR-F (C), SL2FSSCR-N (C), SL2FSSCW-AL (C), SL2FSSCW-CO (C), SL2FSSCW-F (C), SL2FSSCW-N (C), SL2FSSWR-AL, SL2FSSWR-CO, SL2FSSWR-F, SL2FSSWR-N, SL2FSSWW-CO, SL2FSSWW-F, SL2FSSW
92dc37c0-b154-4791-81fa-e897d8e6ce47 | NFPA 170 SMOKE DETECTOR |  |  | North | Honeywell |  | Smoke Detector |  |  |  | Module | TRUE | 4192 SD |  | Photoelectric Smoke Detector | 1 | [6 empty] | FALSE | TRUE |  |  |  |  | #FFFF0000 | FA-NFPA 170 SMOKE DETECTOR | 1 | FALSE | FALSE | FALSE | 1408 | [13 empty] | FALSE | [5 empty] | AULAPTOP-PC\Aulaptop | 2018-09-03 05:46 | THOR\acont | 2024-09-08 17:27 | 20191121 AC Detector without base
09517cb4-bca3-4419-a2a7-e8998c298ba8 | NFPA 170 SMOKE DETECTOR |  |  | North | Apollo |  | Smoke Detector |  |  |  | Module | FALSE | 55000-650 w/SA5300-805 | + | PHOTOELECTRIC SMOKE DETECTOR W/ INTELLIGENT CO/LF SOUNDER BASE | 2 | 0.00034 | 0.0045 |  |  |  |  | FALSE | TRUE |  |  |  |  | #FFFF0000 | FA-NFPA 170 SMOKE DETECTOR | 1 | FALSE | FALSE | FALSE | 1408 | [13 empty] | FALSE |  |  | CO, LF |  |  | AUGUSTALIEN\aucon | 2024-12-09 15:51 | AUGUSTALIEN\aucon | 2024-12-18 14:29 | Cloned from Apollo 55000-650 w/45681-805 | [Apollo] [NAC] [LOW DB] 45681-805 (C), 55000-650 w/45681-805 (C), 55000-650 w/SA5300-805 (C), 55000-650 w/SA5300-806 (C), SA5050-250 w/SA5300-805 , SA5050-250 w/SA5300-806 , SA5050-350 w/SA5300-805 , SA5050-350 w/SA5300-806 [Apollo] [NAC] [HIGH DB] 45681-805 (C), 55000-650 w/45681-805 (C), 55000-650 w/SA5300-805 (C), 55000-650 w/SA5300-806 (C), SA5050-250 w/SA5300-805 , SA5050-250 w/SA5300-806 , SA5050-350 w/SA5300-805 , SA5050-350 w/SA5300-806 [Advanced, Apollo] [SLC APOLLO MODULES SENSORS] [*] [#2 SHARED ADDR ¦ SENSORS] SA5150-650ADV w/SA5000-230ADV (C), SA5150-750ADV w/SA5000-210ADV (C), 45681-800 (C), 45681-805 (C), 55000-450 w/45681-210UL (C), 55000-450 w/45681-225APO (C), 55000-450 w/ [Apollo] [AUX POWER] [HIGH DB] 45681-805 (C), 55000-650 w/45681-805 (C), 55000-650 w/SA5300-805 (C), 55000-650 w/SA5300-806 (C), SA5050-250 w/SA5300-805 , SA5050-250 w/SA5300-806 , SA5050-350 w/SA5300-805 , SA5050-350 w/SA5300-806 [Apollo] [AUX POWER] [LOW DB] 45681-805 (C), 55000-650 w/45681-805 (C), 55000-650 w/SA5300-805 (C), 55000-650 w/SA5300-806 (C), SA5050-250 w/SA5300-805 , SA5050-250 w/SA5300-806 , SA5050-350 w/SA5300-805 , SA5050-350 w/SA5300-806 [Apollo] [NAC] [LOW DB] 45681-805 (C), 55000-650 w/45681-805 (C), 55000-650 w/SA5300-805 (C), 55000-650 w/SA5300-806 (C), SA5050-250 w/SA5300-805 , SA5050-250 w/SA5300-806 , SA5050-350 w/SA5300-805 , SA5050-350 w/SA5300-806
a5c88b2a-13b6-494c-8e91-e89cb9ae89d9 | NFPA 170 SMOKE DETECTOR |  |  | North | Gentex |  | Smoke Detector |  |  |  | Module | TRUE | 9123H |  | 917-0014-002 120VAC Smoke Detector, 9VDC Battery Backup, Tandem 12 Units, Isolated 135 Degree Thermal, Temporal-3 Sounder | 1 | [6 empty] | TRUE | TRUE |  |  |  |  | #FFFF0000 | FA-NFPA 170 SMOKE DETECTOR | 1 | FALSE | FALSE | FALSE | 1408 | [16 empty] | 120v |  |  |  |  | THOR\acont | 2024-09-08 17:27 | 20191121 AC Detector without base | [First Alert, Generic, Gentex, Kidde, N/A] [IDC] 01 120VAC SMOKE DETECTOR (C), 7020BSL (C), 7139CS-C (C), 7139CS-W (C), 9120 (C), 9120F (C), 9120H (C), 9120HF (C), 9120T (C), 9120TF (C), 9123 (C), 9123F (C), 9123H (C), 9123HF (C), 9123T (C), 9123TF (C), [Generic, Gentex, Kidde, N/A] [SMOKE ALARM TANDEM] [TANDEM] 10 Amp Circuit Breaker, 120VAC SMOKE DETECTOR (C), 15 Amp Circuit Breaker, 20 Amp Circuit Breaker, 9120 (C), 9120F (C), 9120H (C), 9120HF (C), 9120T (C), 9120TF (C), 9123 (C), 9123F (C), 9123H ( [First Alert, Generic, Gentex, Kidde, N/A] [VAC ] 120VAC SMOKE DETECTOR (C), 7020BSL (C), 7139CS-C (C), 7139CS-W (C), 9120 (C), 9120F (C), 9120H (C), 9120HF (C), 9120T (C), 9120TF (C), 9123 (C), 9123F (C), 9123H (C), 9123HF (C), 9123T (C), 9123TF (C), FU | [BRK, First Alert, Generic, Gentex, Kidde, N/A] 120VAC SMOKE DETECTOR, 21006378, 21007624, 7020BSL, 7030BSL, 900-CUAR, 9120, 9120B, 9120F, 9120H, 9120HF, 9120T, 9120TF, 9123, 9123F, 9123H, 9123HF, 9123T, 9123TF, 917-0070-002, 917-0071-002, 917-0072-002, 9
d7471388-f183-4704-8e44-e8a0506bf906 | NFPA 170 HEAT DETECTOR |  |  | North | Gamewell FCI |  | Heat Detector |  |  |  | Module | TRUE | ATD-L3H-IV w/B224RB-IV | + | Thermal heat detector, 190°F high temp, ivory, Velociti/CLIP w/ Relay base, ivory | 1 | 0.0002 | 0.0045 |  |  |  |  | FALSE | TRUE | FLUSH |  | 4" SQ. DEEP | 3 "O" PLASTER RING | #FFFF0000 | FA-NFPA 170 HEAT DETECTOR | 1 | FALSE | FALSE | FALSE | 1403 | [13 empty] | FALSE |  |  | 190°, R |  |  | DESKTOP-7SAL8M7\acont | 2019-05-06 10:45 | THOR\acont | 2024-09-08 17:27 | 20191121 AC Detector with base | [Gamewell FCI] [SLC MODULES SENSORS] [*] [#2 SHARED ADDR ¦ SENSORS] ADPF (C), ASD-PL2F w/B200S-LF-WH (C), ASD-PL2F w/B210LP (C), ASD-PL2FR (C), ASD-PL3 w/B200S-LF-WH (C), ASD-PL3 w/B200SR-LF-WH (C), ASD-PL3 w/B200SR-WH (C), ASD-PL3 w/B224BI-WH (C), ASD-P [Gamewell FCI] [SLC SENSORS] [*] [#4 TYPE ADDR ¦ SENSORS] ADPF (C), ASD-PL2F w/B200S-LF-WH (C), ASD-PL2F w/B210LP (C), ASD-PL2FR (C), ASD-PL3 w/B200S-LF-WH (C), ASD-PL3 w/B200SR-LF-WH (C), ASD-PL3 w/B200SR-WH (C), ASD-PL3 w/B224BI-WH (C), ASD-PL3 w/B224R
61f5a0c3-3c4d-44ea-8439-e8a0c04d994a | NFPA 170 HVAC PANEL |  |  | North | Light Engineered Displays |  | HVAC Panel |  |  |  | Assembly | TRUE | FS-4 |  | Fan Status & Control Enclosure 41-66 Fans | 1 | [6 empty] | TRUE |  |  |  | 36” x 48” |  | #FFFF0000 | FA-NFPA 170 HVAC PANEL | 1 | FALSE | FALSE | FALSE | [20 empty] | DESKTOP-7EIEB7A\acont | 2023-02-03 10:27 | THOR\acont | 2024-09-08 17:27 | Cloned from Light Engineered Displays FS-0 CLONED CLONED CLONED
105e5217-0fed-433f-a3e0-e8aa0e214570 | NFPA 170 FIRE ALARM COMMUNICATOR |  |  | North | Digitize Inc. |  | Communicator |  |  |  | Assembly | TRUE | DET-16 |  | TELEGRAPH TRANSMITTER | 1 | [6 empty] | FALSE | [5 empty] | #FFFF0000 | FA-NFPA 170 FIRE ALARM COMMUNICATOR | 1 | FALSE | FALSE | FALSE | 251 | [8 empty] | 7,12,18 |  |  |  |  | TRUE | [5 empty] | AULAPTOP-PC\Aulaptop | 2019-02-12 07:59 | THOR\acont | 2024-09-08 17:27 | Cloned from Silent Knight 5104B
c05ce78b-610c-4c2d-9598-e8aad49018cb | NFPA 170 HEAT DETECTOR |  |  | North | System Sensor |  | Heat Detector |  |  |  | Module | TRUE | 5603 | ++ | 135 °F (57° C) fixed temperature | 1 | [6 empty] | FALSE | TRUE |  |  |  |  | #FFFF0000 | FA-NFPA 170 HEAT DETECTOR | 1 | FALSE | FALSE | FALSE | 1403 | [13 empty] | FALSE | [5 empty] | AULAPTOP-PC\Aulaptop | 2019-03-07 14:16 | THOR\acont | 2024-09-08 17:27 | 20191121 AC Detector without base | [Chemtronics, Firelite, MIRCOM, Notifier, System Sensor] [IDC] 01 [*] [IDC 2-WIRE ++] 1151 (C), 1151EIS (C), 1400 (C), 1451 (C), 1451DH (C), 1451DHHT (C), 2100AT (C), 2100S (C), 2100TR (C), 2100TS (C), 2151 w/B110LP (C), 2151 w/B116LP (C), 2151 w/B401 (C
fbc64650-3177-4bca-ac5c-e8b24c8440fe | NFPA 170 FANS ROOF |  |  | North | Block Definition Only |  | HVAC Unit |  |  |  | Module | TRUE | NFPA 170 FANS ROOF |  | NFPA 170 FANS ROOF | 1 | [12 empty] | #FFFF0000 | FA-NFPA 170 FANS ROOF | 1 | FALSE | FALSE | FALSE | 1952 | [19 empty] | AULAPTOP-PC\Aulaptop | 2020-03-26 07:41 | THOR\acont | 2024-09-08 17:27
30f057a4-849f-4e52-b930-e8bc7b18bdfd |  |  |  | North | Bosch | [5 empty] | Module | TRUE | VG4-A-9541 | * | Gen4 Mast (Pole) Mount 0000075455 | 1 | [12 empty] | #FFFFFFFF |  |  | FALSE | FALSE | FALSE | [20 empty] | DESKTOP-7EIEB7A\acont | 2021-08-13 06:25 | THOR\acont | 2024-10-09 10:48
3864d66a-36cc-4e9f-a508-e8be68c1191f |  |  |  | North | Notifier |  | Cards & Components |  |  |  | Card | TRUE | DS-AMP (25V, 125W) | + | Digital Series Amplifier | 1 | 0.125 | 8.03 |  |  |  |  | TRUE |  | SURFACE |  | PROVIDED ("WX"HX"D) | N/A | #FFFFFFFF |  |  | FALSE | FALSE | FALSE |  |  |  | 7165-0028:0224 | [9 empty] | 125 | FALSE | [7 empty] | THOR\acont | 2024-10-09 10:48 |  | [Notifier] [AUDIO LOW] AA-100, AA-120, AA-30, DS-AMP (25V, 125W), DS-AMP (70V, 100W) | [Notifier] DS-AMP (25V, 125W)
ed04fbf0-5c6f-4715-8cf8-e8ca77729d8e | NFPA 170 HALON MANUAL PULL |  |  | North | Block Definition Only |  | Manual Station |  |  |  | Module | TRUE | NFPA 170 HALON MANUAL PULL |  | NFPA 170 HALON MANUAL PULL | 1 | [12 empty] | #FFFF0000 | FA-NFPA 170 HALON MANUAL PULL | 1 | FALSE | FALSE | FALSE | 956 | [19 empty] | AULAPTOP-PC\Aulaptop | 2020-03-26 07:41 | THOR\acont | 2024-09-08 17:27
8bfa22dc-1abe-49a1-877d-e8cd2c3f46a6 | NFPA 170 SMOKE DETECTOR |  |  | North | Notifier |  | Smoke Detector |  |  |  | Module | TRUE | FSP-851 w/B224RB | ++ | DETECTOR, SMOKE, ADDRESSABLE PHOTO w/RELAY BASE | 1 | 0.0003 | 0.0065 |  |  |  |  | FALSE | TRUE | FLUSH |  | 4" SQ. DEEP | 3 "O" PLASTER RING | #FFFF0000 | FA-NFPA 170 SMOKE DETECTOR | 1 | FALSE | FALSE | FALSE | 1408 |  |  | 7272-0028:0206 | [10 empty] | FALSE |  |  | RB |  |  |  |  | THOR\acont | 2024-09-08 17:27 | 20191121 AC Detector with base | [Honeywell, Notifier, System Sensor] [SLC MODULES SENSORS] [*] [#2 SHARED ADDR ¦ SENSORS] 2251B (C), 2251-COPTIR (C), 2251-COPTIR w/B200S-WH (C), 2251TB (C), 2251TMB (C), 5251B (C), 5251B-WP (C), 5251H (C), 5251RB (C), 5251RB-WP (C), 7251 (C), 7251DH (C) [Honeywell, Notifier, System Sensor] [SLC SENSORS] [*] [#4 TYPE ADDR ¦ SENSORS] 2251B (C), 2251-COPTIR (C), 2251-COPTIR w/B200S-WH (C), 2251TB (C), 2251TMB (C), 5251B (C), 5251B-WP (C), 5251H (C), 5251RB (C), 5251RB-WP (C), 7251 (C), 7251DH (C), DH200LP
08279d92-3022-48f3-9616-e8d3ff47af9d |  |  |  | North | Edwards |  | Hardware |  |  |  | Hardware | TRUE | 3-RCC21R |  | Red Remote Chassis Cabinet /w Cover | 1 | [12 empty] | #FFFFFFFF |  |  | FALSE | FALSE | FALSE | [22 empty] | THOR\acont | 2024-10-09 10:48
5961e8cb-1467-4f7a-beeb-e8d5bbeb6bc5 | NFPA 170 HORN STROBE |  |  | North | Edwards |  | Horn/Strobe |  |  |  | Module | TRUE | G1AVRF |  | Horn/Strobe, Wall, Red, FIRE | 1 | [12 empty] | #FF0070C0 | FA-NFPA 170 HORN STROBE | 1 | FALSE | FALSE | FALSE | 2012 | [19 empty] | DESKTOP-7SAL8M7\acont | 2020-02-25 06:42 | THOR\acont | 2024-09-08 17:27 | Cloned from Kidde EG1AVRF | [Edwards, Kidde] [NAC] [16 VDC, HIGH DB] EG1AVRF, EG1AVRN, EG1AVWF, EG1AVWN, G1AVRF, G1AVRN, G1AVWF, G1AVWN [Edwards, Kidde] [NAC] [16 VFWR, LOW ] EG1AVRF, EG1AVRN, EG1AVWF, EG1AVWN, G1AVRF, G1AVRN, G1AVWF, G1AVWN [Edwards, Kidde] [NAC] [16 VDC, LOW DB] EG1AVRF, EG1AVRN, EG1AVWF, EG1AVWN, G1AVRF, G1AVRN, G1AVWF, G1AVWN [Edwards, Kidde] [NAC] [16 VFWR, HIGH] EG1AVRF, EG1AVRN, EG1AVWF, EG1AVWN, G1AVRF, G1AVRN, G1AVWF, G1AVWN
af2798aa-b9b6-46b5-9c64-e8d65ad52586 |  |  |  | North | Edwards |  | Hardware |  |  |  | Hardware | TRUE | MN-TP90STD |  | TP Series 90V circuit transient protector module | 1 | [6 empty] | FALSE | [5 empty] | #FFFFFFFF |  |  | FALSE | FALSE | FALSE | [14 empty] | FALSE | [7 empty] | THOR\acont | 2024-10-09 10:48
02913a48-7864-47ea-b52d-e8d68456b770 | CADGEN CARD ACCESS CONTROL PANEL | CADGEN CARD ACCESS CONTROL PANEL |  | North | LifeSafety Power | Security/Access Control | Card Access Control Panel |  |  |  | Assembly | TRUE | FPO150-B100C8D8PE4M | ++ | 150W (12V & 24V) 8 lock / 8 aux outputs, MCLASS enclosure | 1 | [6 empty] | FALSE | FALSE |  |  | 24.00” x 20.00” x 6.50” (61 x 51 x 16.5 cm) |  | #FFFF0000 | FA-CADGEN CARD ACCESS CONTROL PANEL | 1 | FALSE | FALSE | FALSE | 212 | [8 empty] | 7,12,18,26,33,55,80 |  |  |  |  | TRUE | [5 empty] | DESKTOP-7EIEB7A\acont | 2023-01-26 07:37 | THOR\acont | 2024-09-08 17:27 | Cloned from Altronix AL1024ULX
7eb744cb-e9e0-40e5-885a-e8d90e6e177a | NFPA 170 MANUAL PULL |  |  | North | Apollo |  | Manual Station |  |  |  | Module | FALSE | SA5900-904APO | ++ | Intelligent Manual Call Point, Yellow | 1 | 0.0001 | 0.004 |  |  |  |  | FALSE | TRUE |  |  |  |  | #FFFF0000 | FA-NFPA 170 MANUAL PULL | 1 | FALSE | FALSE | FALSE | 1408 | [13 empty] | FALSE | [5 empty] | DESKTOP-7EIEB7A\acont | 2023-02-13 09:26 | THOR\acont | 2024-09-08 17:27 | Cloned from Apollo SA5900-908APO CLONED | [Advanced, Apollo] [SLC APOLLO MODULES SENSORS] [*] [#1 SHARED ADDR ¦ MODULES] 45681-800 (C), 45681-805 (C), 55000-001 (C), 55000-002 (C), 55000-005 (C), 55000-006 (C), 55000-009 (C), 55000-010 (C), 55000-765 (C), 55000-790ADV, 55000-805ADV, 55000-806ADV [Apollo] [SLC APOLLO MODULES/SENSORS] [*] [#1] 45681-800 (C), 45681-805 (C), 55000-001 (C), 55000-002 (C), 55000-005 (C), 55000-006 (C), 55000-009 (C), 55000-010 (C), 55000-450 w/45681-210UL (C), 55000-450 w/45681-225APO (C), 55000-450 w/45681-250USA (C)
c6770692-886f-4a5a-97df-e8dc70385c9e | NFPA 170 SMOKE DETECTOR |  |  | North | Kidde |  | Smoke Detector |  |  |  | Module | TRUE | KC3000-103 |  | Reflective Beam Smoke Detector, Single As'bly, 16.5 to 393 ft. | 1 | 0.004 | 0.014 |  |  |  |  | FALSE | TRUE |  |  |  |  | #FFFF0000 | FA-NFPA 170 SMOKE DETECTOR | 1 | FALSE | FALSE | FALSE | 1408 | [13 empty] | FALSE | [5 empty] | DESKTOP-7SAL8M7\acont | 2020-01-02 08:19 | THOR\acont | 2024-09-08 17:27 | Cloned from Edwards C3000-103
2903154b-1881-4d34-ac01-e8e1c5225818 | NFPA 170 HORN STROBE |  |  | North | Potter |  | Horn/Strobe |  |  |  | Module | TRUE | HS24-177W |  | Horn Strobe, High Candela (Fixed 177 Candela), White | 1 | 0 | 0.269 |  |  |  |  | FALSE | [5 empty] | #FF0070C0 | FA-NFPA 170 HORN STROBE | 1 | FALSE | FALSE | FALSE | 2012 | [13 empty] | FALSE | [7 empty] | THOR\acont | 2024-09-08 17:27 |  | [Potter] [NAC] [UL MAX] HS24-177PR, HS24-177PW, HS24-177R, HS24-177W [Potter] [NAC] [24 VDC] HS24-177PR, HS24-177PW, HS24-177R, HS24-177W
35b5d2af-cc94-496e-bd35-e8e512e9832b | NFPA 170 ADDRESSABLE OUTPUT MODULE |  |  | North | Autocall |  | Addressable Control/Relay |  |  |  | Module | TRUE | A4090-9008 | ++ | Dual Contact Relay IAM | 1 | 0.0008 | 0.001 |  |  |  |  | TRUE | [5 empty] | #FFFF0000 | FA-NFPA 170 ADDRESSABLE OUTPUT MODULE | 1 | FALSE | FALSE | FALSE | 1000 | [16 empty] | E |  |  | THOR\acont | 2024-06-07 12:45 | THOR\acont | 2024-09-08 17:27 | Cloned from Simplex 4090-9008 | [Autocall, Simplex] [IDC] 01 2098-9201 (C), 2098-9202 (C), 2098-9203 (C), 2098-9208 (C), 2098-9576 (C), 2099-9101 (C), 2099-9102 (C), 2099-9103 (C), 2099-9104 (C), 2099-9105 (C), 2099-9107 (C), 2099-9108 (C), 2099-9754 (C), 2099-9755 (C), 2099-9756 (C), [Autocall, Simplex] [IDC] 02 [*] 4090-9008, 4098-9612E w/4098-9683E (C), 4098-9612E w/4098-9684E (C), 4098-9612E w/4098-9788E (C), 4098-9613E w/4098-9683E (C), 4098-9613E w/4098-9684E (C), 4098-9613E w/4098-9788E (C), 4098-9614E w/4098-9683E (C), 4098-96 [Autocall, Simplex] [RELAY] 2098-9737, 4090-9008, 4098-9822, 4098-9843, 4098-9860, A2098-9735, A2098-9737, A2098-9739, A4090-9008, A4098-9822, A4098-9860 [Autocall, Simplex] [IDNet] [MODULES ++] 2080-9056, 2080-9057, 2080-9067, 2080-9068, 2080-9069, 2080-9070, 4009-9201 Main Board, 4009-9401 Main Board, 4010-9901, 4090-5261, 4090-9001, 4090-9002, 4090-9005, 4090-9006, 4090-9008, 4090-9116, 4098-9019 (Cont | [Autocall, Simplex] 4090-9008, A4090-9008
03720678-a472-4f97-8ce0-e8e59cc3ae7b |  |  |  | North | Autocall |  | Cards & Components |  |  |  | Card | TRUE | A009-9811 |  | Fiber Optic Receiver IDNet Repeater, output is Class A (IDNet), Class X (fiber) | 1 | 0.15 | 0.15 |  |  |  |  | TRUE | [5 empty] | #FFFFFFFF |  |  | FALSE | FALSE | FALSE | [20 empty] | DESKTOP-0D6CQVA\lousc | 2019-07-05 07:55 | THOR\acont | 2024-10-09 10:48 | Cloned from AutoCall A009-9810
46e42395-4d14-4f4f-bb47-e8e73ae67b8f |  |  |  | North | Edwards |  | Cards & Components |  |  |  | Card | TRUE | MN-HS16T2P |  | 640 Watt non-Omni HPSA Assembly (2 of 5 Active Panels) with lockable NEMA 4 amplifier, 110/60 Hz inverter/battery charger and electronics enclosure, lockable NEMA 4 battery enclosure (w/o batteries). Enclosures equipped with tamper switches. AC powered amplifier with DC backup. Edwards hard-wire interface included. Batteries and accessories are ordered separately. Tan colored speaker head. | 1 | [6 empty] | TRUE | [5 empty] | #FFFFFFFF |  |  | FALSE | FALSE | FALSE | [14 empty] | FALSE | [7 empty] | THOR\acont | 2024-10-09 10:48
54d30659-c336-4389-b663-e8ee0d07cdb5 | NFPA 170 FOAM MANUAL PULL |  |  | North | Block Definition Only |  | Manual Station |  |  |  | Module | TRUE | NFPA 170 FOAM MANUAL PULL |  | NFPA 170 FOAM MANUAL PULL | 1 | [12 empty] | #FFFF0000 | FA-NFPA 170 FOAM MANUAL PULL | 1 | FALSE | FALSE | FALSE | 955 | [19 empty] | AULAPTOP-PC\Aulaptop | 2020-03-26 07:41 | THOR\acont | 2024-09-08 17:27
d94e7563-b780-4381-a26d-e8ef0a8055cc | NFPA 170 SPEAKER STROBE CEILING |  |  | North | Kidde |  | Speaker/Strobe |  |  |  | Module | TRUE | GCHFWF-S7VMCH |  | 70V Ceiling Speaker/Strobe, White, 95, 115, 150, 177 cd, FIRE | 1 | 0 | 0.342 |  |  |  |  | FALSE | TRUE |  |  |  |  | #FF0070C0 | FA-NFPA 170 SPEAKER STROBE CEILING | 1 | FALSE | FALSE | FALSE | 2020 | [13 empty] | FALSE |  |  | C |  |  | DESKTOP-7SAL8M7\acont | 2020-01-02 08:13 | THOR\acont | 2024-09-08 17:27 | Cloned from Edwards GCHFWF-S7VMCH | [Edwards, Kidde] [NAC] [24 VDC] EGCF-S2VMH (C), EGCF-VMH (C), GCF-S2VMH (C), GCF-S7VMH (C), GCF-VMH (C), GCHFRF-S2VMCH (C), GCHFRF-S7VMCH (C), GCHFRN-S2VMCH (C), GCHFRN-S7VMCH (C), GCHFWA-S2VMAH (C), GCHFWA-S2VMCH (C), GCHFWA-S7VMAH (C), GCHFWA-S7VMCH (C [Edwards, Kidde] [AUDIO 70.7v] [70V AUDIO] G4F-S7, G4F-S7V1575, G4F-S7VM, G4HFRF-S7, G4HFRF-S7VMC, G4HFRN-S7, G4HFRN-S7VMC, G4HFWA-S7, G4HFWA-S7VMA, G4HFWA-S7VMC, G4HFWF-S7, G4HFWF-S7VMC, G4HFWN-S7, G4HFWN-S7VMA, G4HFWN-S7VMB, G4HFWN-S7VMC, G4RF-S7, G4RF [Edwards, Kidde] [NAC] [16 VDC] EGCF-S2VMH (C), EGCF-VMH (C), GCF-S2VMH (C), GCF-S7VMH (C), GCF-VMH (C), GCHFRF-S2VMCH (C), GCHFRF-S7VMCH (C), GCHFRN-S2VMCH (C), GCHFRN-S7VMCH (C), GCHFWA-S2VMAH (C), GCHFWA-S2VMCH (C), GCHFWA-S7VMAH (C), GCHFWA-S7VMCH (C
7e500743-4e8e-403c-b29f-e8f29bf91b2a | NFPA 170 REMOTE INDICATOR |  |  | North | Edwards |  | Remote Indicator |  |  |  | Module | TRUE | 890WDB-G5 |  | R on W, Ceiling Lamp, 24V | 1 | [6 empty] | FALSE | TRUE |  |  |  |  | #FFFF0000 | FA-NFPA 170 REMOTE INDICATOR | 1 | FALSE | FALSE | FALSE | [14 empty] | FALSE |  |  | C |  |  |  |  | THOR\acont | 2024-09-08 17:27
030a69fa-1341-47e9-8d6f-e8f751c0b9d5 |  |  |  | North | Potter |  | Cards & Components |  |  |  | Card | TRUE | NCE-1000 | + | NETWORK CARD ETHERNET | 1 | 0.05 | 0.05 |  |  |  |  | TRUE | [5 empty] | #FFFFFFFF |  |  | FALSE | FALSE | FALSE | [14 empty] | FALSE | [5 empty] | DESKTOP-7SAL8M7\acont | 2020-09-15 15:19 | THOR\acont | 2024-10-09 10:48 | Cloned from Potter NCF-1000 | [Potter] [ETHERNET] [ALL DEVICES ++] NCE-1000, NCF-1000 [Potter] [ETHERNET] [#2] NCE-1000, NCF-1000 [Potter] [P-LINK] [*] NCE-1000, NCF-1000 | [Potter] NCE-1000
95335316-a4db-42f5-918d-e902313e3d12 | NFPA 170 EM STROBE WALL |  |  | North | Siemens |  | Strobe |  |  |  | Module | TRUE | ST-CMC-W-MNS-ALERT | S54301-Z93-A1+ | MNS Clear Strobe, multi Candela − Wall Mount, White − ‘ALERT’ | 1 | [12 empty] | #FF0070C0 | FA-NFPA 170 EM STROBE WALL | 1 | FALSE | FALSE | FALSE | 2008 | [19 empty] | DESKTOP-7SAL8M7\acont | 2019-08-13 09:04 | THOR\acont | 2024-09-08 17:27 | B,T | [Siemens] [NAC] [VDC CEILING] SET-CMC-CR-MNS-ALERT (C), SET-CMC-CW-MNS-ALERT (C), SET-CMC-R-MNS-ALERT, SET-CMC-W-MNS-ALERT, ST-CMC-CR-MNS-ALRT (C), ST-CMC-CW-MNS-ALRT (C), ST-CMC-RETRO-R-MNS, ST-CMC-RETRO-W-MNS, ST-CMC-R-MNS-ALERT, ST-CMC-W-MNS-ALERT [Siemens] [NAC] [VFWR CEILING] SET-CMC-CR-MNS-ALERT (C), SET-CMC-CW-MNS-ALERT (C), SET-CMC-R-MNS-ALERT, SET-CMC-W-MNS-ALERT, ST-CMC-CR-MNS-ALRT (C), ST-CMC-CW-MNS-ALRT (C), ST-CMC-RETRO-R-MNS, ST-CMC-RETRO-W-MNS, ST-CMC-R-MNS-ALERT, ST-CMC-W-MNS-ALERT [Siemens] [NAC] [VFWR WALL] SET-CMC-CR-MNS-ALERT (C), SET-CMC-CW-MNS-ALERT (C), SET-CMC-R-MNS-ALERT, SET-CMC-W-MNS-ALERT, ST-CMC-CR-MNS-ALRT (C), ST-CMC-CW-MNS-ALRT (C), ST-CMC-RETRO-R-MNS, ST-CMC-RETRO-W-MNS, ST-CMC-R-MNS-ALERT, ST-CMC-W-MNS-ALERT [Siemens] [NAC] [VDC WALL] SET-CMC-CR-MNS-ALERT (C), SET-CMC-CW-MNS-ALERT (C), SET-CMC-R-MNS-ALERT, SET-CMC-W-MNS-ALERT, ST-CMC-CR-MNS-ALRT (C), ST-CMC-CW-MNS-ALRT (C), ST-CMC-RETRO-R-MNS, ST-CMC-RETRO-W-MNS, ST-CMC-R-MNS-ALERT, ST-CMC-W-MNS-ALERT
2d7442f4-93f8-41e6-ab21-e905938dd4f6 | NFPA 170 SMOKE DETECTOR |  |  | North | Edwards |  | Smoke Detector |  |  |  | Module | TRUE | EC-50R |  | Reflective Beam Smoke Detector, Single As'bly, 15 to 160 ft. | 1 | 0.004 | 0.014 |  |  |  |  | FALSE | TRUE |  |  |  |  | #FFFF0000 | FA-NFPA 170 SMOKE DETECTOR | 1 | FALSE | FALSE | FALSE | 1408 | [13 empty] | FALSE | [7 empty] | THOR\acont | 2024-09-08 17:27 | 20191121 AC Detector without base | [Edwards] [AUX POWER] [DC POWER] EC-50R (C) [Edwards] [IDC] 16 [IDC] EC-50R (C) | [Bosch, Edwards, Firelite] BEAM355S, D355PL, EC-50R, FAD-325-V2F
75205b7f-3f4d-4c29-9d33-e906f2825bb9 | NFPA 170 STROBE CEILING |  |  | North | Autocall |  | Strobe |  |  |  | Module | TRUE | A4906-9208 | + | Multi-Candela Addressable Combination Strobe assembly with amber lens, ALERT strobe on top and clear lens, FIRE strobe on bottom, Red | 1 | 0 | 0 |  |  |  |  | TRUE | TRUE |  |  |  |  | #FF0070C0 | FA-NFPA 170 STROBE CEILING | 1 | FALSE | FALSE | FALSE | 2022 | [16 empty] | C |  |  | DESKTOP-7EIEB7A\acont | 2022-03-07 09:33 | THOR\acont | 2024-09-08 17:27 | Cloned from Autocall A4906-9207 | [Autocall, Simplex] [IDNac] [23 VDC RMS] 4906-9208 (C), 4906-9211 (C), A4906-9208 (C), A4906-9211 (C)
5e300c9a-8541-4804-9fc2-e90a1ca73c0c | 170 BASIC SHAPE |  |  | North | Siemens |  | Hardware |  |  |  | Hardware | TRUE | CAB-BATT | 500-633917 | ENCLOSURE FOR 100AH BATTERIES FIELD MOUNTED | 1 | [12 empty] | #FFFF0000 | FA-170 BASIC SHAPE | 1 | FALSE | FALSE | FALSE | 5000 | [21 empty] | THOR\acont | 2024-09-08 17:27
76d00893-4e82-42cf-8a90-e90a6cdd8b9b |  |  |  | North | Siemens |  | Hardware |  |  |  | Hardware | TRUE | FHA902-R1 | S54433-B106-A2 | 50 pt system Red enclosure Trim Kit | 1 | [12 empty] | #FFFFFFFF |  |  | FALSE | FALSE | FALSE | [20 empty] | AULAPTOP-PC\Aulaptop | 2019-05-19 02:50 | THOR\acont | 2024-10-09 10:48 | Cloned from Siemens FHA902-U1
ef7e42f9-3cca-4751-842e-e90ccfaa449a |  |  |  | North | Edwards |  | Cards & Components |  |  |  | Card | TRUE | QSC-CPU-1-IT |  | OBSOLETE - CPU/Display with 1 Annunciator Option Space, Italian | 1 | [6 empty] | TRUE | [5 empty] | #FFFFFFFF |  |  | FALSE | FALSE | FALSE | [14 empty] | FALSE | [7 empty] | THOR\acont | 2024-10-09 10:48
96a0f4d4-fe93-420d-bac7-e91280d00fab | NFPA 170 SMOKE DETECTOR |  |  | North | Gentex |  | Smoke Detector |  |  |  | Module | TRUE | 9120TF |  | 917-0009-002 120VAC Smoke Detector, 9VDC Battery Backup, Tandem 6 Units, Integral 135 Degree Thermal, Continuous Sounder | 1 | [6 empty] | TRUE | TRUE |  |  |  |  | #FFFF0000 | FA-NFPA 170 SMOKE DETECTOR | 1 | FALSE | FALSE | FALSE | 1408 | [16 empty] | 120v |  |  | DESKTOP-7SAL8M7\acont | 2019-02-11 12:57 | THOR\acont | 2024-09-08 17:27 | 20191121 AC Detector without base | [First Alert, Generic, Gentex, Kidde, N/A] [VAC ] 120VAC SMOKE DETECTOR (C), 7020BSL (C), 7139CS-C (C), 7139CS-W (C), 9120 (C), 9120F (C), 9120H (C), 9120HF (C), 9120T (C), 9120TF (C), 9123 (C), 9123F (C), 9123H (C), 9123HF (C), 9123T (C), 9123TF (C), FU [First Alert, Generic, Gentex, Kidde, N/A] [IDC] 01 120VAC SMOKE DETECTOR (C), 7020BSL (C), 7139CS-C (C), 7139CS-W (C), 9120 (C), 9120F (C), 9120H (C), 9120HF (C), 9120T (C), 9120TF (C), 9123 (C), 9123F (C), 9123H (C), 9123HF (C), 9123T (C), 9123TF (C), [Generic, Gentex, Kidde, N/A] [SMOKE ALARM TANDEM] [TANDEM] 10 Amp Circuit Breaker, 120VAC SMOKE DETECTOR (C), 15 Amp Circuit Breaker, 20 Amp Circuit Breaker, 9120 (C), 9120F (C), 9120H (C), 9120HF (C), 9120T (C), 9120TF (C), 9123 (C), 9123F (C), 9123H ( | [BRK, First Alert, Generic, Gentex, Kidde, N/A] 120VAC SMOKE DETECTOR, 21006378, 21007624, 7020BSL, 7030BSL, 900-CUAR, 9120, 9120B, 9120F, 9120H, 9120HF, 9120T, 9120TF, 9123, 9123F, 9123H, 9123HF, 9123T, 9123TF, 917-0070-002, 917-0071-002, 917-0072-002, 9
82c9cce2-584e-4b44-ad38-e9128e9b14aa | NFPA 170 SPEAKER STROBE |  |  | North | Kidde |  | Speaker/Strobe |  |  |  | Module | TRUE | WGSVWF-FR | ++ | Outdoor rated speaker strobe, wall, white, feugo | 1 | [6 empty] | FALSE | FALSE |  |  |  |  | #FF0070C0 | FA-NFPA 170 SPEAKER STROBE | 1 | FALSE | FALSE | FALSE | 2019 | [13 empty] | FALSE |  |  | WP |  |  | THOR\acont | 2024-12-19 13:51 | THOR\acont | 2024-12-19 13:57 | Cloned from Edwards WGSVWF-FR | [Edwards, Hochiki, Kidde] [AUDIO 25v] [25V AUDIO] EG4SRF, EG4SRN, EG4SVRF, EG4SVRN, EG4SVWA, EG4SVWF, EG4SVWN, EG4SWA, EG4SWF, EG4SWN, G4SRF, G4SRN, G4SVRF, G4SVRN, G4SVWA, G4SVWF, G4SVWN, G4SWA, G4SWF, G4SWN, WGSRA, WGSRF, WGSRF-FR, WGSRF-SP, WGSRN, WGS [Edwards, Hochiki, Kidde] [AUDIO 70.7v] [70V AUDIO] EG4SRF, EG4SRN, EG4SVRF, EG4SVRN, EG4SVWA, EG4SVWF, EG4SVWN, EG4SWA, EG4SWF, EG4SWN, G4SRF, G4SRN, G4SVRF, G4SVRN, G4SVWA, G4SVWF, G4SVWN, G4SWA, G4SWF, G4SWN, WGSRA, WGSRF, WGSRF-FR, WGSRF-SP, WGSRN, W [Edwards, Kidde] [NAC] [VDC] WGSVRA, WGSVRF, WGSVRF-FR, WGSVRF-SP, WGSVRN, WGSVWA, WGSVWF, WGSVWF-FR, WGSVWF-SP, WGSVWN, WGVRA, WGVRF, WGVRF-FR, WGVRF-SP, WGVRN, WGVWA, WGVWF, WGVWF-FR, WGVWF-SP, WGVWN
ef0fe517-38cc-4ca4-895a-e91beb6e359c | NFPA 170 HEAT DETECTOR |  |  | North | Notifier |  | Heat Detector |  |  |  | Module | TRUE | FST-851 w/B224BI | ++ | Intelligent Addressable 135°F (57°C) Thermal Detector w/ Flashscan, Standard Base | 1 | 0.0003 | 0.0065 |  |  |  |  | FALSE | TRUE | FLUSH |  | 4" SQ. DEEP | 3 "O" PLASTER RING | #FFFF0000 | FA-NFPA 170 HEAT DETECTOR | 1 | FALSE | FALSE | FALSE | 1403 |  |  | 7270-0028:0196 | [10 empty] | FALSE | [7 empty] | THOR\acont | 2024-09-08 17:27 | 20191121 AC Detector with base | [Honeywell, Notifier, System Sensor] [SLC MODULES SENSORS] [*] [#2 SHARED ADDR ¦ SENSORS] 2251B (C), 2251-COPTIR (C), 2251-COPTIR w/B200S-WH (C), 2251TB (C), 2251TMB (C), 5251B (C), 5251B-WP (C), 5251H (C), 5251RB (C), 5251RB-WP (C), 7251 (C), 7251DH (C) [Honeywell, Notifier, System Sensor] [SLC SENSORS] [*] [#4 TYPE ADDR ¦ SENSORS] 2251B (C), 2251-COPTIR (C), 2251-COPTIR w/B200S-WH (C), 2251TB (C), 2251TMB (C), 5251B (C), 5251B-WP (C), 5251H (C), 5251RB (C), 5251RB-WP (C), 7251 (C), 7251DH (C), DH200LP
1d854faf-7439-430a-9085-e91f8f5743f5 | NFPA 170 SPEAKER STROBE |  |  | North | Hochiki |  | Speaker/Strobe |  |  |  | Module | TRUE | E60-24MCW-FR |  | Speaker/Strobe, 24 VDC, Multi-Candela, 25/70 Vrms, red | 1 | 0 | 0.102 |  |  |  |  | FALSE | FALSE |  | *Refer to Install Sheet |  |  | #FF0070C0 | FA-NFPA 170 SPEAKER STROBE | 1 | FALSE | FALSE | FALSE | 2019 | [13 empty] | FALSE | [7 empty] | THOR\acont | 2024-09-08 17:27 |  | [Eaton Wheelock, Hochiki] [AUDIO 70.7v] [70V AUDIO] E60-24MCC-FR (C), E60-24MCC-FW (C), E60-24MCCH-FR (C), E60-24MCCH-FW (C), E60-24MCW-FR, E60-24MCW-FW, E60-24MCWH-FR, E60-24MCWH-FW, E60-R, E60-W [Eaton Wheelock, Hochiki] [AUDIO 25v] [25V AUDIO] E60-24MCC-FR (C), E60-24MCC-FW (C), E60-24MCCH-FR (C), E60-24MCCH-FW (C), E60-24MCW-FR, E60-24MCW-FW, E60-24MCWH-FR, E60-24MCWH-FW, E60-R, E60-W [Eaton Wheelock, Hochiki] [NAC] E60-24MCW-FR, E60-24MCW-FW
c6c978ef-6940-4f32-ad7a-e91f99f789a3 | NFPA 170 HEAT DETECTOR |  |  | North | MIRCOM |  | Heat Detector |  |  |  | Module | TRUE | MIX-5251B w/B501 | + | White, Low-profile 135°F fixed thermal sensor, Standard Base | 1 | 0.0003 | 0.0065 |  |  |  |  | FALSE | TRUE |  |  |  |  | #FFFF0000 | FA-NFPA 170 HEAT DETECTOR | 1 | FALSE | FALSE | FALSE | 1403 | [13 empty] | FALSE |  |  | 135° |  |  | DESKTOP-7SAL8M7\acont | 2019-04-12 13:12 | THOR\acont | 2024-09-08 17:27 | 20191121 AC Detector with base | [MIRCOM] [SLC SENSORS] [*] [#4 TYPE ADDR ¦ SENSORS] DNR w/MIX-2251BR (C), DNR w/MIX-2351RAP (C), MIX-1251AP w/B200SR-LF-WH (C), MIX-1251AP w/B200SR-WH (C), MIX-1251AP w/B210LP (C), MIX-1251AP w/B224RB-WH (C), MIX-1251AP w/B501 (C), MIX-1251B w/B200SR-LF- [MIRCOM] [SLC MODULES SENSORS] [*] [#2 SHARED ADDR ¦ SENSORS] DNR w/MIX-2251BR (C), DNR w/MIX-2351RAP (C), MIX-1251AP w/B200SR-LF-WH (C), MIX-1251AP w/B200SR-WH (C), MIX-1251AP w/B210LP (C), MIX-1251AP w/B224RB-WH (C), MIX-1251AP w/B501 (C), MIX-1251B w/
0987dd63-a348-4cb1-a9ae-e92fa4897fd2 |  |  |  | North | Bosch | [5 empty] | Module | TRUE | 1051830 | * | FIXED DOME 6MP HDR 39-10MM | 1 | [12 empty] | #FFFFFFFF |  |  | FALSE | FALSE | FALSE | [20 empty] | DESKTOP-7EIEB7A\acont | 2021-08-13 06:25 | THOR\acont | 2024-10-09 10:48
b103f59d-f300-4996-a1bc-e9387bf66e4b | NFPA 170 HORN STROBE |  |  | North | Siemens |  | Horn/Strobe |  |  |  | Module | TRUE | SC-HS-WW-N |  | WALL ACEND HORN STROBE, WHITE, NO LETTERING | 1 | [6 empty] | TRUE | [5 empty] | #FF0070C0 | FA-NFPA 170 HORN STROBE | 1 | FALSE | FALSE | FALSE | [20 empty] | XPS-17-9710\August | 2024-10-10 05:10 | XPS-17-9710\August | 2024-10-10 05:49 | 20241008 NEW SIEMENS PARTS | [Siemens] [NAC] [Bell High, Bell Low, Code 3 Horn High, Code 3 Horn Low, Code 3 Tone High, Code 3 Tone Low, Code 4 Tone High, Code 4 Tone Low, Continuous High, Continuous Low, March Time Horn High, March Time Horn Low, Slow Whoop High, Slow Whoop Low] SC
88903fdc-9418-4d36-85d3-e93932c3e863 |  |  |  | North | Autocall |  | Hardware |  |  |  | Hardware | TRUE | A100-2163 | + | 3 BAY PACKAGE SOLID | 1 | [12 empty] | #FFFFFFFF |  |  | FALSE | FALSE | FALSE | [20 empty] | DESKTOP-7EIEB7A\acont | 2021-11-30 07:41 | THOR\acont | 2024-10-09 10:48 | Cloned from Autocall A100-2153
ca1473ee-bf2e-4788-8d3b-e93f779562a6 |  |  |  | North | Notifier | [5 empty] | Module | TRUE | N-ANN-S/PG | + | Serial/Parallel Printer Interface Module | 1 | 0.045 | 0.045 |  |  |  |  | FALSE | [5 empty] | #FFFFFFFF |  |  | FALSE | FALSE | FALSE | [9 empty] | 7,12,18 |  |  |  |  | TRUE | [7 empty] | THOR\acont | 2024-10-09 10:48 |  | [Firelite, Notifier] [RS-485] [DATA] ADM-24, ANN-SEC CARD, FDU-80 CARD, LCD2-80 MAIN CARD, LDM, LDM-32, LDM-32F, N-ANN-100, N-ANN-80, N-ANN-80C, N-ANN-80-W, N-ANN-I/O, N-ANN-LED, N-ANN-LED-R, N-ANN-RLED, N-ANN-RLED-R, N-ANN-RLY, N-ANN-S/PG, RLD [Firelite, Notifier] [AUX POWER] [*] ADM-24, LDM, LDM-32, LDM-32F, N-ANN-100, N-ANN-80, N-ANN-80C, N-ANN-80-W, N-ANN-I/O, N-ANN-LED, N-ANN-LED-R, N-ANN-RLED, N-ANN-RLED-R, N-ANN-RLY, N-ANN-S/PG, RLD, RZA-5F
6e17d4fb-8f08-4e46-862e-e940acb67b5a |  |  |  | North | Edwards |  | Cards & Components |  |  |  | Card | TRUE | CDR-3 | n | Coder Module | 1 | 0.06 | 0.1 |  |  |  |  | TRUE | [5 empty] | #FFFFFFFF |  |  | FALSE | FALSE | FALSE | [22 empty] | THOR\acont | 2024-10-09 10:48
44dbe6ea-1848-48f9-b9cd-e941e172678a | NFPA 170 SMOKE DETECTOR |  |  | North | Bosch |  | Smoke Detector |  |  |  | Module | TRUE | FIRERAY5000-UL | + | Beam smoke, reflective w/Prism | 1 | [6 empty] | FALSE | TRUE |  |  |  |  | #FFFF0000 | FA-NFPA 170 SMOKE DETECTOR | 1 | FALSE | FALSE | FALSE | 1408 | [13 empty] | FALSE |  |  | SBD |  |  | DESKTOP-7EIEB7A\acont | 2022-06-28 13:04 | THOR\acont | 2024-09-08 17:27 | Cloned from Autocall A4098-9019 (Detector) | [Bosch] [BEAM DET] FIRERAY5000-UL (C), FRAY5000-HEAD-UL (C)
7eb5a54f-108e-4a13-9333-e943877c78f7 |  |  |  | North | Edwards |  | Cards & Components |  |  |  | Card | TRUE | 4-NET-SMD | + | SFP network media interface, single mode fiber, paired with 4-NET-SMU | 1 | 0.035 | 0.035 |  |  |  |  | TRUE | [5 empty] | #FFFFFFFF |  |  | FALSE | FALSE | FALSE | [20 empty] | DESKTOP-7SAL8M7\acont | 2019-12-13 12:52 | THOR\acont | 2024-10-09 10:48 |  | [Edwards] [Fiber Optic] 4-NET-MM, 4-NET-SM, 4-NET-SMD, 4-NET-SMH, 4-NET-SMU | [Edwards] 4-NET-MM, 4-NET-SM, 4-NET-SMD, 4-NET-SMH, 4-NET-SMU
fe638e60-21ab-4630-8c6d-e945253a2606 | NFPA 170 WIRELESS CONTROL UNIT |  |  | North | Farenhyt |  | Wireless Control Unit |  |  |  | Module | TRUE | WAV-CRL | + | Wireless AV base, ceiling, red | 1 | [6 empty] | FALSE | [5 empty] | #FFFF0000 | FA-NFPA 170 WIRELESS CONTROL UNIT | 1 | FALSE | FALSE | FALSE | [14 empty] | FALSE |  |  | WAV-CRL |  |  | DESKTOP-7SAL8M7\acont | 2019-07-13 12:24 | THOR\acont | 2024-09-08 17:27 | Cloned from Silent Knight WAV-CRL | [Farenhyt, Silent Knight] [SLC MODULES SENSORS] [*] [#1 SHARED ADDR ¦ MODULES] HFS-MM, Hood System/IDP-MINIMON, IDP-CONTROL, IDP-CONTROL-6, IDP-MINIMON, IDP-MON-10, IDP-MONITOR, IDP-MONITOR-2, IDP-PULL-DA, IDP-PULL-SA, IDP-RELAY, IDP-RELAY-6, IDP-RELAYMO [Farenhyt] [SLC IDP MODULES] [*] [#3 TYPE ADDR ¦ MODULES] CO1224TR w/ IDP-MINIMON, CO1224TR w/ IDP-MONITOR, Hood System/IDP-MINIMON, IDP-CONTROL, IDP-CONTROL-6, IDP-MINIMON, IDP-MON-10, IDP-MONITOR, IDP-MONITOR-2, IDP-PULL-DA, IDP-PULL-SA, IDP-RELAY, IDP [Farenhyt, Firelite, Gamewell FCI, Notifier, Silent Knight] [SWIFT MESH DEVICES] 03 WAV-CRL, WAV-CWL, WAV-RL, WAV-WL [Farenhyt, Firelite, Gamewell FCI, Notifier, Silent Knight, System Sensor] [SWIFT MESH DEVICES] 01 HRL-LF w/ WAV-RL, HWL-LF w/ WAV-WL, P2RL w/WAV-RL, P2RLED w/WAV-RL, P2RL-LF w/ WAV-RL, P2WL w/ WAV-WL, P2WLED w/ WAV-WL, P2WL-LF w/ WAV-WL, SRL w/ WAV-RL, | [Farenhyt, Firelite, Gamewell FCI, Notifier, Silent Knight] WAV-CRL, WAV-CWL, WAV-RL, WAV-WL
29488e88-b41e-42ae-aacc-e94b6dc8f3d5 |  |  |  | North | Siemens | [5 empty] | Module | TRUE | SDH-4A | 500-614188 | 120VAC RECESSED DOOR | 1 | [12 empty] | #FFFFFFFF |  |  | FALSE | FALSE | FALSE | [20 empty] | DESKTOP-7SAL8M7\acont | 2019-08-13 09:04 | THOR\acont | 2024-10-09 10:48
c44d9ef7-0358-4f3e-ba3a-e95136aecaad | NFPA 170 ADDRESSABLE INPUT MONITOR MODULE |  |  | North | DMP |  | Addressable Module |  |  |  | Module | TRUE | 715-16PCB |  | 16 Zone Input Module, PCB only | 1 | 0.084 | 1.428 |  |  |  |  | FALSE | [5 empty] | #FFFF0000 | FA-NFPA 170 ADDRESSABLE INPUT MONITOR MODULE | 1 | FALSE | FALSE | FALSE | 1000 | [13 empty] | FALSE |  |  | 8 |  |  | DESKTOP-7SAL8M7\acont | 2020-08-19 11:34 | THOR\acont | 2024-09-08 17:27 | Cloned from DMP 714-16PCB | [BluePoint, DMP] [DMP LX BUS] [*] [LX BUS] 712-8, 714, 714-16, 714-16L-G, 714-16L-R, 714-16PCB, 714-16-R, 714-8, 714-8L-G, 714-8L-R, 714-8PCB, 714-8-R, 715-16, 715-16PCB, 715-8, 715-8 COPY, 715-8PCB, BP-DHE-714-8 | [DMP] 714-16, 714-16L-G, 714-16L-R, 714-16PCB, 714-16-R, 715-16, 715-16PCB
6f3779b0-82b6-4df6-b38f-e957a2ca3e76 | NFPA 170 VOICE EVACUATION CONTROL UNIT |  |  | North | Potter |  | Voice Evac Control Unit |  |  |  | Assembly | TRUE | PVX-100/12Z |  | 100W Voice Evacuation System with 12 Speaker Zones | 1 | [6 empty] | FALSE | [5 empty] | #FFFF0000 | FA-NFPA 170 VOICE EVACUATION CONTROL UNIT | 1 | FALSE | FALSE | FALSE | 211 | [8 empty] | 7,12,18 |  |  |  |  | TRUE | [7 empty] | THOR\acont | 2024-09-08 17:27
44c6c00d-8775-47b4-a147-e9587842f13f |  |  |  | North | Edwards |  | Hardware |  |  |  | Hardware | TRUE | ATCK |  | Attack Rated Door Kit for RCC7 Cabinet | 1 | [12 empty] | #FFFFFFFF |  |  | FALSE | FALSE | FALSE | [22 empty] | THOR\acont | 2024-10-09 10:48
ef6b295b-7926-4c44-85db-e9595866b30d | NFPA 170 SPEAKER STROBE |  |  | North | Edwards |  | Speaker/Strobe |  |  |  | Module | TRUE | G4HFWN-S2VMA |  | 25V Speaker/Strobe, White, 15, 30, 75, 110 cd, Amber | 1 | 0 | 0.078 |  |  |  |  | FALSE | [5 empty] | #FF0070C0 | FA-NFPA 170 SPEAKER STROBE | 1 | FALSE | FALSE | FALSE | 2019 | [13 empty] | FALSE | [7 empty] | THOR\acont | 2024-09-08 17:27 |  | [Edwards, Kidde] [NAC] [24 VDC] G4ERA-A, G4ERA-B, G4ERA-G, G4ERA-R, G4ERF-C, G4ERN-A, G4ERN-B, G4ERN-C, G4ERN-G, G4ERN-R, G4EWA-A, G4EWA-B, G4EWA-G, G4EWA-R, G4EWF-C, G4EWN-A, G4EWN-B, G4EWN-C, G4EWN-G, G4EWN-R, G4F-S2V1575, G4F-S2VM, G4F-S7V1575, G4F-S7 [Edwards, Kidde] [NAC] [16 VDC] G4ERA-A, G4ERA-B, G4ERA-G, G4ERA-R, G4ERF-C, G4ERN-A, G4ERN-B, G4ERN-C, G4ERN-G, G4ERN-R, G4EWA-A, G4EWA-B, G4EWA-G, G4EWA-R, G4EWF-C, G4EWN-A, G4EWN-B, G4EWN-C, G4EWN-G, G4EWN-R, G4F-S2V1575, G4F-S2VM, G4F-S7V1575, G4F-S7 [Edwards, Kidde] [AUDIO 25v] [25V AUDIO] EGCF-S2VMH (C), G4F-S2, G4F-S2V1575, G4F-S2VM, G4HFRF-S2, G4HFRF-S2VMC, G4HFRN-S2, G4HFRN-S2VMC, G4HFWA-S2, G4HFWA-S2VMA, G4HFWA-S2VMC, G4HFWF-S2, G4HFWF-S2VMC, G4HFWN-S2, G4HFWN-S2VMA, G4HFWN-S2VMC, G4RF-S2, G4RF
7e34bd7b-f44b-49d8-ab27-e95982303dd6 |  |  |  | North | Notifier |  | Hardware |  |  |  | Hardware | TRUE | DPA-1 |  | Dress Plate, 2nd Row | 1 | [6 empty] | FALSE |  | SURFACE |  | PROVIDED ("WX"HX"D) | N/A | #FFFFFFFF |  |  | FALSE | FALSE | FALSE |  |  |  | 7165-0028:0224 | [10 empty] | FALSE | [7 empty] | THOR\acont | 2024-10-09 10:48
e6de3803-4762-4c14-9af0-e95d9b15d530 | NFPA 170 HEAT DETECTOR |  |  | North | NAPCO |  | Heat Detector |  |  |  | Module | TRUE | GEMC-WL-HEAT | + | Gemini Commercial Wireless Heat, 135º F | 1 | [12 empty] | #FFFF0000 | FA-NFPA 170 HEAT DETECTOR | 1 | FALSE | FALSE | FALSE | 1403 | [19 empty] | DESKTOP-7SAL8M7\acont | 2020-01-21 11:59 | THOR\acont | 2024-09-08 17:27 |  | [NAPCO] [WIRELESS FIRE] GEMC-WL-HEAT, GEMC-WL-SMK (C), GEMC-WL-WD2
fd24696c-fa0c-4904-8a35-e9622b2e70bb | NFPA 170 SPEAKER WALL |  |  | North | Siemens |  | Speaker |  |  |  | Module | TRUE | SC-SP-WW-F |  | WALL ACEND SPEAKER, WHITE, "FIRE" | 1 | [6 empty] | TRUE | [5 empty] | #FF0070C0 | FA-NFPA 170 SPEAKER WALL | 1 | FALSE | FALSE | FALSE | [20 empty] | XPS-17-9710\August | 2024-10-08 05:34 | XPS-17-9710\August | 2024-10-10 15:23 | 20241008 NEW SIEMENS PARTS | [Siemens] [AUDIO 70.7v] [70V AUDIO] SC-SP-CR-F (C), SC-SP-CW-F (C), SC-SP-WR-F, SC-SP-WW-F, SC-SS-CR-F (C), SC-SS-CW-F (C), SC-SS-WR-F, SC-SS-WW-F [Siemens] [AUDIO 25v] [25V AUDIO] SC-SP-CR-F (C), SC-SP-CW-F (C), SC-SP-WR-F, SC-SP-WW-F, SC-SS-CR-F (C), SC-SS-CW-F (C), SC-SS-WR-F, SC-SS-WW-F
0d88a426-eefe-4400-8241-e9663389eca0 | NFPA 170 STROBE CEILING |  |  | North | Autocall |  | Strobe |  |  |  | Module | TRUE | A4906-9202 | + | Multi-Candela Addressable Strobe; Ceiling Mount, Red | 1 | 0 | 0 |  |  |  |  | TRUE | TRUE |  |  |  |  | #FF0070C0 | FA-NFPA 170 STROBE CEILING | 1 | FALSE | FALSE | FALSE | 2022 | [16 empty] | C |  |  | DESKTOP-0D6CQVA\lousc | 2019-07-05 10:11 | THOR\acont | 2024-09-08 17:27 |  | [Autocall, Simplex] [IDNac] [23 VDC RMS] 4906-9202 (C), 4906-9204 (C), A4906-9202 (C), A4906-9204 (C)
e6acb184-729e-42d0-9ca2-e980d19f556e |  |  |  | North | Edwards |  | Hardware |  |  |  | Hardware | TRUE | 757A-BDFW |  | Bi-directional Mounting Frame - WHITE. | 1 | [6 empty] | FALSE | [5 empty] | #FFFFFFFF |  |  | FALSE | FALSE | FALSE | [14 empty] | FALSE | [7 empty] | THOR\acont | 2024-10-09 10:48
03da4835-5bd3-46bb-8907-e9889627cc61 |  |  |  | North | Software House | Security/Access Control |  |  |  |  | Module | TRUE | IP-ACM2A-MB |  |  | 1 | [12 empty] | #FFFFFFFF |  |  | FALSE | FALSE | FALSE | [20 empty] | THOR\acont | 2024-03-12 21:43 | THOR\acont | 2024-10-09 10:48
a08a3cb9-a035-4f3c-8f88-e98d6bbad15e | NFPA 170 FIRE ALARM CONTROL UNIT | RISER FACP |  | North | Edwards |  | Fire Alarm Control Unit |  |  |  | Assembly | TRUE | FSP502RD |  | FACP - 5 Cl 'B' IDCs, 2 Cl 'B' NACs, LCD & Dialer, 120V, Red | 1 | [6 empty] | FALSE | [5 empty] | #FFFF0000 | FA-NFPA 170 FIRE ALARM CONTROL UNIT | 1 | FALSE | FALSE | FALSE | 202 | [8 empty] | 7,12,18 |  |  |  |  | TRUE | [7 empty] | THOR\acont | 2024-09-08 17:27
ca38aeb4-f18c-4983-9485-e98d743add58 |  |  |  | North | Edwards |  | Hardware |  |  |  | Hardware | TRUE | MN-HS16GPC |  | 1600 Watt class optional protective cover. | 1 | [6 empty] | FALSE | [5 empty] | #FFFFFFFF |  |  | FALSE | FALSE | FALSE | [14 empty] | FALSE | [7 empty] | THOR\acont | 2024-10-09 10:48
ef495c12-2b1b-43f1-a9a0-e99072d2d2ce | NFPA 170 HORN STROBE |  |  | North | Edwards |  | Horn/Strobe |  |  |  | Module | TRUE | WG4RF-HVMC |  | Outdoor rated horn-strobe, red with FIRE marking, clear lens | 1 | 0 | 0.297 |  |  |  |  | FALSE | [5 empty] | #FF0070C0 | FA-NFPA 170 HORN STROBE | 1 | FALSE | FALSE | FALSE | 2012 | [13 empty] | FALSE |  |  | WP |  |  | DESKTOP-7EIEB7A\acont | 2022-01-05 12:33 | THOR\acont | 2024-09-08 17:27 | Cloned from Edwards WG4RF-HVMC | [Edwards, Kidde] [NAC] [16 VFWR, CONTINUOUS] WG4RF-HVMC, WG4RF-HVMC (C) (C), WG4RN-HVMC, WG4RN-HVMC (C) (C), WG4WF-HVMC, WG4WF-HVMC (C) (C), WG4WN-HVMC, WG4WN-HVMC (C) (C) [Edwards, Kidde] [NAC] [24 VDC, CONTINUOUS] WG4RF-HVMC, WG4RF-HVMC (C) (C), WG4RN-HVMC, WG4RN-HVMC (C) (C), WG4WF-HVMC, WG4WF-HVMC (C) (C), WG4WN-HVMC, WG4WN-HVMC (C) (C) [Edwards, Kidde] [NAC] [16 VDC, CONTINUOUS] WG4RF-HVMC, WG4RF-HVMC (C) (C), WG4RN-HVMC, WG4RN-HVMC (C) (C), WG4WF-HVMC, WG4WF-HVMC (C) (C), WG4WN-HVMC, WG4WN-HVMC (C) (C)
3d70e976-25b7-4084-b27c-e99aadd06413 | NFPA 170 HEAT DETECTOR |  |  | North | Chemtronics |  | Heat Detector |  |  |  | Module | TRUE | AT-135 | ++ | Heat Detector, 135°F (57°C) Fixed | 1 | [6 empty] | FALSE | TRUE |  |  |  |  | #FFFF0000 | FA-NFPA 170 HEAT DETECTOR | 1 | FALSE | FALSE | FALSE | 1403 | [13 empty] | FALSE | [7 empty] | THOR\acont | 2024-09-08 17:27 | 20191121 AC Detector without base | [Chemtronics, Firelite, MIRCOM, Notifier, System Sensor] [IDC] 01 [*] [IDC 2-WIRE ++] 1151 (C), 1151EIS (C), 1400 (C), 1451 (C), 1451DH (C), 1451DHHT (C), 2100AT (C), 2100S (C), 2100TR (C), 2100TS (C), 2151 w/B110LP (C), 2151 w/B116LP (C), 2151 w/B401 (C
797f08d1-208f-452a-8f03-e99d3c6e5aee |  |  |  | North | Edwards |  | Cards & Components |  |  |  | Card | TRUE | 3-12/S1RY |  | 12 Switch, 12 Red, 12 Yel Ctrl Dis Mod | 1 | 0.002 | 0.038 |  |  |  |  | TRUE | [5 empty] | #FFFFFFFF |  |  | FALSE | FALSE | FALSE | [14 empty] | FALSE | [7 empty] | THOR\acont | 2024-10-09 10:48
b8c084fe-349b-463d-be62-e9a6535aca9f |  |  |  | North | Edwards |  | Cards & Components |  |  |  | Card | TRUE | MN-HS16G3P |  | 960 Watt non-Omni directional HPSA Assembly (3 of 5 Active Panels) with lockable NEMA 4 amplifier, 110V/60Hz inverter/battery charger and electronics enclosure, lockable NEMA 4 battery enclosure (w/o batteries). Enclosures equipped with tamper switches. AC powered amplifier with DC backup. Edwards hard-wire interface included. Batteries and accessories are ordered separately. Gray colored speaker head. | 1 | [6 empty] | TRUE | [5 empty] | #FFFFFFFF |  |  | FALSE | FALSE | FALSE | [14 empty] | FALSE | [7 empty] | THOR\acont | 2024-10-09 10:48
72575dcb-9d05-435b-b87f-e9a92988369e | NFPA 170 SMOKE DETECTOR |  |  | North | Hochiki |  | Smoke Detector |  |  |  | Module | TRUE | SLR-24V w/NS4-220 STANDARD BASE | SLR-24V w/NS4-220 STANDARD BASE | PHOTOELECTRIC SMOKE DETECTOR w/ STANDARD BASE | 1 |  | 0.243 |  |  |  |  | TRUE | TRUE |  | *Refer to Install Sheet |  |  | #FFFF0000 | FA-NFPA 170 SMOKE DETECTOR | 1 | FALSE | FALSE | FALSE | 1408 | [19 empty] | DESKTOP-0D6CQVA\lousc | 2019-10-06 17:46 | THOR\acont | 2024-09-08 17:27 | from Hochiki SOC-24V w/NS4-220 STANDARD BASE | [Hochiki] [IDC] 02 [IDC] SLR-24H w/HSC-220L LATCHING LED BASE (C), SLR-24H w/HSC-220R - 2 WIRE RELAY BASE (C), SLR-24H w/HSC-221L LATCHING LED BASE (C), SLR-24H w/HSC-221R - 2 WIRE RELAY BASE (C), SLR-24H w/HSC-224L LATCHING LED BASE (C), SLR-24H w/HSC-2
0a854281-657b-4546-9169-e9b0fac48ebb | NFPA 170 ADDRESSABLE INPUT MONITOR MODULE |  |  | North | DMP |  | Addressable Module |  |  |  | Module | TRUE | 714-8-R |  | 8 Zone Input Module, red Model 340 enclosure | 1 | 0.0328 | 0.036 |  |  |  |  | FALSE | [5 empty] | #FFFF0000 | FA-NFPA 170 ADDRESSABLE INPUT MONITOR MODULE | 1 | FALSE | FALSE | FALSE | 1000 | [13 empty] | FALSE |  |  | 8 |  |  | DESKTOP-7SAL8M7\acont | 2020-08-19 11:26 | THOR\acont | 2024-09-08 17:27 | Cloned from DMP 714-8 | [BluePoint, DMP] [DMP LX BUS] [*] [LX BUS] 712-8, 714, 714-16, 714-16L-G, 714-16L-R, 714-16PCB, 714-16-R, 714-8, 714-8L-G, 714-8L-R, 714-8PCB, 714-8-R, 715-16, 715-16PCB, 715-8, 715-8 COPY, 715-8PCB, BP-DHE-714-8 | [BluePoint, DMP] 712-8, 714-8, 714-8L-G, 714-8L-R, 714-8PCB, 714-8-R, 715-8, 715-8 COPY, 715-8PCB, BP-DHE-714-8
7e969080-e232-4368-9a5f-e9b523a86ebb |  |  |  | North | Edwards |  | Cards & Components |  |  |  | Card | TRUE | ANS100AMD |  | 100W audio notification module, /w microphone & DMR | 1 | 0.6 | 2.6 |  |  |  |  | TRUE | [5 empty] | #FFFFFFFF |  |  | FALSE | FALSE | FALSE | [14 empty] | FALSE | [7 empty] | THOR\acont | 2024-10-09 10:48 |  | [Edwards, Kidde] [NAC Trigger] ANS100AMD, ANS100AMD2 | [Edwards, Kidde] ANS100A, ANS100AM, ANS100AMD, ANS100AMD2
2336cb70-35f5-4204-a918-e9b96d8c7e25 |  |  |  | North | System Sensor |  | Hardware |  |  |  | Hardware | TRUE | BEAMMMK | ++ | Multi-mount kit for BEAM1224 and BEAM200 | 1 | [6 empty] | FALSE | FALSE |  |  |  |  | #FFFFFFFF |  |  | FALSE | FALSE | FALSE | [14 empty] | FALSE | [5 empty] | DESKTOP-7SAL8M7\acont | 2020-02-23 09:45 | THOR\acont | 2024-10-09 10:48 | Cloned from Notifier BEAMMMK
dcb2100a-6616-4e9c-9642-e9b9b7c31528 |  |  |  | North | Bosch | [5 empty] | Module | TRUE | LBB4432/00 | * | PRAESIDEO Call Station KP | 1 | [12 empty] | #FFFFFFFF |  |  | FALSE | FALSE | FALSE | [20 empty] | DESKTOP-7EIEB7A\acont | 2021-08-13 06:25 | THOR\acont | 2024-10-09 10:48
a32b55a0-92d8-4cf4-9988-e9ba2b1a2eb7 | HEAT DETECTOR |  |  | North | Block Definition Only |  | Heat Detector |  |  |  | Module | TRUE | HEAT DETECTOR |  | HEAT DETECTOR | 1 | [12 empty] | #FFFF0000 | FA-HEAT DETECTOR | 1 | FALSE | FALSE | FALSE | 1403 | [19 empty] | DESKTOP-7EIEB7A\acont | 2021-09-03 06:53 | THOR\acont | 2024-09-08 17:27 | Cloned from Block Definition Only NFPA 170 HEAT DETECTOR
60856bd8-2f94-4490-beb3-e9bbd20fc22a | NFPA 170 CHIME |  |  | North | Siemens |  | Chime |  |  |  | Module | TRUE | CH-R | 500-636019 | CHIME RED | 1 | [12 empty] | #FFFF0000 | FA-NFPA 170 CHIME | 1 | FALSE | FALSE | FALSE | [17 empty] | CH |  |  | DESKTOP-7SAL8M7\acont | 2019-08-13 09:04 | THOR\acont | 2024-09-08 17:27 |  | [Siemens] [NAC] [16-33VDC] CH-CW (C), CH-R, CH-W
326e7dfd-7164-40a3-8c1c-e9bd3459ea68 |  |  |  | North | HID | Security/Access Control |  |  |  |  | Module | TRUE | 212X |  |  | 1 | [12 empty] | #FFFFFFFF |  |  | FALSE | FALSE | FALSE | [20 empty] | THOR\acont | 2024-03-12 21:20 | THOR\acont | 2024-10-09 10:48
75dd6203-e8f2-4a3a-9a98-e9c3cc91ef6b | NFPA 170 ADDRESSABLE OUTPUT MODULE |  |  | North | MIRCOM |  | Addressable Control/Relay |  |  |  | Module | TRUE | MIX-M500RAP | + | Relay Module | 1 | 0.0003 | 0.0055 |  |  |  |  | FALSE | [5 empty] | #FFFF0000 | FA-NFPA 170 ADDRESSABLE OUTPUT MODULE | 1 | FALSE | FALSE | FALSE | 1100 | [13 empty] | FALSE |  |  | R |  |  | DESKTOP-7SAL8M7\acont | 2019-04-12 12:19 | THOR\acont | 2024-09-08 17:27 | Cloned from MIRCOM MIX-M500R | [MIRCOM] [SLC MODULES] [*] [#3 TYPE ADDR ¦ MODULES] CR-6, CZ-6, IM-10, MIX-100P, MIX-100R, MIX-100S, MIX-101P, MIX-4040, MIX-4040M, MIX-4041, MIX-4045, MIX-4045-M, MIX-4046, MIX-M500DM, MIX-M500DMAP, MIX-M500FP, MIX-M500M, MIX-M500MAP, MIX-M500R, MIX-M50 [MIRCOM] [SLC MODULES SENSORS] [*] [#1 SHARED ADDR ¦ MODULES] CR-6, CZ-6, IM-10, MIX-100P, MIX-100R, MIX-100S, MIX-100X, MIX-101P, MIX-4040, MIX-4040M, MIX-4041, MIX-4045, MIX-4045-M, MIX-4046, MIX-M500DM, MIX-M500DMAP, MIX-M500FP, MIX-M500M, MIX-M500MAP
1a238a60-db3d-461d-b2dc-e9c4cfc0af9f | NFPA 170 SMOKE DETECTOR |  |  | North | MIRCOM |  | Smoke Detector |  |  |  | Module | TRUE | SD-100-4WP | ++ | 4 wire Photoelectric Smoke Detector with remote LED output, includes 6-inch base. | 1 | 0.00014 | 0.09 |  |  |  |  | TRUE | TRUE |  |  |  |  | #FFFF0000 | FA-NFPA 170 SMOKE DETECTOR | 1 | FALSE | FALSE | FALSE | 1408 | [19 empty] | DESKTOP-7EIEB7A\acont | 2023-08-04 15:03 | THOR\acont | 2024-09-08 17:27 | Cloned from MIRCOM SD-100-2WP | [MIRCOM] [AUX POWER] [*] [AUX 4-WIRE ++] SD-100-4WP (C), SD-100-4WT-6K (C) [MIRCOM] [IDC] 07 [IDC 4-WIRE ++] SD-100-4WP (C), SD-100-4WT-6K (C)
01005b28-fd21-42ad-afb7-e9c4f5efde15 | NFPA 170 STROBE WALL |  |  | North | Kidde |  | Strobe |  |  |  | Module | TRUE | 4MS-7AW | + | Strobe, 15/75, White | 1 | 0 | 0.255 |  |  |  |  | FALSE | [5 empty] | #FF0070C0 | FA-NFPA 170 STROBE WALL | 1 | FALSE | FALSE | FALSE | 2023 | [13 empty] | FALSE | [5 empty] | DESKTOP-7EIEB7A\acont | 2021-11-15 14:41 | THOR\acont | 2024-09-08 17:27 | Cloned from Kidde 4MS-7AR | [Kidde] [NAC] [24 VDC] 4MS-7AR, 4MS-7AW, CS405-7A [Kidde] [NAC] [16 VDC] 4MS-7AR, 4MS-7AW, CS405-7A
8bd23dbe-0406-4bdb-9a9b-e9c8dd6fb1f3 |  |  |  | North | Siemens | [5 empty] | Module | TRUE | SSD-C | 500-648733 | REMOTE LCD DISPLAY W/ CONTROL- ACU/SIL/RESET (NO MENU CAPABILITY) FIELD MOUNTED | 1 | 0.2 | 0.2 | [10 empty] | #FFFFFFFF |  |  | FALSE | FALSE | FALSE | [20 empty] | DESKTOP-7SAL8M7\acont | 2019-08-13 09:04 | THOR\acont | 2024-10-09 10:48 |  | [Bosch, Siemens] [AUX POWER] B465, CPYEC-2-24, CPY-HLI, CPY-MTS, FSD901 Main Board, FSD901-R3 Main Board, FSD901-U3 Main Board, SSD, SSD-C, SSD-C-INT, SSD-C-REM, SSD-INT, SSD-LOC [Bosch, Siemens] [AUX POWER] [*] B465, CPYEC-2-24, CPY-HLI, CPY-MTS, FSD901, FSD901-R3, FSD901-U3, SSD, SSD-C, SSD-C-INT, SSD-C-REM, SSD-INT, SSD-LOC [Siemens] [RS-485] FSD901, FSD901-R3, FSD901-U3, SSD, SSD-C, SSD-C-INT, SSD-C-REM, SSD-INT, SSD-LOC
221f3d02-d6dd-43af-b59a-e9cf33e08f43 |  |  |  | North | NAPCO |  | Cards & Components |  |  |  | Card | TRUE | GEMC-F8ZCPIM | ++ | Conventional 8-zone 2-wire fire input module | 1 | 0.072 | 0.072 |  |  | 24 |  | TRUE | [5 empty] | #FFFFFFFF |  |  | FALSE | FALSE | FALSE | [20 empty] | DESKTOP-7SAL8M7\acont | 2020-01-21 11:59 | THOR\acont | 2024-10-09 10:48 |  |  | [NAPCO] GEMC-EZM8, GEMC-F8ZCPIM
9cfec9c5-8e13-4851-bc77-e9d2f274380c | BP MANUAL STATION |  |  | North | BluePoint |  | Manual Station |  |  |  | Assembly | TRUE | BP02-A102PH | ++ | PPS ASSEMBLY HW/H (inc. Module) | 1 | [6 empty] | FALSE | [5 empty] | #FFFF0000 | FA-BP MANUAL STATION | 1 | FALSE | FALSE | FALSE | 957 | [13 empty] | FALSE |  |  | P |  |  | THOR\acont | 2024-04-12 12:31 | THOR\acont | 2024-09-08 17:27 | Cloned from BluePoint BP02-102P CLONED | [BluePoint] [IDC] 01 BP02-101M, BP02-101P, BP02-102M, BP02-102P, BP02-A101M, BP02-A101P, BP02-A101PH, BP02-A102M, BP02-A102P, BP02-A102PH
bc0e2772-0f72-4d35-8581-e9d76a58dc00 | NFPA 170 STROBE CEILING |  |  | North | Eaton Wheelock |  | Strobe |  |  |  | Module | TRUE | EL4XST-FW | ++ | CEILING STROBE, WHITE, FIRE | 1 | [6 empty] | TRUE | TRUE |  |  |  |  | #FF0070C0 | FA-NFPA 170 STROBE CEILING | 1 | FALSE | FALSE | FALSE | 2020 | [16 empty] | C |  |  | THOR\acont | 2024-08-15 09:32 | THOR\acont | 2024-09-08 17:27 | Cloned from Eaton Wheelock EL3RHS-FW | [Eaton Wheelock] [NAC] [24VDC] EL3RST-FR (C), EL3RST-FW (C), EL4XST-FR (C), EL4XST-FW (C)
eea715e5-9591-4d8e-b0af-e9dc099d5dd4 | NFPA 170 MANUAL PULL |  |  | North | Notifier |  | Manual Station |  |  |  | Module | TRUE | BNG-1TSL | ++ | Manual Pull Station, single action | 1 | [6 empty] | FALSE | FALSE |  |  |  |  | #FFFF0000 | FA-NFPA 170 MANUAL PULL | 1 | FALSE | FALSE | FALSE | 957 | [13 empty] | FALSE | [7 empty] | THOR\acont | 2024-09-08 17:27 |  | [Det-Tronics, Edwards, Kidde, Notifier] [IDC] 01 30-3013, 30-3013 w/FMM-101, Q3013D, 5621 (C), 5622 (C), 5623 (C), 5624 (C), BNG-1, BNG-1F, BNG-1FTS, BNG-1R, BNG-1SP, BNG-1TS, BNG-1TSL, BNG-1TSR, BNG-1TSRL, CP-651 (C), HD-601 (C), HD-602 (C), HD-603 (C), [Chemtronics, Firelite, MIRCOM, Notifier, System Sensor] [IDC] 01 [*] [IDC 2-WIRE ++] 1151 (C), 1151EIS (C), 1400 (C), 1451 (C), 1451DH (C), 1451DHHT (C), 2100AT (C), 2100S (C), 2100TR (C), 2100TS (C), 2151 w/B110LP (C), 2151 w/B116LP (C), 2151 w/B401 (C
b6b5f439-5f52-4694-b996-e9e0d4d230a8 | NFPA 170 PRESSURE SWITCH |  |  | North | Potter |  | Pressure Switch |  |  |  | Module | TRUE | PS15 | + | Low/High Supervisory Pressure Switch for Low Differential Dry and Preaction Valves - Nominal System Pressure 15 psi | 1 | [6 empty] | FALSE | [5 empty] | #FFFF0000 | FA-NFPA 170 PRESSURE SWITCH | 1 | FALSE | FALSE | FALSE |  |  |  | 7770-0328:0010 | [10 empty] | FALSE | [7 empty] | THOR\acont | 2024-09-08 17:27 |  | [Potter] [IDC] 01 OSYSU Series, OSYSU-CRH, OSYSU-EX, OSYSU-EX-O, PCVS Series, PCVS-CRH, PIVS-U-EX, PIVSU-EX-O, PS10 Series, PS10-EX, PS15, PS25, PS40 Series, PS40-EX, RBVS, VSG, VSR Series, VSR-10, VSR-AT, VSR-C, VSR-CF, VSR-FE-2, VSR-FEX Series, VSR-S S
676f9916-8f80-41cc-be08-e9e9a8d0d76a |  |  |  | North | Honeywell |  | Cards & Components |  |  |  | Card | TRUE | VISTA-128FBPT Main Board | + | Main Board | 1 | 0.3 | 0.47 |  |  |  |  | TRUE | [5 empty] | #FFFFFFFF |  |  | FALSE | FALSE | FALSE | [14 empty] | FALSE | [5 empty] | AULAPTOP-PC\Aulaptop | 2018-09-02 05:14 | THOR\acont | 2024-10-09 10:48 | Cloned from Honeywell New Part |  | [Honeywell] VISTA-128FBPT Main Board, VISTA-20P Main Board, VISTA-21iP Main Board, VISTA-250FBPT Main Board, VISTA-32FBPT Main Board [Fike, First Alert, Honeywell, Siemens, Silent Knight] 10-2542, 10-2622, 5110XM Main Board, FA1600C Main Board, FA1600C-24 Main Board, FA1600CA Main Board, FA1600CB Main Board, FC924-US Main Board, SK-2, SK-4, VISTA-128FBPT Main Board, VISTA-20P Main Boar
093659c4-4656-433a-98bb-e9e9d52c721e |  |  |  | North | Edwards |  | Cards & Components |  |  |  | Card | TRUE | FSRZI-A |  | Remote Zone Indicator /w 5 alarm LEDs | 1 | 0.008 | 0.076 |  |  |  |  | TRUE | [5 empty] | #FFFFFFFF |  |  | FALSE | FALSE | FALSE | [14 empty] | FALSE | [7 empty] | THOR\acont | 2024-10-09 10:48 |  | [Edwards] [RS-485] FSRA10 Mainboard, FSRA10C Mainboard, FSRRM24, FSRSI, FSRZI-A, FSRZI-SA, FSUIM
20077729-8105-44e1-8b65-e9f3ff92b597 |  |  |  | North | GRI PRODUCTS | Security/Access Control |  |  |  |  | Module | TRUE | 4462A |  |  | 1 | [12 empty] | #FFFFFFFF |  |  | FALSE | FALSE | FALSE | [20 empty] | THOR\acont | 2024-03-12 21:43 | THOR\acont | 2024-10-09 10:48
75f254ce-6cf4-4ebf-a951-e9f665d71e90 | NFPA 170 SMOKE DETECTOR |  |  | North | Firelite |  | Smoke Detector |  |  |  | Module | TRUE | SD365 w/B200S-LF-WH | + | White, Addressable photoelectric detector, Low Frequency Sounder Base | 1 | 0.0002 | 0.0045 |  |  |  |  | FALSE | TRUE |  |  |  |  | #FFFF0000 | FA-NFPA 170 SMOKE DETECTOR | 1 | FALSE | FALSE | FALSE | 1408 | [13 empty] | FALSE |  |  | LF |  |  | DESKTOP-7SAL8M7\acont | 2019-03-28 05:24 | THOR\acont | 2024-09-08 17:27 | 20191121 AC Detector with base | [Firelite, System Sensor] [SLC MODULES SENSORS] [*] [#2 SHARED ADDR ¦ SENSORS] AD355 w/B200SR-LF-WH (C), AD355 w/B200SR-WH (C), AD355 w/B210LP (C), AD355 w/B224BI-WH (C), AD355 w/B224RB-WH (C), AD355 w/B501 (C), BEAM355 (C), BEAM355S (C), CP355 w/B200SR- [Firelite, System Sensor] [AUX POWER] [24VDC, HIGH VOLUME] AD355 w/B200SR-LF-WH (C), H355 w/B200SR-LF (C), H355HT w/B200SR-LF (C), H355R w/B200SR-LF (C), H365 w/B200S-LF-WH (C), H365HT w/B200S-LF-WH (C), H365R w/B200S-LF-WH (C), SD355 w/B200SR-LF (C), SD [Firelite, System Sensor] [AUX POWER] [*] [16VDC, HIGH VOLUME] AD355 w/B200SR-LF-WH (C), H355 w/B200SR-LF (C), H355HT w/B200SR-LF (C), H355R w/B200SR-LF (C), H365 w/B200S-LF-WH (C), H365HT w/B200S-LF-WH (C), H365R w/B200S-LF-WH (C), SD355 w/B200SR-LF (C) [Firelite, System Sensor] [SLC SENSORS] [*] [#4 TYPE ADDR ¦ SENSORS] AD355 w/B200SR-LF-WH (C), AD355 w/B200SR-WH (C), AD355 w/B210LP (C), AD355 w/B224BI-WH (C), AD355 w/B224RB-WH (C), AD355 w/B501 (C), BEAM355 (C), BEAM355S (C), CP355 w/B200SR-WH (C), CP
15b416d4-9d88-4a1a-8237-e9fb7781a8b4 |  |  |  | North | Kidde |  | Cards & Components |  |  |  | Card | TRUE | 84-732001-901 Main Board | ++ | Main Board | 1 | 0.1 | 0.24 | 5.4 |  |  |  | TRUE | [5 empty] | #FFFFFFFF |  |  | FALSE | FALSE | FALSE | [14 empty] | FALSE | [5 empty] | DESKTOP-7EIEB7A\acont | 2023-05-01 13:22 | THOR\acont | 2024-10-09 10:48 | Cloned from Kidde 76-600000-001 Main Board | [Edwards, Kidde, Macurco] [IDC] [#2 TROUBLE] 2IDC, 76-600000-001 Main Board, 76-800xxx-xxx Main Board, 77-600000-901 Main Board, 84-732001-901 Main Board, DVP-120 Mainboard, EST1-2Z Mainboard, FSP1004G Mainboard, FSP1004G-2 Mainboard, FSP1004GD Mainboard [Edwards, Kidde, Macurco] [IDC] [#3 SUPERVISORY] 2IDC, 76-600000-001 Main Board, 76-800xxx-xxx Main Board, 77-600000-901 Main Board, 84-732001-901 Main Board, DVP-120 Mainboard, EST1-2Z Mainboard, FSP1004G Mainboard, FSP1004G-2 Mainboard, FSP1004GD Mainb [Edwards, Kidde] [VAC ] 2IDC, 76-600000-001 Main Board, 76-800xxx-xxx Main Board, 77-600000-901 Main Board, 84-732001-901 Main Board, APS10A Mainboard, APS6A Mainboard, BPS10A Mainboard, BPS10A/230 Mainboard, BPS6A Mainboard, BPS6A/230 Mainboard, EST1-2Z [Edwards, Kidde, Macurco] [IDC] [#1 ALARM] 2IDC, 76-600000-001 Main Board, 76-800xxx-xxx Main Board, 77-600000-901 Main Board, 84-732001-901 Main Board, DVP-120 Mainboard, EST1-2Z Mainboard, FSP1004G Mainboard, FSP1004G-2 Mainboard, FSP1004GD Mainboard, [Kidde] [IDC] [#4 RELAY] 76-600000-001 Main Board, 77-600000-901 Main Board, 84-732001-901 Main Board
c00adfa9-981a-4812-87df-ea03db45cc7d |  |  |  | North | Bosch | [5 empty] | Module | TRUE | MIC-7522-Z30WR-RO | * | ***(Ross)MIC IP starlight 7100i PTZ 2MP WHITE | 1 | [12 empty] | #FFFFFFFF |  |  | FALSE | FALSE | FALSE | [20 empty] | DESKTOP-7EIEB7A\acont | 2021-08-13 06:25 | THOR\acont | 2024-10-09 10:48
83d7bfb0-2d9d-4109-b487-ea0677e19d2e | NFPA 170 HORN STROBE |  |  | North | VES |  | Horn/Strobe |  |  |  | Module | TRUE | VF4007-X0 |  | 24 Volt Low Profile Evacuation Outdoor Horn/Strobe, Weather Proof, Wall, Red, Low Profile | 1 | 0 | 0.198 |  |  |  |  | FALSE | [5 empty] | #FF0070C0 | FA-NFPA 170 HORN STROBE | 1 | FALSE | FALSE | FALSE | 2012 | [13 empty] | FALSE | [5 empty] | XPS-17-9710\August | 2024-05-16 06:22 | THOR\acont | 2024-09-08 17:27 | Cloned from Gentex WGEC24-75WRLP | [Bosch, Gentex, Hochiki, VES] [NAC] [UL MAX] VF4007-X0, WGEC24-75PWR, WGEC24-75PWRLP, WGEC24-75PWW, WGEC24-75PWWLP, WGEC24-75WR, WGEC24-75WRLP, WGEC24-75WW, WGEC24-75WWLP, WHEC24-75WR, WHEC24-75WW
18213bf6-8635-4722-8ae3-ea0dee07e6d3 | NFPA 170 HEAT DETECTOR |  |  | North | Kidde |  | Heat Detector |  |  |  | Module | TRUE | KI-HRD w/KI-ABST BASE | ++ | Intelligent fixed temperature/Rate-of-rise heat detector, Audible Sounder Base | 1 | 3.2e-05 | 3.2e-05 |  |  |  |  | FALSE | [5 empty] | #FFFF0000 | FA-NFPA 170 HEAT DETECTOR | 1 | FALSE | FALSE | FALSE | 1403 | [13 empty] | FALSE | [5 empty] | DESKTOP-7SAL8M7\acont | 2020-01-02 08:35 | THOR\acont | 2024-09-08 17:27 | Cloned from Edwards SIGA-HRD w/SIGA-AB4G BASE | [Edwards, Kidde] [AUX POWER] FX-HD w/SB4U BASE, FX-PD w/SB4U BASE (C), FX-PHD w/SB4U BASE (C), KI-COD w/KI-ABST BASE (C), KI-HCD w/KI-ABST BASE, KI-HRD w/KI-ABST BASE, KI-PCD w/KI-ABST BASE (C), KI-PD w/KI-ABST BASE (C), KI-PHCD w/KI-ABST BASE (C), KI-PH [Edwards, Kidde] [SLC EST SENSORS] 01 [*] [EST3, iO1000] DS-HFS (C), DS-PS (C), FX-HD w/IB4U BASE, FX-HD w/RB4U BASE, FX-HD w/SB4U BASE, FX-HD w/SB4U-LF BASE, FX-HD wB4U BASE, FX-PD w/B4U BASE (C), FX-PD w/IB4U BASE (C), FX-PD w/SB4U BASE (C), FX-PD w/SB [Kidde] [SLC EST SENSORS] [*] [#4 TYPE ADDR ¦ SENSORS] DS-HFS (C), DS-PS (C), FX-HD w/IB4U BASE, FX-HD w/RB4U BASE, FX-HD w/SB4U BASE, FX-HD w/SB4U-LF BASE, FX-HD wB4U BASE, FX-PD w/B4U BASE (C), FX-PD w/IB4U BASE (C), FX-PD w/SB4U BASE (C), FX-PD w/SB4U [Edwards, Kidde] [SLC EST MODULES/SENSORS] 01 [*] [iO64] DS-HFS (C), DS-PS (C), FX-HD w/IB4U BASE, FX-HD w/RB4U BASE, FX-HD w/SB4U BASE, FX-HD w/SB4U-LF BASE, FX-HD wB4U BASE, FX-PD w/B4U BASE (C), FX-PD w/IB4U BASE (C), FX-PD w/SB4U BASE (C), FX-PD w/SB [Kidde] [SLC EST MODULES SENSORS] [*] [#2 SHARED ADDR ¦ SENSORS] DS-HFS (C), DS-PS (C), FX-HD w/IB4U BASE, FX-HD w/RB4U BASE, FX-HD w/SB4U BASE, FX-HD w/SB4U-LF BASE, FX-HD wB4U BASE, FX-PD w/B4U BASE (C), FX-PD w/IB4U BASE (C), FX-PD w/SB4U BASE (C), FX
988cad11-3468-43be-b3fd-ea0e4557cfe4 |  |  |  | North | Monaco Enterprises |  | Cards & Components |  |  |  | Card | TRUE | 227-969-CE MAIN BOARD |  |  | 1 | [6 empty] | TRUE | [5 empty] | #FFFFFFFF |  |  | FALSE | FALSE | FALSE | [20 empty] | AULAPTOP-PC\Aulaptop | 2019-04-20 03:50 | THOR\acont | 2024-10-09 10:48 |  |  | [Monaco Enterprises] 227-969-CE MAIN BOARD
99de75b8-6cff-46bb-b005-ea10b352d550 |  |  |  | North | Edwards |  | Hardware |  |  |  | Hardware | TRUE | QSA-2-F |  | OBSOLETE - Flush Cabinet, 2 Annunciator Option Space | 1 | [6 empty] | FALSE | [5 empty] | #FFFFFFFF |  |  | FALSE | FALSE | FALSE | [14 empty] | FALSE | [7 empty] | THOR\acont | 2024-10-09 10:48
af31ce53-3d8e-48f1-bde0-ea10f947a5df |  |  |  | North | Edwards |  | Cards & Components |  |  |  | Card | TRUE | MN-HS32T2P |  | 1280 Watt Non-Omni directional HPSA Assembly (2 of 5 Active Panels) with lockable NEMA 4 amplifier, 110V/60 Hz inverter/battery charger and electronics enclosure, lockable NEMA 4 battery enclosure (w/o batteries). Enclosures equipped with tamper switches. AC powered amplifier with DC backup. Edwards hard-wire interface included. Batteries and accessories are ordered separately. Tan colored speaker head. | 1 | [6 empty] | TRUE | [5 empty] | #FFFFFFFF |  |  | FALSE | FALSE | FALSE | [14 empty] | FALSE | [7 empty] | THOR\acont | 2024-10-09 10:48
0811b414-55e2-4698-8553-ea13552d471c | NFPA 170 HEAT DETECTOR |  |  | North | Apollo |  | Heat Detector |  |  |  | Module | FALSE | D900-TEMP w/D900-BASE4 |  | HEAT DETECTOR W/ 4" BASE | 1 | 0.00025 | 0.0025 |  |  |  |  | FALSE | [5 empty] | #FFFF0000 | FA-NFPA 170 HEAT DETECTOR | 1 | FALSE | FALSE | FALSE | 1403 | [13 empty] | FALSE |  |  | 4 |  |  |  |  | THOR\acont | 2024-09-08 17:27 | 20191121 AC Detector with base | [Apollo] [SLC APOLLO MODULES/SENSORS] [#11] D900-TEMP w/D900-BASE4, D900-TEMP w/D900-BASE6 [Advanced, Apollo] [SLC APOLLO MODULES SENSORS] [*] [#2 SHARED ADDR ¦ SENSORS] SA5150-650ADV w/SA5000-230ADV (C), SA5150-750ADV w/SA5000-210ADV (C), 45681-800 (C), 45681-805 (C), 55000-450 w/45681-210UL (C), 55000-450 w/45681-225APO (C), 55000-450 w/
f695ef69-4693-43dd-adde-ea19fa20629a | NFPA 170 HORN |  |  | North | Eaton Wheelock |  | Horn |  |  |  | Module | TRUE | EL3RHN-NW | ++ | WALL HORN, RED, FIRE | 1 | [6 empty] | TRUE | [5 empty] | #FF0070C0 | FA-NFPA 170 HORN | 1 | FALSE | FALSE | FALSE | 2020 | [19 empty] | THOR\acont | 2024-08-15 09:40 | THOR\acont | 2024-09-08 17:27 | Cloned from Eaton Wheelock EL3RST - FW | [Eaton Wheelock] [NAC] [24VDC, LOW DB] EL3RHN-NW, EL4XHN-NR
ce5b21b3-bb27-421b-a13e-ea1e73985c91 | NFPA 170 SPEAKER STROBE |  |  | North | Eaton Wheelock |  | Speaker/Strobe |  |  |  | Module | TRUE | ET70-24W-FR |  | Speaker/Strobe, 24 VDC, , 25/70 Vrms | 1 | [6 empty] | FALSE | FALSE |  |  |  |  | #FF0070C0 | FA-NFPA 170 SPEAKER STROBE | 1 | FALSE | FALSE | FALSE | 2019 | [13 empty] | FALSE | [7 empty] | THOR\acont | 2024-09-08 17:27 |  | [Bosch, Eaton Wheelock, Hochiki] [AUDIO 70.7v] [70V AUDIO] ET-1080-R, ET-1080-W, ET70-24MCW-FR, ET70-24MCW-FR, ET70-24MCW-FW, ET70-24MCWH-FR, ET70-24MCWH-FW, ET70-24MCWH-FW, ET70-24W-FR, ET70-R, ET70-R, ET70-W, ET70-W, ET90-24MCC-FR, ET90-24MCC-FW, ET90- [Bosch, Eaton Wheelock, Hochiki] [AUDIO 25v] [25V AUDIO] ET-1080-R, ET-1080-W, ET70-24MCW-FR, ET70-24MCW-FR, ET70-24MCW-FW, ET70-24MCWH-FR, ET70-24MCWH-FW, ET70-24MCWH-FW, ET70-24W-FR, ET70-R, ET70-R, ET70-W, ET70-W, ET90-24MCC-FR, ET90-24MCC-FW, ET90-24
1b78937a-5c94-42ae-b6aa-ea1eb90c5f07 | NFPA 170 HORN |  |  | North | Edwards |  | Horn |  |  |  | Module | TRUE | 757-1A-TW |  | Temporal Horn, 98 dbA Avg, White | 1 | [6 empty] | FALSE | [5 empty] | #FF0070C0 | FA-NFPA 170 HORN | 1 | FALSE | FALSE | FALSE | 2010 | [13 empty] | FALSE | [7 empty] | THOR\acont | 2024-09-08 17:27 |  | [Edwards, Faraday] [NAC] [24 VDC, HIGH] 6123L-0-14-24-DC, 757-1A-T, 757-1A-TW [Edwards, Faraday] [NAC] [24 VFWR, HIGH] 6123L-0-14-24-DC, 757-1A-T, 757-1A-TW
badb7154-dc74-4e61-9715-ea23af5ab0fd | NFPA 170 HEAT DETECTOR |  |  | North | Notifier |  | Heat Detector |  |  |  | Module | TRUE | HD-603 | ++ | Heat Detector, 135°F (57°C) Fixed | 1 | [6 empty] | FALSE | TRUE |  |  |  |  | #FFFF0000 | FA-NFPA 170 HEAT DETECTOR | 1 | FALSE | FALSE | FALSE | 1403 | [13 empty] | FALSE | [7 empty] | THOR\acont | 2024-09-08 17:27 | 20191121 AC Detector without base | [Honeywell, Notifier, System Sensor] [SLC MODULES SENSORS] [*] [#2 SHARED ADDR ¦ SENSORS] 2251B (C), 2251-COPTIR (C), 2251-COPTIR w/B200S-WH (C), 2251TB (C), 2251TMB (C), 5251B (C), 5251B-WP (C), 5251H (C), 5251RB (C), 5251RB-WP (C), 7251 (C), 7251DH (C) [Chemtronics, Firelite, MIRCOM, Notifier, System Sensor] [IDC] 01 [*] [IDC 2-WIRE ++] 1151 (C), 1151EIS (C), 1400 (C), 1451 (C), 1451DH (C), 1451DHHT (C), 2100AT (C), 2100S (C), 2100TR (C), 2100TS (C), 2151 w/B110LP (C), 2151 w/B116LP (C), 2151 w/B401 (C [Honeywell, Notifier, System Sensor] [SLC SENSORS] [*] [#4 TYPE ADDR ¦ SENSORS] 2251B (C), 2251-COPTIR (C), 2251-COPTIR w/B200S-WH (C), 2251TB (C), 2251TMB (C), 5251B (C), 5251B-WP (C), 5251H (C), 5251RB (C), 5251RB-WP (C), 7251 (C), 7251DH (C), DH200LP [Det-Tronics, Edwards, Kidde, Notifier] [IDC] 01 30-3013, 30-3013 w/FMM-101, Q3013D, 5621 (C), 5622 (C), 5623 (C), 5624 (C), BNG-1, BNG-1F, BNG-1FTS, BNG-1R, BNG-1SP, BNG-1TS, BNG-1TSL, BNG-1TSR, BNG-1TSRL, CP-651 (C), HD-601 (C), HD-602 (C), HD-603 (C),
81a7bb15-86e3-43e5-b6a6-ea23c41f383a | NFPA 170 HEAT DETECTOR |  |  | North | MIRCOM |  | Heat Detector |  |  |  | Module | TRUE | MIX-5351RAP w/B200SR-LF-WH | ++ | Intelligent Heat Detector, Fixed Temperature with Rate-of-Rise Detection, White - UL, Low Frequency Sounder Base | 1 | 0.0002 | 0.0045 |  |  |  |  | FALSE | TRUE |  |  |  |  | #FFFF0000 | FA-NFPA 170 HEAT DETECTOR | 1 | FALSE | FALSE | FALSE | 1403 | [13 empty] | FALSE |  |  | 135° FTR¦LF |  |  | DESKTOP-7EIEB7A\acont | 2023-05-25 09:35 | THOR\acont | 2024-09-08 17:27 | Cloned from MIRCOM MIX-5351AP w/B200SR-LF-WH | [MIRCOM] [SLC SENSORS] [*] [#4 TYPE ADDR ¦ SENSORS] DNR w/MIX-2251BR (C), DNR w/MIX-2351RAP (C), MIX-1251AP w/B200SR-LF-WH (C), MIX-1251AP w/B200SR-WH (C), MIX-1251AP w/B210LP (C), MIX-1251AP w/B224RB-WH (C), MIX-1251AP w/B501 (C), MIX-1251B w/B200SR-LF- [MIRCOM] [SLC MODULES SENSORS] [*] [#2 SHARED ADDR ¦ SENSORS] DNR w/MIX-2251BR (C), DNR w/MIX-2351RAP (C), MIX-1251AP w/B200SR-LF-WH (C), MIX-1251AP w/B200SR-WH (C), MIX-1251AP w/B210LP (C), MIX-1251AP w/B224RB-WH (C), MIX-1251AP w/B501 (C), MIX-1251B w/ [MIRCOM, Monaco Enterprises] [AUX POWER] [24 VDC] 721-121-00 w/B200SR-LF-WH (C), 721-124-00 w/B200SR-LF-WH (C), 722-121-00 w/B200SR-LF-WH (C), 722-406-00 w/B200SR-LF-WH (C), 723-345-00 w/B200SR-LF-WH (C), 723-353-00 w/B200SR-LF-WH (C), 723-361-00 w/B200S
c15fd3fc-c4c6-46c2-b97b-ea250adda33a | NFPA 170 VOICE EVACUATION CONTROL UNIT |  |  | North | Evax |  | Voice Evac Control Unit |  |  |  | Assembly | TRUE | HMX-MP80 | + | Master Panel, 80 Switch Control | 1 | [6 empty] | FALSE | [5 empty] | #FFFF0000 | FA-NFPA 170 VOICE EVACUATION CONTROL UNIT | 1 | FALSE | FALSE | FALSE | 211 | [8 empty] | 7,12,18 |  |  |  |  | TRUE | [5 empty] | DESKTOP-7SAL8M7\acont | 2020-07-16 11:07 | THOR\acont | 2024-09-08 17:27 | Cloned from Hochiki FNVMP80
74b79c25-103f-4ccc-86dc-ea352d009a49 |  |  |  | North | Bosch | [5 empty] | Module | TRUE | PRS-1AIP1 | * | IP Audio interface | 1 | [12 empty] | #FFFFFFFF |  |  | FALSE | FALSE | FALSE | [20 empty] | DESKTOP-7EIEB7A\acont | 2021-08-13 06:25 | THOR\acont | 2024-10-09 10:48
4ebd610e-56f0-4dc1-a960-ea369e20f022 | NFPA 170 EMERGENCY TEXTUAL VISUAL | NFPA 170 EMERGENCY TEXTUAL VISUAL |  | North | Monaco Enterprises |  | Emergency Visual |  |  |  | Module | TRUE | 710-075-01 | ++ | MAAP-X Text Display, 24 VDC, two line, multicolor | 1 | 0.22 | 1.3 |  |  |  |  | TRUE | [5 empty] | #FFFF0000 | FA-NFPA 170 EMERGENCY TEXTUAL VISUAL | 1 | FALSE | FALSE | FALSE | 258 | [19 empty] | DESKTOP-7EIEB7A\acont | 2023-04-19 11:27 | THOR\acont | 2024-09-08 17:27 | Cloned from Light Engineered Displays LED-4000 UL24V MNS | [Capsol, Monaco Enterprises] [RS-485] 710-075-01, CC-LED-01 [Capsol, Light Engineered Displays, Monaco Enterprises] [RS-485] 710-075-01, CC-LED-01, LED-4000 UL24V MNS [Capsol, Light Engineered Displays, Monaco Enterprises] [AUX POWER] [*] 176-268-03, 710-075-01, CC-LED-01, LED-4000 UL24V MNS, MNS-CNTRL, MNS-SUPERVISOR
3181cfea-b522-4945-80a9-ea3bcdf02f68 | NFPA 170 HORN STROBE CEILING |  |  | North | Kidde |  | Horn/Strobe |  |  |  | Module | TRUE | WG4RF-HVMHC (C) |  | Outdoor horn-strobe, red FIRE marking, candela, clear lens | 1 | 0 | 0.24 |  |  |  |  | FALSE | TRUE |  |  |  |  | #FF0070C0 | FA-NFPA 170 HORN STROBE CEILING | 1 | FALSE | FALSE | FALSE | 2013 | [13 empty] | FALSE |  |  | C, WP |  |  | DESKTOP-7EIEB7A\acont | 2022-01-05 12:33 | THOR\acont | 2024-09-08 17:27 | Cloned from Edwards WG4RF-HVMHC (C) | [Edwards, Kidde] [NAC] [UL1638, 24 VDC, CONTINUOUS] WG4RF-HVMHC, WG4RF-HVMHC (C) (C), WG4RN-HVMHC, WG4RN-HVMHC (C) (C), WG4WF-HVMHC, WG4WF-HVMHC (C) (C), WG4WN-HVMHC, WG4WN-HVMHC (C) (C) [Edwards, Kidde] [NAC] [UL1971, 16 VFWR, CONTINUOUS] WG4RF-HVMHC, WG4RF-HVMHC (C) (C), WG4RN-HVMHC, WG4RN-HVMHC (C) (C), WG4WF-HVMHC, WG4WF-HVMHC (C) (C), WG4WN-HVMHC, WG4WN-HVMHC (C) (C) [Edwards, Kidde] [NAC] [UL1638, 16 VFWR, CONTINUOUS] WG4RF-HVMHC, WG4RF-HVMHC (C) (C), WG4RN-HVMHC, WG4RN-HVMHC (C) (C), WG4WF-HVMHC, WG4WF-HVMHC (C) (C), WG4WN-HVMHC, WG4WN-HVMHC (C) (C) [Edwards, Kidde] [NAC] [UL1971, 24 VDC, CONTINUOUS] WG4RF-HVMHC, WG4RF-HVMHC (C) (C), WG4RN-HVMHC, WG4RN-HVMHC (C) (C), WG4WF-HVMHC, WG4WF-HVMHC (C) (C), WG4WN-HVMHC, WG4WN-HVMHC (C) (C) [Edwards, Kidde] [NAC] [UL1638, 16 VDC, CONTINUOUS] WG4RF-HVMHC, WG4RF-HVMHC (C) (C), WG4RN-HVMHC, WG4RN-HVMHC (C) (C), WG4WF-HVMHC, WG4WF-HVMHC (C) (C), WG4WN-HVMHC, WG4WN-HVMHC (C) (C) [Edwards, Kidde] [NAC] [UL1971, 16 VDC, CONTINUOUS] WG4RF-HVMHC, WG4RF-HVMHC (C) (C), WG4RN-HVMHC, WG4RN-HVMHC (C) (C), WG4WF-HVMHC, WG4WF-HVMHC (C) (C), WG4WN-HVMHC, WG4WN-HVMHC (C) (C)
7d148896-7e94-4fa5-a6b7-ea449247a66a |  |  |  | North | Firelite |  | Cards & Components |  |  |  | Card | TRUE | ZNAC-PS | + | Optional Class A converter card | 1 | 0.135 | 0.142 |  |  |  |  | TRUE | [5 empty] | #FFFFFFFF |  |  | FALSE | FALSE | FALSE | [20 empty] | DESKTOP-7EIEB7A\acont | 2021-05-18 08:54 | THOR\acont | 2024-10-09 10:48
8dbebfcf-4799-43e8-ba78-ea4a778e1277 | NFPA 170 HEAT DETECTOR |  |  | North | MIRCOM |  | Heat Detector |  |  |  | Module | TRUE | MIX-4030-ISO w/MIX-4001 | + | Heat Detector (with built-in short circuit isolator) | 1 | 0.00016 | 0.0032 |  |  |  |  | FALSE | TRUE |  |  |  |  | #FFFF0000 | FA-NFPA 170 HEAT DETECTOR | 1 | FALSE | FALSE | FALSE | 1408 | [13 empty] | FALSE |  |  | ISO |  |  | DESKTOP-7EIEB7A\acont | 2022-03-09 11:02 | THOR\acont | 2024-09-08 17:27 | Cloned from MIRCOM MIX-4010-ISO w/MIX-4001 | [MIRCOM] [SLC MODULES SENSORS] [*] [#2 SHARED ADDR ¦ SENSORS] DNR w/MIX-2251BR (C), DNR w/MIX-2351RAP (C), MIX-1251AP w/B200SR-LF-WH (C), MIX-1251AP w/B200SR-WH (C), MIX-1251AP w/B210LP (C), MIX-1251AP w/B224RB-WH (C), MIX-1251AP w/B501 (C), MIX-1251B w/ [MIRCOM] [SLC SENSORS] [*] [#4 TYPE ADDR ¦ SENSORS] DNR w/MIX-2251BR (C), DNR w/MIX-2351RAP (C), MIX-1251AP w/B200SR-LF-WH (C), MIX-1251AP w/B200SR-WH (C), MIX-1251AP w/B210LP (C), MIX-1251AP w/B224RB-WH (C), MIX-1251AP w/B501 (C), MIX-1251B w/B200SR-LF-
bf58a860-f99d-437d-8351-ea4a7b6fb911 |  |  |  | North | Potter | [5 empty] | Module | TRUE | SNM |  | Supervised Notification Module | 1 | [6 empty] | FALSE | [5 empty] | #FFFFFFFF |  |  | FALSE | FALSE | FALSE | [14 empty] | FALSE | [7 empty] | THOR\acont | 2024-10-09 10:48
1e441a76-38d4-495f-b0df-ea4ec21f91cc |  |  |  | North | ALARM CONTROLS CORPORATION | Security/Access Control |  |  |  |  | Module | TRUE | GDH |  | GLASS DOOR ARMATURE HOLDER | 1 | [12 empty] | #FFFFFFFF |  |  | FALSE | FALSE | FALSE | [20 empty] | THOR\acont | 2024-03-12 21:43 | THOR\acont | 2024-10-09 10:48
5b17f332-a5bb-48c7-86c4-ea51bac5f1f0 | NFPA 170 VALVE SUPERVISORY SWITCH |  |  | North | Potter |  | Valve Supervisory Switch |  |  |  | Module | TRUE | OSYSU-EX | + | Explosion Proof Outside Screw and Yoke Valve Supervisory Switch | 1 | [6 empty] | FALSE | [5 empty] | #FFFF0000 | FA-NFPA 170 VALVE SUPERVISORY SWITCH | 1 | FALSE | FALSE | FALSE |  |  |  | 7770-0328:0010 | [10 empty] | FALSE | [7 empty] | THOR\acont | 2024-09-08 17:27 |  | [Potter] [IDC] 01 OSYSU Series, OSYSU-CRH, OSYSU-EX, OSYSU-EX-O, PCVS Series, PCVS-CRH, PIVS-U-EX, PIVSU-EX-O, PS10 Series, PS10-EX, PS15, PS25, PS40 Series, PS40-EX, RBVS, VSG, VSR Series, VSR-10, VSR-AT, VSR-C, VSR-CF, VSR-FE-2, VSR-FEX Series, VSR-S S
ac6b176c-1e2c-44e4-a248-ea52a1c7ee83 | NFPA 170 STROBE WALL |  |  | North | Edwards |  | Strobe |  |  |  | Module | TRUE | G4EWF-C |  | Strobe Expander, White, FIRE markings, clear | 1 | 0 | 0.294 |  |  |  |  | FALSE | [5 empty] | #FF0070C0 | FA-NFPA 170 STROBE WALL | 1 | FALSE | FALSE | FALSE | 2023 | [13 empty] | FALSE | [7 empty] | THOR\acont | 2024-09-08 17:27 |  | [Edwards, Kidde] [NAC] [16 VDC] G4ERA-A, G4ERA-B, G4ERA-G, G4ERA-R, G4ERF-C, G4ERN-A, G4ERN-B, G4ERN-C, G4ERN-G, G4ERN-R, G4EWA-A, G4EWA-B, G4EWA-G, G4EWA-R, G4EWF-C, G4EWN-A, G4EWN-B, G4EWN-C, G4EWN-G, G4EWN-R, G4F-S2V1575, G4F-S2VM, G4F-S7V1575, G4F-S7 [Edwards, Kidde] [NAC] [24 VDC] G4ERA-A, G4ERA-B, G4ERA-G, G4ERA-R, G4ERF-C, G4ERN-A, G4ERN-B, G4ERN-C, G4ERN-G, G4ERN-R, G4EWA-A, G4EWA-B, G4EWA-G, G4EWA-R, G4EWF-C, G4EWN-A, G4EWN-B, G4EWN-C, G4EWN-G, G4EWN-R, G4F-S2V1575, G4F-S2VM, G4F-S7V1575, G4F-S7
1f0bd2e0-a1c7-420d-bc3a-ea55eec59802 | NFPA 170 SPEAKER WALL |  |  | North | Edwards |  | Speaker |  |  |  | Module | TRUE | 757-7A-RS70WA |  | 70V Re-ent Speaker, white, no markings, 12/75 cd, amber | 1 | [6 empty] | FALSE | [5 empty] | #FF0070C0 | FA-NFPA 170 SPEAKER WALL | 1 | FALSE | FALSE | FALSE | 2021 | [13 empty] | FALSE | [7 empty] | THOR\acont | 2024-09-08 17:27 |  | [Edwards, Kidde] [AUDIO 70.7v] [70V AUDIO] 757-1A-R70, 757-1A-R70W, 757-3A-RS70, 757-3A-RS70W, 757-7A-RS70, 757-7A-RS70W, 757-7A-RS70WA, 757-7A-SS70, 757-7A-SS70W, 757-8A-RS70, 757-8A-RS70W, 757-8A-RS70WA, INT-3A-RS70, INT-3A-RS70W, INT-7A-RS70, INT-7A-R
a8bbdf06-80ef-4914-8c65-ea5abd462b03 | NFPA 170 SMOKE DETECTOR |  |  | North | Potter |  | Smoke Detector |  |  |  | Module | TRUE | PAD300-PD w/PAD300-LFSB | ++ | Photoelectric Smoke Detector with 6" Base with 520Hz sounder module included | 1 | 0.0006 | 0.0006 |  |  |  |  | FALSE | TRUE |  |  |  |  | #FFFF0000 | FA-NFPA 170 SMOKE DETECTOR | 1 | FALSE | FALSE | FALSE | 1408 | [13 empty] | FALSE |  |  | LF |  |  | DESKTOP-7EIEB7A\acont | 2023-01-20 06:48 | THOR\acont | 2024-09-08 17:27 | Cloned from Potter PAD200-PD w/PAD100-LFSB | [Potter] [AUX POWER] [UL268 (24 VDC)] PAD300-CD w/PAD300-LFSB, PAD300-HD w/PAD300-LFSB, PAD300-PCD w/PAD300-LFSB (C), PAD300-PCD w/PAD300-LFSB (Split) (C), PAD300-PD w/PAD300-LFSB (C), PAD300-PHD w/PAD300-LFSB (C), PAD300-PHD w/PAD300-LFSB (Split) (C) [Potter] [SLC PAD] [*] [#2 SHARED ADDR ¦ SENSORS] PAD100-CD w/PAD100-4DB, PAD100-CD w/PAD100-6DB, PAD100-CD w/PAD100-IB, PAD100-CD w/PAD100-LFSB, PAD100-CD w/PAD100-RB, PAD100-CD w/PAD100-SB, PAD100-CD w/PAD100-SPKB, PAD100-DUCT (C), PAD100-DUCTR (C), PA [Potter] [AUX POWER] [UL268 (16 VDC)] PAD300-CD w/PAD300-LFSB, PAD300-HD w/PAD300-LFSB, PAD300-PCD w/PAD300-LFSB (C), PAD300-PCD w/PAD300-LFSB (Split) (C), PAD300-PD w/PAD300-LFSB (C), PAD300-PHD w/PAD300-LFSB (C), PAD300-PHD w/PAD300-LFSB (Split) (C)
8eab05f4-3584-4bc7-b9b0-ea5e6317cece | CADGEN CARD ACCESS CONTROL PANEL | CADGEN CARD ACCESS CONTROL PANEL |  | North | DMP | Security/Access Control | Card Access Control Panel |  |  |  | Assembly | TRUE | 352P-G | ++ | Extra large enclosure for XR panel and zone expander. Includes 505-12 Power Supply pre-installed 324 100 VAC Wire-In Transformers. | 1 | [6 empty] | FALSE | FALSE |  |  | 32" H X 14.5" W X 4" D |  | #FFFF0000 | FA-CADGEN CARD ACCESS CONTROL PANEL | 1 | FALSE | FALSE | FALSE | 212 | [8 empty] | 7,12,18,26,33,55,80 |  |  |  |  | TRUE | [5 empty] | DESKTOP-7EIEB7A\acont | 2023-01-30 07:48 | THOR\acont | 2024-09-08 17:27 | Cloned from LifeSafety Power FPO75-B100M8PNL4E2M
057a2199-50d2-4b90-aa36-ea60c181701e | EQUIPMENT ENCLOSURE |  |  | North | MIRCOM |  | Enclosure |  |  |  | Module | TRUE | ENCL-SPPS-WP | ++ | RED WEATHER PROTECTED ENCLOSURE FOR SPPS WALL MOUNT SERIES | 1 | [6 empty] | FALSE | [5 empty] | #FFFF0000 | FA-EQUIPMENT ENCLOSURE | 1 | FALSE | FALSE | FALSE | [14 empty] | FALSE | [5 empty] | THOR\acont | 2023-11-28 13:59 | THOR\acont | 2024-09-08 17:27 | Cloned from MIRCOM BB-400R CLONED
3ca6efb0-79c6-49b8-ae10-ea60f66c65ae | NFPA 170 HORN STROBE |  |  | North | Eaton Wheelock |  | Horn/Strobe |  |  |  | Module | TRUE | LFHSHR3-CO | + | Horn/Strobe Exceder Series, Red, CO, LED, LF, 177cd | 1 | [6 empty] | FALSE | [5 empty] | #FF0070C0 | FA-NFPA 170 HORN STROBE | 1 | FALSE | FALSE | FALSE | 2012 | [13 empty] | FALSE | [5 empty] | DESKTOP-7SAL8M7\acont | 2019-02-11 17:17 | THOR\acont | 2024-09-08 17:27 | Cloned from Wheelock LFHSHR3-N | [Eaton Wheelock] [NAC] LFHSHR3, LFHSHR3-AL, LFHSHR3-CO, LFHSHR3-N, LFHSHW3, LFHSHW3-AL, LFHSHW3-CO, LFHSHW3-N
672a4488-9df4-451f-afe8-ea649dabfdaa |  |  |  | North | Siemens | [5 empty] | Module | TRUE | 1734097100 | 500-694513FA | GLASS RODS FOR MS-F SERIES | 1 | [12 empty] | #FFFFFFFF |  |  | FALSE | FALSE | FALSE | [20 empty] | DESKTOP-7SAL8M7\acont | 2019-08-13 09:04 | THOR\acont | 2024-10-09 10:48
792782ba-0017-4ccd-aa17-ea69352fb992 | NFPA 170 AMPLIFIER RACK | RISER AMP |  | North | Evax |  | Amplifier |  |  |  | Assembly | TRUE | HMX-DP100/P (70V) | + | Distributed Panel, Dual Channel, 100W, Fire Phone | 1 | [6 empty] | FALSE | [5 empty] | #FFFF0000 | FA-NFPA 170 AMPLIFIER RACK | 1 | FALSE | FALSE | FALSE | 300 | [8 empty] | 7,12,18 |  |  |  | 200 | TRUE | [5 empty] | DESKTOP-7SAL8M7\acont | 2020-07-16 11:07 | THOR\acont | 2024-09-08 17:27 | Cloned from Hochiki FNVDP100/P (70V)
11026648-9bab-435d-a5a9-ea6fdf477555 | NFPA 170 FIRE ALARM CONTROL UNIT | RISER FACP |  | North | Potter |  | Fire Alarm Control Unit |  |  |  | Assembly | TRUE | AFC-100 |  | Fire Alarm Control Panel | 1 | [6 empty] | FALSE | [5 empty] | #FFFF0000 | FA-NFPA 170 FIRE ALARM CONTROL UNIT | 1 | FALSE | FALSE | FALSE | 251 |  |  | 7165-0328:0509 | [5 empty] | 8,18,55 |  |  | 5 |  | TRUE | [7 empty] | THOR\acont | 2024-09-08 17:27
b01b9c0a-8e72-4251-b46e-ea7b9d466021 | NFPA 170 SMOKE DETECTOR |  |  | North | Notifier |  | Smoke Detector |  |  |  | Module | TRUE | FSD-751P w/B200S | ++ | DETECTOR, SMOKE, ADDRESSABLE PHOTO w/SOUNDER BASE | 1 | 0.0003 | 0.0003 |  |  |  |  | FALSE | TRUE |  |  |  |  | #FFFF0000 | FA-NFPA 170 SMOKE DETECTOR | 1 | FALSE | FALSE | FALSE | 1408 | [13 empty] | FALSE |  |  | SB |  |  |  |  | THOR\acont | 2024-09-08 17:27 | 20191121 AC Detector with base | [Honeywell, Notifier, System Sensor] [SLC SENSORS] [*] [#4 TYPE ADDR ¦ SENSORS] 2251B (C), 2251-COPTIR (C), 2251-COPTIR w/B200S-WH (C), 2251TB (C), 2251TMB (C), 5251B (C), 5251B-WP (C), 5251H (C), 5251RB (C), 5251RB-WP (C), 7251 (C), 7251DH (C), DH200LP [Notifier, System Sensor] [AUX POWER] 2251-COPTIR w/B200S-WH (C), B200S, B200SR, B200S-WH, B210LP, FCO-851 w/B200S (C), FCO-951 w/B200S-WH (C), FCP-951 w/B200S-WH, FPC-951 w/B200S-IV (C), FPC-951 w/B200S-WH (C), FPTI-951 w/B200S-IV (C), FPTI-951 w/B200S- [Honeywell, Notifier, System Sensor] [SLC MODULES SENSORS] [*] [#2 SHARED ADDR ¦ SENSORS] 2251B (C), 2251-COPTIR (C), 2251-COPTIR w/B200S-WH (C), 2251TB (C), 2251TMB (C), 5251B (C), 5251B-WP (C), 5251H (C), 5251RB (C), 5251RB-WP (C), 7251 (C), 7251DH (C)
26e5d2bb-36d0-4f81-b8dc-ea8528b9654d | NFPA 170 MULTI DETECTOR |  |  | North | Apollo |  | Multi Criteria Detector |  |  |  | Module | FALSE | SA5150-750 w/ SA5000-210 | XXX | Soteria UL Multicriteria Detector W/ Soteria UL Base - 4” | 1 | 0.0005 | 0.4 |  |  |  |  | FALSE | TRUE |  |  |  |  | #FFFF0000 | FA-NFPA 170 MULTI DETECTOR | 1 | FALSE | FALSE | FALSE | 1408 | [13 empty] | FALSE |  |  | 4 |  |  | XPS-17-9710\August | 2024-12-14 09:17 |  |  | Cloned from Apollo SA5150-750 w/ SA5000-230 | [Advanced, Apollo] [SLC APOLLO MODULES SENSORS] [*] [#2 SHARED ADDR ¦ SENSORS] SA5150-650ADV w/SA5000-230ADV (C), SA5150-750ADV w/SA5000-210ADV (C), 45681-800 (C), 45681-805 (C), 55000-450 w/45681-210UL (C), 55000-450 w/45681-225APO (C), 55000-450 w/ [Apollo] [SLC APOLLO MODULES SENSORS] [#1 SHARED ADDR ¦ ALL] SA5150-650ADV w/SA5000-230ADV (C), SA5150-750ADV w/SA5000-210ADV (C), SA5050- 350 w/SA5300-802 , SA5050-250 w/SA5000-210, SA5050-250 w/SA5000-230 , SA5050-250 w/SA5300-800 , SA5050-250 w/
e3fdb053-2b93-4e4c-9a96-ea877dd5a7b5 | NFPA 170 FIRE ALARM CONTROL UNIT | RISER FACP |  | North | Hochiki |  | Fire Alarm Control Unit |  |  |  | Assembly | TRUE | LA101K2-14 |  | FireNET L@TITUDE Analog Addressable Fire Alarm Control Panel, 4 Slot Standard Enclosure, 5.25 A 115V, 4-Loop Panel Module, Hochiki Protocol, Network Module, and Media Gateway™, Red, Printer / 48 Zone LEDs | 1 | [6 empty] | FALSE |  |  | *Refer to Install Sheet | 16.5in (W) x 23.2in (H) x 6in (D) | KM5FCRD (Optional Semi-Flush Mounting Kit) | #FFFF0000 | FA-NFPA 170 FIRE ALARM CONTROL UNIT | 1 | FALSE | FALSE | FALSE | 202 | [8 empty] | 7,12,18,28 |  |  | 5.25 |  | TRUE | [5 empty] | DESKTOP-7SAL8M7\acont | 2019-12-04 15:59 | THOR\acont | 2024-09-08 17:27 | Cloned from Hochiki LA101K1-14
71dbe615-40eb-4e71-8bfb-ea8c0cca6c70 | NFPA 170 HORN STROBE |  |  | North | Eaton Wheelock |  | Horn/Strobe |  |  |  | Module | TRUE | CH70-24MCWH-FR |  | Chime Strobe, 24 VDC, Multi-Candela, , red | 1 | 0 | 0.667 |  |  |  |  | FALSE | FALSE |  |  |  |  | #FF0070C0 | FA-NFPA 170 HORN STROBE | 1 | FALSE | FALSE | FALSE | 2012 | [13 empty] | FALSE | [7 empty] | THOR\acont | 2024-09-08 17:27 |  | [Eaton Wheelock] [NAC] CH70-24MCWH-FR, CH70-24MCWH-FW
f30d2570-03b9-45d7-b413-ea96ee58de92 | NFPA 170 SPEAKER STROBE CEILING |  |  | North | Edwards |  | Speaker/Strobe |  |  |  | Module | TRUE | GCWN-S7VMB |  | 70V Speaker/Strobe white, no markings, Standard cd, blue | 1 | 0 | 0.168 |  |  |  |  | FALSE | TRUE |  |  |  |  | #FF0070C0 | FA-NFPA 170 SPEAKER STROBE CEILING | 1 | FALSE | FALSE | FALSE | 2020 | [13 empty] | FALSE |  |  | C |  |  |  |  | THOR\acont | 2024-09-08 17:27 |  | [Edwards, Kidde] [AUDIO 70.7v] [70V AUDIO] G4F-S7, G4F-S7V1575, G4F-S7VM, G4HFRF-S7, G4HFRF-S7VMC, G4HFRN-S7, G4HFRN-S7VMC, G4HFWA-S7, G4HFWA-S7VMA, G4HFWA-S7VMC, G4HFWF-S7, G4HFWF-S7VMC, G4HFWN-S7, G4HFWN-S7VMA, G4HFWN-S7VMB, G4HFWN-S7VMC, G4RF-S7, G4RF [Edwards, Kidde] [NAC] [24 VDC] EGCFR-VM (C), EGCF-VM (C), GCFR-S7VM (C), GCFR-VM (C), GCF-S2VM (C), GCF-S7VM (C), GCF-VM (C), GCHFRF-S2VMC (C), GCHFRF-S7VMC (C), GCHFRN-S2VMC (C), GCHFRN-S7VMC (C), GCHFWA-S2VMA (C), GCHFWA-S2VMC (C), GCHFWA-S7VMA (C), G [Edwards, Kidde] [NAC] [16 VDC] EGCFR-VM (C), EGCF-VM (C), GCFR-S7VM (C), GCFR-VM (C), GCF-S2VM (C), GCF-S7VM (C), GCF-VM (C), GCHFRF-S2VMC (C), GCHFRF-S7VMC (C), GCHFRN-S2VMC (C), GCHFRN-S7VMC (C), GCHFWA-S2VMA (C), GCHFWA-S2VMC (C), GCHFWA-S7VMA (C), G
4b7b238c-e718-4fe3-8ad5-ea973ebb4eef | NFPA 170 FIRE ALARM CONTROL UNIT | RISER FACP |  | North | Hochiki |  | Fire Alarm Control Unit |  |  |  | Assembly | TRUE | LA701K1-10 |  | FireNET L@TITUDE Analog Addressable Fire Alarm Control Panel, 8 Slot Standard Enclosure, 5.25 A 115V, 2-Loop Panel Module, Hochiki Protocol, Network Module, and Media Gateway™, Red, 48 Zone LEDs | 1 | [6 empty] | FALSE |  |  | *Refer to Install Sheet | 16.5in (W) x 23.2in (H) x 6in (D) | KM5FCRD (Optional Semi-Flush Mounting Kit) | #FFFF0000 | FA-NFPA 170 FIRE ALARM CONTROL UNIT | 1 | FALSE | FALSE | FALSE | 202 | [8 empty] | 7,12,18,28,33,40 |  |  | 5.25 |  | TRUE | [5 empty] | DESKTOP-GHR3H5U\Anthony | 2019-11-27 08:00 | THOR\acont | 2024-09-08 17:27
5759be5b-f954-46d3-b060-ea99e6b63ba5 | NFPA 170 FIRE ALARM CONTROL UNIT | RISER FACP |  | North | Kidde |  | Fire Alarm Control Unit |  |  |  | Assembly | TRUE | VS1-G-SP |  | FACP, 1 Loop, 64pt, 2 Cl B NACs, gray, 120v, Spanish | 1 | [6 empty] | FALSE | [5 empty] | #FFFF0000 | FA-NFPA 170 FIRE ALARM CONTROL UNIT | 1 | FALSE | FALSE | FALSE | 202 | [8 empty] | 7,12,18 |  |  |  |  | TRUE | [7 empty] | THOR\acont | 2024-09-08 17:27
d9dd1764-4cfd-4b8b-9702-eaa1ba657edf | NFPA 170 SMOKE DETECTOR |  |  | North | Simplex |  | Smoke Detector |  |  |  | Module | TRUE | 4098-9714 w/4098-9792 | + | TrueAlarm Analog Sensors, Photoelectric smoke sensor, White, Standard Base | 1 | 0.0008 | 0.001 |  |  |  |  | FALSE | TRUE |  |  |  |  | #FFFF0000 | FA-NFPA 170 SMOKE DETECTOR | 1 | FALSE | FALSE | FALSE | 1408 | [13 empty] | FALSE | [7 empty] | THOR\acont | 2024-09-08 17:27 | 20191121 AC Detector with base | [Autocall, Simplex] [IDNet] [SENSORS ++] 4098-9714 (C), 4098-9714 w/4098-9770 (C), 4098-9714 w/4098-9771 (C), 4098-9714 w/4098-9772 (C), 4098-9714 w/4098-9773 (C), 4098-9714 w/4098-9780 (C), 4098-9714 w/4098-9789 (C), 4098-9714 w/4098-9791 (C), 4098-9714
41afa1f1-114e-4313-af9a-eaa20f796802 | NFPA 170 STROBE CEILING |  |  | North | Eaton Wheelock |  | Strobe |  |  |  | Module | TRUE | STRC0 |  | Strobe Ceiling, Exceder Series, Red | 1 | [6 empty] | FALSE | TRUE |  |  |  |  | #FF0070C0 | FA-NFPA 170 STROBE CEILING | 1 | FALSE | FALSE | FALSE | 2022 | [13 empty] | FALSE |  |  | C |  |  |  |  | THOR\acont | 2024-09-08 17:27
301ae7a6-74e2-4e6e-8d3f-eaa37cf10548 | NFPA 170 DAMPERS FIRE SMOKE |  |  | North | Block Definition Only |  | Damper |  |  |  | Module | TRUE | NFPA 170 DAMPERS FIRE SMOKE |  | NFPA 170 DAMPERS FIRE SMOKE | 1 | [7 empty] | TRUE |  |  |  |  | #FFFF0000 | FA-NFPA 170 DAMPERS FIRE SMOKE | 1 | FALSE | FALSE | FALSE | 1902 | [19 empty] | AULAPTOP-PC\Aulaptop | 2020-03-26 07:41 | THOR\acont | 2024-09-08 17:27
709fadb3-a178-4b91-9700-eab1018a1eea | NFPA 170 STROBE CEILING |  |  | North | System Sensor |  | Strobe |  |  |  | Module | TRUE | SCRK | + | Strobe, Standard cd, Red, Outdoor (includes plastic weatherproof back box) | 1 | 0 | 0.071 |  |  |  |  | FALSE | TRUE |  |  |  |  | #FF0070C0 | FA-NFPA 170 STROBE CEILING | 1 | FALSE | FALSE | FALSE | 2013 | [13 empty] | FALSE |  |  | C, WP |  |  | DESKTOP-7EIEB7A\acont | 2021-05-03 14:42 | THOR\acont | 2024-09-08 17:27 | Cloned from System Sensor PC2RK | [BluePoint, System Sensor] [NAC] [VFWR, TEMPORAL HIGH] BP04-311P, SCRK (C), SCWK (C), SPSCWK (C), SPSCWK-CLR-ALERT (C), SPSRK, SPSRK-P, SPSWK, SPSWK-CLR-ALERT, SPSWK-P [BluePoint, System Sensor] [NAC] [VDC, TEMPORAL HIGH] BP04-311P, SCRK (C), SCWK (C), SPSCWK (C), SPSCWK-CLR-ALERT (C), SPSRK, SPSRK-P, SPSWK, SPSWK-CLR-ALERT, SPSWK-P
5446ef57-db44-4fe9-b295-eab3f217d766 |  |  |  | North | Bosch | [5 empty] | Module | TRUE | MIC-7522-Z30GR-RO | * | ***(Ross)MIC IP starlight 7100i PTZ 2MP WHITE | 1 | [12 empty] | #FFFFFFFF |  |  | FALSE | FALSE | FALSE | [20 empty] | DESKTOP-7EIEB7A\acont | 2021-08-13 06:25 | THOR\acont | 2024-10-09 10:48
67f2250b-1c28-4364-8a9c-eab95b344572 | NFPA 170 REMOTE VOICE EVACUATION MICROPHONE |  |  | North | Evax |  | Cards & Components |  |  |  | Card | TRUE | EVX-RM Main Board | + | Main Board | 1 | 0.02 | 0.04 |  |  |  |  | FALSE | [5 empty] | #FFFF0000 | FA-NFPA 170 REMOTE VOICE EVACUATION MICROPHONE | 1 | FALSE | FALSE | FALSE | 265 | [8 empty] | 7,12,18 |  |  |  |  | TRUE | [5 empty] | DESKTOP-7EIEB7A\acont | 2022-02-14 10:56 | THOR\acont | 2024-09-08 17:27 | Cloned from Evax EVX-RM | [Evax] [MIC] [*] [Remote Microphone] EVX-RM, EVX-RM Main Board
075c4d95-7318-4453-b4eb-eabacc0ca9a1 | 170 BASIC SHAPE |  |  | North | Fike |  | Miscellaneous |  |  |  | Assembly | TRUE | 10-2938 |  | Enclosure Kit 14” (356mm) X 8”(203mm)” X 6”(152mm) (Houses 6 converters) | 1 | [6 empty] | FALSE | [5 empty] | #FFFF0000 | FA-170 BASIC SHAPE | 1 | FALSE | FALSE | FALSE | 5000 | [13 empty] | FALSE | [5 empty] | AULAPTOP-PC\Aulaptop | 2019-07-06 06:59 | THOR\acont | 2024-09-08 17:27 | Cloned from Fike XXXX CLONED CLONED CLONED
e7a995f1-bda9-4cba-a62d-eabee2830f0a | NFPA 170 ISOLATION MODULE |  |  | North | Kidde |  | Isolator Module |  |  |  | Module | TRUE | GSA-IM2 | ++ | Isolator Module | 1 | 4.5e-05 | 4.5e-05 |  |  |  |  | FALSE | [5 empty] | #FFFF0000 | FA-NFPA 170 ISOLATION MODULE | 1 | FALSE | FALSE | FALSE | 1200 | [13 empty] | FALSE | [5 empty] | DESKTOP-7EIEB7A\acont | 2022-03-15 08:38 | THOR\acont | 2024-10-08 16:26 | Cloned from Edwards SIGA-IM2 | [Kidde] [SLC EST MODULES SENSORS] [*] [#2 SHARED ADDR ¦ SENSORS] DS-HFS (C), DS-PS (C), FX-HD w/IB4U BASE, FX-HD w/RB4U BASE, FX-HD w/SB4U BASE, FX-HD w/SB4U-LF BASE, FX-HD wB4U BASE, FX-PD w/B4U BASE (C), FX-PD w/IB4U BASE (C), FX-PD w/SB4U BASE (C), FX [Kidde] [SLC EST SENSORS] [*] [#4 TYPE ADDR ¦ SENSORS] DS-HFS (C), DS-PS (C), FX-HD w/IB4U BASE, FX-HD w/RB4U BASE, FX-HD w/SB4U BASE, FX-HD w/SB4U-LF BASE, FX-HD wB4U BASE, FX-PD w/B4U BASE (C), FX-PD w/IB4U BASE (C), FX-PD w/SB4U BASE (C), FX-PD w/SB4U [Edwards, Kidde] [SLC EST MODULES/SENSORS] 01 [*] [iO64] DS-HFS (C), DS-PS (C), FX-HD w/IB4U BASE, FX-HD w/RB4U BASE, FX-HD w/SB4U BASE, FX-HD w/SB4U-LF BASE, FX-HD wB4U BASE, FX-PD w/B4U BASE (C), FX-PD w/IB4U BASE (C), FX-PD w/SB4U BASE (C), FX-PD w/SB [Edwards, Kidde] [SLC EST SENSORS] 01 [*] [EST3, iO1000] DS-HFS (C), DS-PS (C), FX-HD w/IB4U BASE, FX-HD w/RB4U BASE, FX-HD w/SB4U BASE, FX-HD w/SB4U-LF BASE, FX-HD wB4U BASE, FX-PD w/B4U BASE (C), FX-PD w/IB4U BASE (C), FX-PD w/SB4U BASE (C), FX-PD w/SB
48c95d74-e2ce-43d1-a980-eac62a42140c |  |  |  | North | Siemens | [5 empty] | Module | TRUE | 40/40R-112SF | S54430-F75-A1 | IR FLM DET WO1 75C 3/4" SS FM | 1 | [12 empty] | #FFFFFFFF |  |  | FALSE | FALSE | FALSE | [20 empty] | DESKTOP-7SAL8M7\acont | 2019-08-13 09:04 | THOR\acont | 2024-10-09 10:48
8546f68c-1261-4331-84c3-eac805a6134d |  |  |  | North | Bosch | [5 empty] | Module | TRUE | RMA 2689854 | * | AUTODOME IP 5000 IR 720P | 1 | [12 empty] | #FFFFFFFF |  |  | FALSE | FALSE | FALSE | [20 empty] | DESKTOP-7EIEB7A\acont | 2021-08-13 06:25 | THOR\acont | 2024-10-09 10:48
59f77334-ffbf-45f4-98b6-eac876c05fb0 |  |  |  | North | Edwards |  | Hardware |  |  |  | Hardware | TRUE | 280A-MPL |  | Reversible Metal Mtg Plate for 280 Series | 1 | [6 empty] | FALSE | [5 empty] | #FFFFFFFF |  |  | FALSE | FALSE | FALSE | [14 empty] | FALSE | [7 empty] | THOR\acont | 2024-10-09 10:48
941aea57-1629-44d0-bb2b-eac9010bccb7 |  |  |  | North | Edwards |  | Hardware |  |  |  | Hardware | TRUE | 3-CAB21D-E |  | Door Assembly for 3-CAB21, EN-54 | 1 | [6 empty] | FALSE | [5 empty] | #FFFFFFFF |  |  | FALSE | FALSE | FALSE | [14 empty] | FALSE | [7 empty] | THOR\acont | 2024-10-09 10:48
29a40aba-5f1f-4cab-8621-eacc4cceee97 | NFPA 170 MANUAL PULL |  |  | North | Siemens |  | Manual Station |  |  |  | Module | TRUE | MSM-KD-30 | 500-698223 | MSM-KD-30 - METAL MANUAL STATION / CAT 30 KEYLOCK / DOUBLE ACTION | 1 | [12 empty] | #FFFF0000 | FA-NFPA 170 MANUAL PULL | 1 | FALSE | FALSE | FALSE | [20 empty] | DESKTOP-7SAL8M7\acont | 2019-08-13 09:04 | THOR\acont | 2024-09-08 17:27 |  | [Siemens] [IDC] 01 AW-1, CPYEC-2-24, CPY-MRS, CPY-MTS, MH-501, MSM-EXP, MSM-GR, MSM-INST, MSM-K, MSM-K-15, MSM-KD, MSM-KD-30, MSM-KD-WP, MSM-K-WP, SXL-EX Main Board, SZE-4X, XMH-501
bb82ee0e-c9e5-48cb-95c0-ead08dcc4a80 |  |  |  | North | BluePoint |  | Cards & Components |  |  |  | Card | TRUE | BP-MCQXM MAIN BOARD | + | QX-MINI Main Board | 1 | 0.215 | 0.22 |  |  |  |  | TRUE | [5 empty] | #FFFFFFFF |  |  | FALSE | FALSE | FALSE | [14 empty] | FALSE | [5 empty] | THOR\acont | 2024-04-12 14:01 | THOR\acont | 2024-10-09 10:48 | Cloned from MIRCOM QX-MINI MAIN BOARD | [BluePoint, MIRCOM] [NAC Trigger] BP-MCQXM MAIN BOARD, BP-MCQXM-BP MAIN BOARD, QX-MINI MAIN BOARD, QX-MINI-BP MAIN BOARD | [BluePoint, MIRCOM] BP-MCQXM MAIN BOARD, BP-MCQXM-BP MAIN BOARD, QX-MINI MAIN BOARD, QX-MINI-BP MAIN BOARD
8d70a0a7-d6a1-4e01-9e4b-ead1045843e9 | NFPA 170 SMOKE HEAT CO DETECTOR |  |  | North | Kidde |  | Smoke/Heat/CO Detector |  |  |  | Module | TRUE | KIR-PHCD w/KI-ABDT BASE | ++ | Multisensor Smoke, Heat, and CO Detector | 1 | 3.2e-05 | 3.2e-05 |  |  |  |  | FALSE | TRUE |  |  |  |  | #FFFF0000 | FA-NFPA 170 SMOKE HEAT CO DETECTOR | 1 | FALSE | FALSE | FALSE | 1408 | [13 empty] | FALSE | [5 empty] | DESKTOP-7EIEB7A\acont | 2023-05-24 19:23 | THOR\acont | 2024-09-08 17:27 | Cloned from Kidde KI-PHCD w/KI-ABDT BASE | [Edwards, Kidde] [AUX POWER] KI-COD w/KI-ABDT BASE (C), KI-HCD w/KI-ABDT BASE, KI-HRD w/KI-ABDT BASE, KI-PCD w/KI-ABDT BASE (C), KI-PD w/KI-ABDT BASE (C), KI-PHCD w/KI-ABDT BASE (C), KI-PHD w/KI-ABDT BASE (C), KIR-COD w/KI-ABDT BASE (C), KIR-HCD w/KI-ABD [Kidde] [SLC EST MODULES SENSORS] [*] [#2 SHARED ADDR ¦ SENSORS] DS-HFS (C), DS-PS (C), FX-HD w/IB4U BASE, FX-HD w/RB4U BASE, FX-HD w/SB4U BASE, FX-HD w/SB4U-LF BASE, FX-HD wB4U BASE, FX-PD w/B4U BASE (C), FX-PD w/IB4U BASE (C), FX-PD w/SB4U BASE (C), FX [Kidde] [SLC EST SENSORS] [*] [#4 TYPE ADDR ¦ SENSORS] DS-HFS (C), DS-PS (C), FX-HD w/IB4U BASE, FX-HD w/RB4U BASE, FX-HD w/SB4U BASE, FX-HD w/SB4U-LF BASE, FX-HD wB4U BASE, FX-PD w/B4U BASE (C), FX-PD w/IB4U BASE (C), FX-PD w/SB4U BASE (C), FX-PD w/SB4U [Edwards, Kidde] [SLC EST SENSORS] 01 [*] [EST3, iO1000] DS-HFS (C), DS-PS (C), FX-HD w/IB4U BASE, FX-HD w/RB4U BASE, FX-HD w/SB4U BASE, FX-HD w/SB4U-LF BASE, FX-HD wB4U BASE, FX-PD w/B4U BASE (C), FX-PD w/IB4U BASE (C), FX-PD w/SB4U BASE (C), FX-PD w/SB [Edwards, Kidde] [SLC EST MODULES/SENSORS] 01 [*] [iO64] DS-HFS (C), DS-PS (C), FX-HD w/IB4U BASE, FX-HD w/RB4U BASE, FX-HD w/SB4U BASE, FX-HD w/SB4U-LF BASE, FX-HD wB4U BASE, FX-PD w/B4U BASE (C), FX-PD w/IB4U BASE (C), FX-PD w/SB4U BASE (C), FX-PD w/SB
cf9095be-3355-4114-9928-ead24efcfe10 |  |  |  | North | GRI PRODUCTS | Security/Access Control |  |  |  |  | Module | TRUE | 4700-A |  |  | 1 | [12 empty] | #FFFFFFFF |  |  | FALSE | FALSE | FALSE | [20 empty] | THOR\acont | 2024-03-12 21:43 | THOR\acont | 2024-10-09 10:48
621db5f2-505f-41ed-bb8d-eae6c1171c41 | NFPA 170 HORN |  |  | North | Eaton Wheelock |  | Horn |  |  |  | Module | TRUE | ZNH-W |  | Horn, 24 Vdc, White with easy snap base | 1 | [6 empty] | FALSE | FALSE |  |  |  |  | #FF0070C0 | FA-NFPA 170 HORN | 1 | FALSE | FALSE | FALSE | 2010 | [13 empty] | FALSE | [7 empty] | THOR\acont | 2024-09-08 17:27
2e3db801-bd26-4fab-9bd5-eae7f59a7793 | NFPA 170 HORN STROBE CEILING |  |  | North | Siemens |  | Horn/Strobe |  |  |  | Module | TRUE | SL2CHCR-F | S54329-F227-A1++ | Chime, Ceiling, Clear, Red, Fire | 1 | [7 empty] | TRUE |  |  |  |  | #FF0070C0 | FA-NFPA 170 HORN STROBE CEILING | 1 | FALSE | FALSE | FALSE | 2023 | [19 empty] | DESKTOP-7EIEB7A\acont | 2023-08-02 11:22 | THOR\acont | 2024-09-08 17:27 | Cloned from Siemens SL2CHSWR-F | [Siemens] [NAC] [16.0 – 33.0 VDC] SL2CHCR-F (C), SL2CHCW-F (C), SL2CHSWR-F, SL2CHSWW-F
6cbbf0a6-89b2-47a7-9a0e-eae97fad9e0f | NFPA 170 MANUAL PULL |  |  | North | Edwards |  | Manual Station |  |  |  | Module | TRUE | 270P-DPO |  | Pull Station, double pole, cast metal, 2 stage | 1 | [6 empty] | FALSE | [5 empty] | #FFFF0000 | FA-NFPA 170 MANUAL PULL | 1 | FALSE | FALSE | FALSE | 957 | [13 empty] | FALSE | [7 empty] | THOR\acont | 2024-09-08 17:27 |  | [Edwards, Kidde, Monaco Enterprises] [IDC] 01 1534-1, 200-GAOF, 270A-DPO, 270A-SPO, 270-DOC, 270-DOC-B, 270-DOC-F, 270-DPO, 270-GAO, 270-GAOB, 270-GAO-DOC, 270-GAO-DOCF, 270P-DPO, 270P-SPO, 270-SPO, 270-SPOW, 270-SPOWB, 270-SPOWF, 271-KR1/SR/GS, 276A-REL
cf4f2a76-2988-4ae9-9a4a-eaebebb0077f |  |  |  | North | Edwards |  | Hardware |  |  |  | Hardware | TRUE | QSC-5-G-2E-DT |  | OBSOLETE - FAP w/ 5 Option Card Spaces, Gray, EN-54, Belgian Dutch, 230V | 1 | [6 empty] | FALSE | [5 empty] | #FFFFFFFF |  |  | FALSE | FALSE | FALSE | [14 empty] | FALSE | [7 empty] | THOR\acont | 2024-10-09 10:48
78a0415d-5cc1-46b8-8f51-eaeee665637d | NFPA 170 ADDRESSABLE OUTPUT MODULE |  |  | North | Edwards |  | Addressable Control/Relay |  |  |  | Module | TRUE | SIGA-CRH | ++ | High Power Control Relay Module | 1 | 7.5e-05 | 7.5e-05 |  |  | 19.95 | 15.2 | FALSE |  |  | North American double-gang × 2-1/8 in. (54 mm) deep box North American standard 4 in. square × 2-1/8 in. (54 mm) deep box |  |  | #FFFF0000 | FA-NFPA 170 ADDRESSABLE OUTPUT MODULE | 1 | FALSE | FALSE | FALSE | 1100 | CAN/ULC-S527, UL 864 | [12 empty] | FALSE | [7 empty] | THOR\acont | 2024-09-08 17:27 |  | [Edwards, Kidde] [AUX POWER, RELAY] [RISER INPUT] GSA-CR, GSA-CRH, GSA-CRR, SIGA-CR, SIGA-CR2, SIGA-CRH, SIGA-CRR [Edwards, Kidde] [SLC EST MODULES SENSORS] [*] [#1 SHARED ADDR ¦ MODULES] GSA-UIO2R, GSA-UIO6, GSA-UIO6R, RZI16-2, SIGA-270, SIGA-270P, SIGA-278, SIGA-AA30, SIGA-AA50, SIGA-CC1, SIGA-CC1S, SIGA-CC2, SIGA-CC2A, SIGA-CR, SIGA-CR2, SIGA-CRH, SIGA-CRR, SIGA- [Edwards, Kidde] [SLC EST MODULES] 04 [*] [EST3, iO1000 ] FX-RLY, GSA-CR, GSA-CRH, GSA-CRR, GSA-MCR, GSA-MCRR, SIGA-CR, SIGA-CR2, SIGA-CRH, SIGA-CRR, SIGA-MCR, SIGA-MCRR [Edwards, Kidde] [SLC EST MODULES] 01 [*] [EST3, iO1000 ] FX-2WIRE, FX-IDC1A, FX-IDC1B, FX-IDC2B, FX-IDCWS, FX-ISO, FX-NAC, GSA-CC1, GSA-CC1S, GSA-CC2, GSA-CT1, GSA-CT2, GSA-IO, GSA-MAB, GSA-MCC1, GSA-MCC1S, GSA-MCC2, GSA-MCT2, GSA-MIO, GSA-MM1, GSA-MRM1 [Edwards, Kidde] [SLC EST MODULES] [*] [#3 TYPE ADDR ¦ MODULES] GSA-UIO2R, GSA-UIO6, GSA-UIO6R, RZI16-2, SIGA-270, SIGA-270P, SIGA-278, SIGA-AA30, SIGA-AA50, SIGA-CC1, SIGA-CC1S, SIGA-CC2, SIGA-CC2A, SIGA-CR, SIGA-CR2, SIGA-CRH, SIGA-CRR, SIGA-CT1, SIGA- [Edwards, Kidde] [SLC EST MODULES/SENSORS] 05 [*] [iO64] FX-ISO, FX-RLY, GSA-CR, GSA-CRH, GSA-CRR, GSA-MCR, GSA-MCRR, SIGA-CR, SIGA-CR2, SIGA-CRH, SIGA-CRR, SIGA-MCR, SIGA-MCRR | [Edwards, Kidde] GSA-CR, GSA-CRH, GSA-CRR, SIGA-CR, SIGA-CR2, SIGA-CRH, SIGA-CRR
c075af4e-7979-4d2b-aeb7-eaf0ce75bba5 |  |  |  | North | Edwards |  | Cards & Components |  |  |  | Card | TRUE | 3-SDDC1-E | ++ | Dual Signature Driver Controller. Comes with two 3-SDC1s. Mounts to Local Rail. | 1 | 0.264 | 0.336 |  |  |  |  | TRUE | [5 empty] | #FFFFFFFF |  |  | FALSE | FALSE | FALSE | [20 empty] | DESKTOP-7SAL8M7\acont | 2019-12-13 12:52 | THOR\acont | 2024-10-09 10:48
4f569e45-a6b5-443c-b896-eaf416f4003f | CADGEN MOTION DETECTOR WALL |  |  | North | Bosch |  | Motion Detector |  |  |  | Module | TRUE | RFPR-C12-CHI | ++ | Wireless curtain detector, 40ft (12m) | 1 |  |  |  |  | 3 | [7 empty] | #FFFF0000 | FA-CADGEN MOTION DETECTOR WALL | 1 | FALSE | FALSE | FALSE | [17 empty] | RPT |  |  | DESKTOP-7EIEB7A\acont | 2022-07-26 16:43 | THOR\acont | 2024-09-08 17:27 | Cloned from Bosch RFPR-C12-A CLONED | [BluePoint, Bosch] [BOSCH WIRELESS] [ALL DEVICES ++] BP01-302, BP02-202M, BP02-202P, BP02-A202M, BP02-A202P, BP02-A202PH, BP03-302, BP03-A102M, BP03-A102P, RFBT-A, RFDL-11, RFDL-11-A, RFDL-11-CHI, RFDW-RM, RFDW-RM-A, RFDW-RM-CHI, RFDW-SM, RFDW-SM-A, RFDW
eeb1040c-88d6-448d-b9cd-eaf54e64488c |  |  |  | North | Edwards |  | Cards & Components |  |  |  | Card | TRUE | 4-NET-TP-HC | + | Twisted Pair SFP network controller ( not to be used with fire phone) | 1 | 0.032 | 0.032 |  |  |  |  | TRUE | [5 empty] | #FFFFFFFF |  |  | FALSE | FALSE | FALSE | [20 empty] | DESKTOP-7SAL8M7\acont | 2019-12-13 12:52 | THOR\acont | 2024-10-09 10:48 |  | [Edwards] [Network Twisted Pair] 4-NET-TP, 4-NET-TP-HC | [Edwards] 4-NET-TP, 4-NET-TP-HC
03f126c1-be24-4f93-9956-eaf66e2f4682 |  |  |  | North | Bosch | [5 empty] | Module | TRUE | F.01U.293.701 | * | ADD-ON KIT | 1 | [12 empty] | #FFFFFFFF |  |  | FALSE | FALSE | FALSE | [20 empty] | DESKTOP-7EIEB7A\acont | 2021-08-13 06:25 | THOR\acont | 2024-10-09 10:48
07029d77-8deb-439a-8b7e-eaf940cf5279 | NFPA 170 FIRE SUPPRESSION CONTROL UNIT | NFPA 170 FIRE SUPPRESSION CONTROL UNIT |  | North | Kidde |  | Fire Suppression Control Panel |  |  |  | Assembly | TRUE | 76-800200-001 | ++ | ARIES NETLink Control Unit-2T | 1 | [6 empty] | FALSE |  |  |  | 22-1/2 x 14-3/8 x 5-3/8 (in.) 572 x 365 x 137 (mm) |  | #FFFF0000 | FA-NFPA 170 FIRE SUPPRESSION CONTROL UNIT | 1 | FALSE | FALSE | FALSE | 205 | [8 empty] | 7,12,18,26,55,100,165 |  |  | 5.4 |  | TRUE | [5 empty] | THOR\acont | 2024-02-07 09:44 | THOR\acont | 2024-09-08 17:27 | Cloned from Kidde 76-800100-001
d9c8dd90-24f0-4008-9013-eafca47f75b5 | CADGEN KEYPAD |  |  | North | Bosch |  | Keypad Interface |  |  |  | Module | TRUE | D1255W | ++ | Keypad, fluorescent, white/grey, SDI | 1 | 0.2 | 0.25 |  |  | 12 | [7 empty] | #FFFF0000 | FA-CADGEN KEYPAD | 1 | FALSE | FALSE | FALSE | [20 empty] | DESKTOP-7EIEB7A\acont | 2022-07-25 08:24 | THOR\acont | 2024-09-08 17:27 | Cloned from Bosch D1255 | [Bosch] [SDI BOSCH] [*] [ALL DEVICES ++] B426, B450, B450-CHI, B450-M, B901, D1255, D1255RB, D1255W, D1256RB, D1257RB, D1260, D1260B, D1260BLK, D1260R, D1260W
65116515-3bc5-4767-a431-eafe70f22891 |  |  |  | North | Hochiki |  | Cards & Components |  |  |  | Card | TRUE | S771 |  | Zone LED Module | 1 | 0 | 0.064 |  |  |  |  | TRUE | [5 empty] | #FFFFFFFF |  |  | FALSE | FALSE | FALSE | [20 empty] | DESKTOP-GHR3H5U\Anthony | 2019-11-27 07:44 | THOR\acont | 2024-10-09 10:48 | Cloned from Hochiki S560
9d3b1473-37e7-48fa-9f12-eb05dd228cc5 |  |  |  | North | Bosch |  | Cards & Components |  |  |  | Card | TRUE | B520 Main Board | ++ | Auxiliary power supply module, 2A 12V, SDI2 | 1 | 0.15 | 0.15 | 2 |  | 12 | [7 empty] | #FFFFFFFF |  |  | FALSE | FALSE | FALSE | [20 empty] | DESKTOP-7EIEB7A\acont | 2021-08-13 06:25 | THOR\acont | 2024-10-09 10:48 |  | [Bosch] [SDI2 BOSCH] [ALL DEVICES ++] B520 Main Board | [Bosch] B520 Main Board
4bb8cece-af1c-4e2b-87d0-eb079355ac0f | NFPA 170 ISOLATION MODULE |  |  | North | SAFE Fire Detection |  | Isolator Module |  |  |  | Module | TRUE | RG5224 |  | Intrinsic Safety Barrier, Conventional | 1 | 0.1 | 0.1 |  |  |  |  | FALSE | [5 empty] | #FFFF0000 | FA-NFPA 170 ISOLATION MODULE | 1 | FALSE | FALSE | FALSE | 6000 | [13 empty] | FALSE |  |  | LIN |  |  | THOR\acont | 2025-02-20 10:52 | THOR\acont | 2025-02-20 10:56 | Cloned from SAFE Fire Detection TC1000 | [SAFE Fire Detection] [IDC] 01 [LIN] RG5224, RG5225, TC1000, TC1002 | [SAFE Fire Detection] RG5224, RG5225, TC1000, TC1002
8a8f1638-95eb-4600-889a-eb0909c1a3f5 | NFPA 170 REMOTE ANNUNCIATOR | RISER ANNUNCIATOR |  | North | Notifier |  | Remote Annunciator |  |  |  | Assembly | TRUE | LCD-160 | 2204154 | Remote Display Annunciator Assembly - Configuration 2204154 | 1 | [6 empty] | FALSE |  | SEMI-FLUSH |  | 9-3/16"X9-15/16"X3-3/4" | N/A | #FFFF0000 | FA-NFPA 170 REMOTE ANNUNCIATOR | 1 | FALSE | FALSE | FALSE | 255 |  |  | 7120-0028:0227 | [10 empty] | FALSE | [5 empty] | DESKTOP-7EIEB7A\acont | 2022-04-15 17:53 | THOR\acont | 2024-09-08 17:27 | Cloned from Notifier LCD-160 Assembly
60dcd157-7a10-4d37-a1d6-eb0d05134d86 | NFPA 170 MANUAL PULL |  |  | North | Monaco Enterprises |  | Manual Station |  |  |  | Module | TRUE | 708-025-01 | + | Pull station, single action, SPST, normally open, terminal block, red, non-coded, non-break, key reset. Uses same key as Monaco Fire Alarm Control Panels | 1 | [12 empty] | #FFFF0000 | FA-NFPA 170 MANUAL PULL | 1 | FALSE | FALSE | FALSE | 957 | [19 empty] | DESKTOP-7SAL8M7\acont | 2020-04-02 08:31 | THOR\acont | 2024-09-08 17:27 | Cloned from Monaco Enterprises 708-025-03 | [Monaco Enterprises] [IDC] 01 708-025-01, 708-025-03, 721-128-00 (C), 721-407-00 (C), 721-408-00 (C), 722-125-00 (C), 722-408-00 (C), 722-409-00 (C), 725-312-00 (C), 725-313-00 (C)
a1b6cfce-1660-45bc-9e6a-eb0e0ec17442 |  |  |  | North | Gamewell FCI |  | Hardware |  |  |  | Hardware | TRUE | E3-INCC-DPLATE | ++ | Command Center module mounting plate, “D” Size | 1 | [6 empty] | TRUE | [5 empty] | #FFFFFFFF |  |  | FALSE | FALSE | FALSE | [20 empty] | DESKTOP-7EIEB7A\acont | 2022-08-29 12:36 | THOR\acont | 2024-10-09 10:48 | Cloned from Gamewell FCI E3-INCC-CPLATE
2f1d31a7-8505-4d7c-b835-eb1281be6a85 | NFPA 170 SPEAKER STROBE |  |  | North | Simplex |  | Speaker/Strobe |  |  |  | Module | TRUE | 49SV-APPLW-BA | + | Wall Mount Addressable S/V Appliance only, Assembled in USA | 1 | 0 | 0 |  |  |  |  | TRUE | FALSE |  |  |  |  | #FF0070C0 | FA-NFPA 170 SPEAKER STROBE | 1 | FALSE | FALSE | FALSE | 2019 | [19 empty] | DESKTOP-7EIEB7A\acont | 2022-02-21 14:33 | THOR\acont | 2024-09-08 17:27 | Cloned from Simplex 49SV-APPLW-O-BA | [Autocall, Simplex] [AUDIO 25v] [25V AUDIO] 49HF-APPLW, 49HF-APPLW-BA, 49HFV-APPLW, 49HFV-APPLW-BA, 49SO-APPLW, 49SO-APPLW-BA, 49SO-APPLW-O, 49SO-APPLW-O-BA, 49SV-APPLW, 49SV-APPLW-BA, 49SV-APPLW-O, 49SV-APPLW-O-BA, A49HF-APPLW, A49HF-APPLW-BA, A49HFV-AP [Autocall, Simplex] [AUDIO 70.7v] [70V AUDIO] 49HF-APPLW, 49HF-APPLW-BA, 49HFV-APPLW, 49HFV-APPLW-BA, 49SO-APPLW, 49SO-APPLW-BA, 49SO-APPLW-O, 49SO-APPLW-O-BA, 49SV-APPLW, 49SV-APPLW-BA, 49SV-APPLW-O, 49SV-APPLW-O-BA, A49HF-APPLW, A49HF-APPLW-BA, A49HFV- [Autocall, Simplex] [IDNac] [23VDC] 49HFV-APPLW, 49HFV-APPLW-BA, 49SV-APPLW, 49SV-APPLW-BA, 49VO-APPLW, 49VO-APPLW-BA, A49HFV-APPLW, A49HFV-APPLW-BA, A49SV-APPLW, A49SV-APPLW-BA, A49VO-APPLW, A49VO-APPLW-BA
36f693e0-a250-48b8-a14b-eb287eeb8540 |  |  |  | North | Notifier |  | Hardware |  |  |  | Hardware | TRUE | NFS-LBB |  | Battery Box (required for batteries larger than 26 AH). | 1 | [6 empty] | FALSE | FALSE | SURFACE |  | PROVIDED ("WX"HX"D) | N/A | #FFFFFFFF |  |  | FALSE | FALSE | FALSE |  |  |  | 7165-0028:0224 | [10 empty] | FALSE | [7 empty] | THOR\acont | 2024-10-09 10:48
8846164c-5c79-49d8-802f-eb2d2b429184 |  |  |  | North | Siemens | [5 empty] | Module | TRUE | FHK2002-R3 | S54400-C55-A2 | Red 2 Height Unit 1 Window Enclosure kit (for FC922, FC924) Consists of: One FHB2002-R1, one FHD2004-U1, one FHD2006-U1, one FHD2002-R3 | 1 | [12 empty] | #FFFFFFFF |  |  | FALSE | FALSE | FALSE | [20 empty] | DESKTOP-7SAL8M7\acont | 2019-08-13 09:04 | THOR\acont | 2024-10-09 10:48
0abed7cf-3101-42f6-9159-eb32a32e4479 |  |  |  | North | Edwards |  | Hardware |  |  |  | Hardware | TRUE | LKW-7 |  | EMERGENCY - Wall Orientation | 1 | [6 empty] | FALSE | [5 empty] | #FFFFFFFF |  |  | FALSE | FALSE | FALSE | [14 empty] | FALSE | [7 empty] | THOR\acont | 2024-10-09 10:48
778a54e6-7401-4d34-9567-eb355b3b07f5 |  |  |  | North | Bosch | [5 empty] | Module | TRUE | D203 | * | Enclosure 3x5 module | 1 | [12 empty] | #FFFFFFFF |  |  | FALSE | FALSE | FALSE | [20 empty] | DESKTOP-7EIEB7A\acont | 2021-08-13 06:25 | THOR\acont | 2024-10-09 10:48
7d84bdd5-a3ac-4f37-baa9-eb36bffba378 |  |  |  | North | Bosch | [5 empty] | Module | TRUE | D8130 | ++ | Door Release Module | 1 | 0.007 | 0.06 |  |  | 12 | [7 empty] | #FFFFFFFF |  |  | FALSE | FALSE | FALSE | [20 empty] | DESKTOP-7EIEB7A\acont | 2021-08-13 06:25 | THOR\acont | 2024-10-09 10:48 |  | [Bosch] [VOLTAGE TRIGGER] [*] [VOLT TRIGGER ++] D8130 | [Bosch] D130, D133, D134, D7053, D8130, DS7465I
294cd6d3-1841-4645-9b64-eb3f9df00092 | NFPA 170 HORN STROBE CEILING |  |  | North | Siemens |  | Horn/Strobe |  |  |  | Module | TRUE | NS-HMC-CW | 500-636090++ | NS HORN HI MULTI-CANDELA WHITE CEILING | 1 | [7 empty] | TRUE |  |  |  |  | #FF0070C0 | FA-NFPA 170 HORN STROBE CEILING | 1 | FALSE | FALSE | FALSE | 2013 | [16 empty] | C |  |  | DESKTOP-7SAL8M7\acont | 2019-08-13 09:04 | THOR\acont | 2024-09-08 17:27 | B,T | [Siemens] [NAC] [DC HIGH DB] NS-HMC-CR (C), NS-HMC-CW (C)
8107cbfe-0106-4edb-b52e-eb40180dff83 | NFPA 170 HORN |  |  | North | Notifier |  | Horn |  |  |  | Module | TRUE | HGWL-LF | + | LF Sounder Strobe, Wall, White, Compact | 1 | 0 | 0.047 |  |  |  |  | FALSE | [5 empty] | #FF0070C0 | FA-NFPA 170 HORN | 1 | FALSE | FALSE | FALSE | 2010 | [13 empty] | FALSE |  |  | LF |  |  | DESKTOP-7SAL8M7\acont | 2020-01-28 08:18 | THOR\acont | 2024-09-08 17:27 | Cloned from System Sensor HGWL-LF | [Notifier] [NAC] [16 VDC. TEMPORAL HIGH] HCRL-LF (C), HCWL-LF (C), HGRL-LF, HGWL-LF, HRL-LF, HWL-LF
5526768d-472e-4fde-8f45-eb418502c284 | CADGEN AUX POWER SUPPLY |  |  | North | Autocall |  | Auxilliary Power Supply |  |  |  | Module | TRUE | A007-9802 | ++ | 25 VDC Regulator Module; 2 A maximum output; use to power Zone/Relay modules connected to initiating devices requiring nominal 25 VDC voltage | 1 | 0.19 | 0.445 |  |  |  |  | TRUE | [5 empty] | #FFFF0000 | FA-CADGEN AUX POWER SUPPLY | 1 | FALSE | FALSE | FALSE | [20 empty] | DESKTOP-7SAL8M7\acont | 2020-05-11 16:59 | THOR\acont | 2024-09-08 17:27 | Cloned from AutoCall A007-9801 |  | [Autocall, Simplex] 4007-9802, A007-9802
858d556e-f670-4a2e-9aa9-eb456fa0f071 | NFPA 170 SPEAKER STROBE |  |  | North | Siemens |  | Speaker/Strobe |  |  |  | Module | TRUE | SLSPSWW-AL | S54329-F46-A1 | SLSPSWW-AL SPK/ST,WALL,WHT,ALERT | 1 | [12 empty] | #FF0070C0 | FA-NFPA 170 SPEAKER STROBE | 1 | FALSE | FALSE | FALSE | 2019 | [19 empty] | DESKTOP-7SAL8M7\acont | 2019-08-13 09:04 | THOR\acont | 2024-09-08 17:27 |  | [Siemens] [NAC] [16 VDC] SLSPSWR-AL, SLSPSWR-ALA, SLSPSWR-F, SLSPSWR-M, SLSPSWR-N, SLSPSWR-NA, SLSPSWW-AL, SLSPSWW-ALA, SLSPSWW-F, SLSPSWW-M, SLSPSWW-N, SLSPSWW-NA, SLSWR-A, SLSWR-AL, SLSWR-ALA, SLSWR-F, SLSWR-FB, SLSWR-N, SLSWR-NA, SLSWW-AL, SLSWW-ALA, [Siemens] [NAC] [24 VDC] SLSPSWR-AL, SLSPSWR-ALA, SLSPSWR-F, SLSPSWR-M, SLSPSWR-N, SLSPSWR-NA, SLSPSWW-AL, SLSPSWW-ALA, SLSPSWW-F, SLSPSWW-M, SLSPSWW-N, SLSPSWW-NA, SLSWR-A, SLSWR-AL, SLSWR-ALA, SLSWR-F, SLSWR-FB, SLSWR-N, SLSWR-NA, SLSWW-AL, SLSWW-ALA, [Siemens] [AUDIO 70.7v] [70V AUDIO] SL2SPSCW-F (C), SLSPCR-A (C), SLSPCR-AL (C), SLSPCR-F (C), SLSPCR-N (C), SLSPCW-A (C), SLSPCW-AL (C), SLSPCW-F (C), SLSPCW-N (C), SLSPSCR-A (C), SLSPSCR-AL (C), SLSPSCR-ALA (C), SLSPSCR-F (C), SLSPSCR-N (C), SLSPSCR-NA [Siemens] [AUDIO 25v] [25V AUDIO] SL2SPSCW-F (C), SLSPCR-A (C), SLSPCR-AL (C), SLSPCR-F (C), SLSPCR-N (C), SLSPCW-A (C), SLSPCW-AL (C), SLSPCW-F (C), SLSPCW-N (C), SLSPSCR-A (C), SLSPSCR-AL (C), SLSPSCR-ALA (C), SLSPSCR-F (C), SLSPSCR-N (C), SLSPSCR-NA (
7e3f05b2-1499-41dc-8da4-eb46a682dc25 | NFPA 170 HORN STROBE CEILING |  |  | North | Autocall |  | Horn/Strobe |  |  |  | Module | TRUE | A4906-9142 | + | Horn with Multi-Candela Strobe; Ceiling Mount, White, High Cd | 1 | 0 | 0 |  |  |  |  | TRUE | TRUE |  |  |  |  | #FF0070C0 | FA-NFPA 170 HORN STROBE CEILING | 1 | FALSE | FALSE | FALSE | 2013 | [16 empty] | C |  |  | DESKTOP-7EIEB7A\acont | 2022-03-07 07:20 | THOR\acont | 2024-09-08 17:27 | Cloned from Autocall A4906-9142 CLONED | [Autocall, Simplex] [NAC] [MAX STEADY] 4906-9140 (C), 4906-9142 (C), A4906-9140 (C), A4906-9142 (C) [Autocall, Simplex] [NAC] [24VDC STEADY] 4906-9128 (C), 4906-9130 (C), 4906-9140 (C), 4906-9142 (C), A4906-9128 (C), A4906-9130 (C), A4906-9140 (C), A4906-9142 (C)
078b9470-76c4-4fba-911f-eb57b5ab058e | NFPA 170 SPEAKER CEILING |  |  | North | Simplex |  | Speaker |  |  |  | Module | TRUE | 49SO-APPLC-O-BA | + | Ceiling mount Addressable Weatherproof High Fidelity S/O Appliance Only. Assembled in USA | 1 | 0.0008 | 0.009 |  |  |  |  | TRUE | TRUE |  |  |  |  | #FF0070C0 | FA-NFPA 170 SPEAKER CEILING | 1 | FALSE | FALSE | FALSE | 2019 | [16 empty] | C, WP |  |  | DESKTOP-7EIEB7A\acont | 2022-02-21 14:50 | THOR\acont | 2024-09-08 17:27 | Cloned from Simplex 49SO-APPLC-BA | [Autocall, Simplex] [IDNac] [IDNAC] 49HF-APPLC (C), 49HF-APPLC-BA (C), 49HF-APPLW, 49HF-APPLW-BA, 49SO-APPLC (C), 49SO-APPLC-BA (C), 49SO-APPLC-O (C), 49SO-APPLC-O-BA (C), 49SO-APPLW, 49SO-APPLW-BA, 49SO-APPLW-O, 49SO-APPLW-O-BA, A49HF-APPLC (C), A49HF-A [Autocall, Simplex] [AUDIO 70.7v] [70V AUDIO] 49HF-APPLC (C), 49HF-APPLC-BA (C), 49HFV-APPLC (C), 49HFV-APPLC-BA (C), 49HFVH-APPLC (C), 49HFVH-APPLC-BA (C), 49SO-APPLC (C), 49SO-APPLC-BA (C), 49SO-APPLC-O (C), 49SO-APPLC-O-BA (C), 49SV-APPLC (C), 49SV-AP [Autocall, Simplex] [AUDIO 25v] [25V AUDIO] 49HF-APPLC (C), 49HF-APPLC-BA (C), 49HFV-APPLC (C), 49HFV-APPLC-BA (C), 49HFVH-APPLC (C), 49HFVH-APPLC-BA (C), 49SO-APPLC (C), 49SO-APPLC-BA (C), 49SO-APPLC-O (C), 49SO-APPLC-O-BA (C), 49SV-APPLC (C), 49SV-APPL
2249dbfd-c36d-464b-9482-eb5ef3e2f1bf |  |  |  | North | Autocall |  | Cards & Components |  |  |  | Card | TRUE | A100-1284 |  | 8 Switch, 16 Red/Green LED Module | 1 | 0 | 0.024 |  |  |  |  | TRUE | [5 empty] | #FFFFFFFF |  |  | FALSE | FALSE | FALSE | [20 empty] | DESKTOP-0D6CQVA\lousc | 2019-07-07 18:10 | THOR\acont | 2024-10-09 10:48 | Cloned from AutoCall A100-1283
62b44849-acc4-4d11-bcb0-eb66cddf5abf |  |  |  | North | Siemens |  | Cards & Components |  |  |  | Card | TRUE | CSB | 500-033130 | CAN SOUNDER BOARD (FOR REMOTELY MOUNTED SCM/FCM FOR KEY PRESS AUDIBLE FEEDBACK) MOUNTS TO SCM/FCM | 1 | [6 empty] | TRUE | [5 empty] | #FFFFFFFF |  |  | FALSE | FALSE | FALSE | [22 empty] | THOR\acont | 2024-10-09 10:48
2c9a7eb9-2f66-4b36-bae4-eb6e7cc9f754 | NFPA 170 WIRELESS CONTROL UNIT |  |  | North | Farenhyt |  | Wireless Control Unit |  |  |  | Module | TRUE | WIDP-WGI | + | Wireless System Gateway | 1 | 0.024 | 0.04 |  |  |  |  | FALSE | [5 empty] | #FFFF0000 | FA-NFPA 170 WIRELESS CONTROL UNIT | 1 | FALSE | FALSE | FALSE | [14 empty] | FALSE |  |  | W-GATE |  |  | DESKTOP-7SAL8M7\acont | 2019-07-13 12:24 | THOR\acont | 2024-09-08 17:27 | Cloned from Silent Knight WSK-WGI | [Farenhyt] [SLC IDP MODULES] [*] [#3 TYPE ADDR ¦ MODULES] CO1224TR w/ IDP-MINIMON, CO1224TR w/ IDP-MONITOR, Hood System/IDP-MINIMON, IDP-CONTROL, IDP-CONTROL-6, IDP-MINIMON, IDP-MON-10, IDP-MONITOR, IDP-MONITOR-2, IDP-PULL-DA, IDP-PULL-SA, IDP-RELAY, IDP [Farenhyt] [AUX POWER] [*] WIDP-WGI [Farenhyt, Silent Knight] [SLC MODULES SENSORS] [*] [#1 SHARED ADDR ¦ MODULES] HFS-MM, Hood System/IDP-MINIMON, IDP-CONTROL, IDP-CONTROL-6, IDP-MINIMON, IDP-MON-10, IDP-MONITOR, IDP-MONITOR-2, IDP-PULL-DA, IDP-PULL-SA, IDP-RELAY, IDP-RELAY-6, IDP-RELAYMO | [Farenhyt, Firelite, Gamewell FCI, Notifier, Silent Knight] FWSG, VW-GATE, W-GATE, WIDP-WGI, WSK-WGI
68d67d79-4d45-45ff-aeb3-eb6f3f056ddb |  |  |  | North | Evax |  | Cards & Components |  |  |  | Card | TRUE | EVX-100E | + | 100W Voice Evacuation Module | 1 | 0.18 | 6.4 |  |  |  |  | TRUE | [5 empty] | #FFFFFFFF |  |  | FALSE | FALSE | FALSE | [20 empty] | DESKTOP-7SAL8M7\acont | 2020-07-16 11:28 | THOR\acont | 2024-10-09 10:48 | Cloned from Hochiki EVX-100E-H
4faeca0b-4977-478a-9be0-eb7038bb9ba8 |  |  |  | North | Honeywell |  | Cards & Components |  |  |  | Card | TRUE | HWF2A-COM Main Board | + | Main Board | 1 | 0.21 | 0.29 |  |  |  |  | TRUE | [5 empty] | #FFFFFFFF |  |  | FALSE | FALSE | FALSE | [20 empty] | DESKTOP-7SAL8M7\acont | 2019-12-13 06:15 | THOR\acont | 2024-10-09 10:48 | Cloned from Honeywell HWF2V-COM Main Board | [DMP, DSC, Honeywell, NAPCO] [IDC] 01 [TROUBLE] 263LTE, 263LTE-A, 263LTE-V, 263LTE-V5 (12V), 3G3070-CF HSPA, CDMA-FIRE, CellComSLC, CellComSLCF, CellComSLCZ, DUALCOMNF-LV (12V), DUALCOMNF-LV (24V), HWF2A-COM Main Board, HWF2V-COM Main Board, IPGSM-4G, TL [Firelite, Gamewell FCI, Honeywell, Notifier] [DACT] 01 [DACT] CELL-CAB-FL, CELL-CAB-N, CELL-MOD, HWF2A-COM Main Board, HWF2V-COM Main Board
2f714e61-ed07-41ee-88c0-eb7512971583 | NFPA 170 SMOKE DETECTOR |  |  | North | Edwards |  | Smoke Detector |  |  |  | Module | TRUE | SIGA-IPHSB w/SIGA-AB4G BASE | ++ | 4D Multisensor Detector, Black | 1 | 4.5e-05 | 4.5e-05 |  |  |  |  | FALSE | TRUE |  |  |  |  | #FFFF0000 | FA-NFPA 170 SMOKE DETECTOR | 1 | FALSE | FALSE | FALSE | 1408 | [13 empty] | FALSE | [7 empty] | THOR\acont | 2024-10-08 16:31 | 20191121 AC Detector with base | [Edwards, Kidde] [SLC EST SENSORS] 01 [*] [EST3, iO1000] DS-HFS (C), DS-PS (C), FX-HD w/IB4U BASE, FX-HD w/RB4U BASE, FX-HD w/SB4U BASE, FX-HD w/SB4U-LF BASE, FX-HD wB4U BASE, FX-PD w/B4U BASE (C), FX-PD w/IB4U BASE (C), FX-PD w/SB4U BASE (C), FX-PD w/SB [Edwards, Kidde] [SLC EST SENSORS] [*] [#4 TYPE ADDR ¦ SENSORS] KI-DDOS (C), SIGA2-COS w/SIGA-AB4G BASE, SIGA2-COS w/SIGA-AB4G-LF BASE, SIGA2-COS w/SIGA-AB4GT BASE, SIGA2-COS w/SIGA-IB BASE, SIGA2-COS w/SIGA-RB BASE, SIGA2-COS w/SIGA-SB BASE, SIGA2-HCOS [Edwards, Kidde] [SLC EST MODULES SENSORS] [*] [#2 SHARED ADDR ¦ SENSORS] KI-DDOS (C), SIGA2-COS w/SIGA-AB4G BASE, SIGA2-COS w/SIGA-AB4G-LF BASE, SIGA2-COS w/SIGA-AB4GT BASE, SIGA2-COS w/SIGA-IB BASE, SIGA2-COS w/SIGA-RB BASE, SIGA2-COS w/SIGA-SB BASE, S [Edwards, Kidde] [AUX POWER] FX-HD w/SB4U BASE, FX-PD w/SB4U BASE (C), FX-PHD w/SB4U BASE (C), KI-COD w/KI-ABST BASE (C), KI-HCD w/KI-ABST BASE, KI-HRD w/KI-ABST BASE, KI-PCD w/KI-ABST BASE (C), KI-PD w/KI-ABST BASE (C), KI-PHCD w/KI-ABST BASE (C), KI-PH [Edwards, Kidde] [SLC EST MODULES/SENSORS] 01 [*] [iO64] DS-HFS (C), DS-PS (C), FX-HD w/IB4U BASE, FX-HD w/RB4U BASE, FX-HD w/SB4U BASE, FX-HD w/SB4U-LF BASE, FX-HD wB4U BASE, FX-PD w/B4U BASE (C), FX-PD w/IB4U BASE (C), FX-PD w/SB4U BASE (C), FX-PD w/SB
2188f215-0406-447d-a4e4-eb76b74d82c9 |  |  |  | North | Potter | [5 empty] | Module | TRUE | EVD-2 |  | Electronic Vibration Detector with Remote Pickup | 1 | [6 empty] | FALSE | [5 empty] | #FFFFFFFF |  |  | FALSE | FALSE | FALSE | [14 empty] | FALSE | [7 empty] | THOR\acont | 2024-10-09 10:48
a878b6a9-d449-43ec-b38b-eb7f1e3fbb66 | NFPA 170 AMPLIFIER RACK | RISER AMP |  | North | Potter |  | Amplifier |  |  |  | Assembly | TRUE | PVC-DPS50/P (70V) | + | Distributed Panel, Single Channel, 50W, Fire Phone | 1 | [6 empty] | FALSE | [5 empty] | #FFFF0000 | FA-NFPA 170 AMPLIFIER RACK | 1 | FALSE | FALSE | FALSE | 300 | [8 empty] | 7,12,18 |  |  |  | 50 | TRUE | [5 empty] | DESKTOP-7SAL8M7\acont | 2020-11-03 16:06 | THOR\acont | 2024-09-08 17:27 | Cloned from Hochiki FNVDPS50/P (70V)
121c4de3-77c1-402d-babb-eb7f5913969d |  |  |  | North | Siemens |  | Cards & Components |  |  |  | Card | TRUE | LVM | 500-034090 | LIVE VOICE MASTER MICROPHONE INNER DOOR - 1 POSITION (MUST LEAVE SPACE BEHIND OPEN) | 1 | 0.025 | 0.025 |  |  |  |  | TRUE | [5 empty] | #FFFFFFFF |  |  | FALSE | FALSE | FALSE | [22 empty] | THOR\acont | 2024-10-09 10:48
d290df49-8825-4422-872b-eb83025e7086 | NFPA 170 SMOKE DETECTOR |  |  | North | Fike |  | Smoke Detector |  |  |  | Module | TRUE | 67-033 |  | Ion Sensor Non-Isolator Version w/63-1054 6” Sensor Base Non-Isolator Version | 1 | [6 empty] | FALSE | TRUE |  |  |  |  | #FFFF0000 | FA-NFPA 170 SMOKE DETECTOR | 1 | FALSE | FALSE | FALSE | 1408 | [13 empty] | FALSE | [7 empty] | THOR\acont | 2024-09-08 17:27 | 20191121 AC Detector without base | [Fike] [AUX POWER] 20-1063, 20-1064, 20-1343, 55-019/020 (C), 55-021 (C), 55-023 (C), 55-043, 55-047, 55-048, 55-050, 55-055, 55-056, 55-060, 55-061, 60-1028 (C), 60-1039 (C), 60-1040 (C), 63-028/029 (C), 63-1021 (C), 63-1052 (C), 63-1053 (C), 63-1056 (C [Fike] [SLC FIKE] [*] [#1 SHARED ADDR ¦ ALL] 20-1063, 20-1064, 20-1343, 55-019/020 (C), 55-021 (C), 55-023 (C), 55-041, 55-042, 55-043, 55-045, 55-046, 55-047, 55-048, 55-050, 55-052, 55-055, 55-056, 55-060, 55-061, 60-1028 (C), 60-1039 (C), 60-1040 (C),
225fde4b-fdcd-48f1-83b5-eb85b97a93c2 |  |  |  | North | Simplex |  | Cards & Components |  |  |  | Card | TRUE | 4100-1203 |  | Amplifier | 1 | 0.068 | 8.75 |  |  |  |  | TRUE | [5 empty] | #FFFFFFFF |  |  | FALSE | FALSE | FALSE | [20 empty] | THOR\acont | 2024-12-06 06:24 | THOR\acont | 2024-12-06 06:50 | Cloned from Simplex 4100-4321 |  | [Simplex] 4100-1203, 4100-4321
c734eb04-5530-4874-8afb-eb8c78132709 | NFPA 170 SMOKE DETECTOR |  |  | North | Kidde |  | Smoke Detector |  |  |  | Module | TRUE | FX-PD w/SB4U BASE | ++ | Intelligent Addressable Optical Smoke Detector | 1 | 4.5e-05 | 4.5e-05 |  |  |  |  | FALSE | TRUE |  |  |  |  | #FFFF0000 | FA-NFPA 170 SMOKE DETECTOR | 1 | FALSE | FALSE | FALSE | 1408 | [13 empty] | FALSE | [5 empty] | DESKTOP-7EIEB7A\acont | 2022-03-08 14:24 | THOR\acont | 2024-09-08 17:27 | Cloned from Edwards SIGA-PD w/SIGA-AB4G BASE | [Kidde] [SLC EST SENSORS] [*] [#4 TYPE ADDR ¦ SENSORS] DS-HFS (C), DS-PS (C), FX-HD w/IB4U BASE, FX-HD w/RB4U BASE, FX-HD w/SB4U BASE, FX-HD w/SB4U-LF BASE, FX-HD wB4U BASE, FX-PD w/B4U BASE (C), FX-PD w/IB4U BASE (C), FX-PD w/SB4U BASE (C), FX-PD w/SB4U [Kidde] [SLC EST MODULES SENSORS] [*] [#2 SHARED ADDR ¦ SENSORS] DS-HFS (C), DS-PS (C), FX-HD w/IB4U BASE, FX-HD w/RB4U BASE, FX-HD w/SB4U BASE, FX-HD w/SB4U-LF BASE, FX-HD wB4U BASE, FX-PD w/B4U BASE (C), FX-PD w/IB4U BASE (C), FX-PD w/SB4U BASE (C), FX [Edwards, Kidde] [SLC EST SENSORS] 01 [*] [EST3, iO1000] DS-HFS (C), DS-PS (C), FX-HD w/IB4U BASE, FX-HD w/RB4U BASE, FX-HD w/SB4U BASE, FX-HD w/SB4U-LF BASE, FX-HD wB4U BASE, FX-PD w/B4U BASE (C), FX-PD w/IB4U BASE (C), FX-PD w/SB4U BASE (C), FX-PD w/SB [Edwards, Kidde] [AUX POWER] FX-HD w/SB4U BASE, FX-PD w/SB4U BASE (C), FX-PHD w/SB4U BASE (C), KI-COD w/KI-ABST BASE (C), KI-HCD w/KI-ABST BASE, KI-HRD w/KI-ABST BASE, KI-PCD w/KI-ABST BASE (C), KI-PD w/KI-ABST BASE (C), KI-PHCD w/KI-ABST BASE (C), KI-PH [Edwards, Kidde] [SLC EST MODULES/SENSORS] 01 [*] [iO64] DS-HFS (C), DS-PS (C), FX-HD w/IB4U BASE, FX-HD w/RB4U BASE, FX-HD w/SB4U BASE, FX-HD w/SB4U-LF BASE, FX-HD wB4U BASE, FX-PD w/B4U BASE (C), FX-PD w/IB4U BASE (C), FX-PD w/SB4U BASE (C), FX-PD w/SB
e8a5e6b9-263b-4dd9-a9f8-eb9abe8fbe41 |  |  |  | North | Siemens | [5 empty] | Module | TRUE | HUB-RS-485 | 500-649930 | RS-485 INTERFACE FOR WAIO | 1 | [12 empty] | #FFFFFFFF |  |  | FALSE | FALSE | FALSE | [20 empty] | DESKTOP-7SAL8M7\acont | 2019-08-13 09:04 | THOR\acont | 2024-10-09 10:48
2b814e74-ea4b-4fe7-aa43-eb9d664a65d0 |  |  |  | North | Potter | [5 empty] | Module | TRUE | ARM-2 |  | DPDT Auxiliary Relay Module | 1 | [6 empty] | FALSE | [5 empty] | #FFFFFFFF |  |  | FALSE | FALSE | FALSE |  |  |  | 7165-0328:0155 | [10 empty] | FALSE | [7 empty] | THOR\acont | 2024-10-09 10:48
3fe6767f-783d-4d29-b24d-eb9eb77ae1ef | CADGEN AUX POWER SUPPLY |  |  | North | Simplex |  | Auxilliary Power Supply |  |  |  | Module | TRUE | 4007-9802 | ++ | 25 VDC Regulator Module; 2 A maximum output; use to power Zone/Relay modules connected to initiating devices requiring nominal 25 VDC voltage | 1 | 0.19 | 0.445 |  |  |  |  | TRUE | [5 empty] | #FFFF0000 | FA-CADGEN AUX POWER SUPPLY | 1 | FALSE | FALSE | FALSE | [20 empty] | DESKTOP-7SAL8M7\acont | 2020-05-11 16:59 | THOR\acont | 2024-09-08 17:27 | Cloned from Simplex 4007-9801 | [Ansul, Autocall, Simplex] [AUX POWER] [*] [INPUT] 4007-9801, 4007-9802, A007-9801 | [Autocall, Simplex] 4007-9802, A007-9802
f36ba092-4fa7-4667-a158-eb9f3d1fc3d9 | NFPA 170 ADDRESSABLE INPUT MONITOR MODULE |  |  | North | Siemens |  | Addressable Module |  |  |  | Module | TRUE | XTRI-S | S54370-B3-A1 | Single Input Monitor Module with Built-In Isolator | 1 | 0.0005 | 0.00065 |  |  |  |  | FALSE | [5 empty] | #FFFF0000 | FA-NFPA 170 ADDRESSABLE INPUT MONITOR MODULE | 1 | FALSE | FALSE | FALSE | 1000 | [13 empty] | FALSE | [5 empty] | AULAPTOP-PC\Aulaptop | 2018-12-23 11:22 | THOR\acont | 2024-09-08 17:27 | Cloned from Siemens HTRI-S | [Siemens] [SLC MODULES SENSORS] [*] [#1 SHARED ADDR ¦ MODULES] AD-11P (C), FDBZ492 w/OP921 (C), FDBZ492-HR w/FDO421 (C), FDBZ492-HR w/OP921 (C), FDBZ492-R (C), FDCIO422, HCP, HCP-Z, HFPO-11, HFPT-11, HMS-D, HMS-DE, HMS-DP, HMS-DZ, HMS-S, HMS-SA, HMS-SE, | [Siemens] HTRI-M, HTRI-R, HTRI-S, XTRI-M, XTRI-R, XTRI-S
6f754144-bddb-4071-a7b3-eba10a5a11c0 | NFPA 170 FIRE ALARM CONTROL UNIT | RISER FACP |  | North | Kidde |  | Fire Alarm Control Unit |  |  |  | Assembly | TRUE | VS4-GC |  | FACP, 1-4 Loop, 1000pt max, 4 Cl B NACs, gray, 120v, w/ 16 RY LED, ECdn | 1 | [6 empty] | FALSE | [5 empty] | #FFFF0000 | FA-NFPA 170 FIRE ALARM CONTROL UNIT | 1 | FALSE | FALSE | FALSE | 202 | [8 empty] | 7,12,18 |  |  |  |  | TRUE | [7 empty] | THOR\acont | 2024-09-08 17:27
b9e62f1e-f96e-4fff-bbdf-eba1fafd0fdc | NFPA 170 HORN STROBE |  |  | North | Hochiki |  | Horn/Strobe |  |  |  | Module | TRUE | HHSLF177R |  | Low Frequency Horn Strobe, Red, Wall | 1 | 0 | 0.393 |  |  |  |  | FALSE | [5 empty] | #FF0070C0 | FA-NFPA 170 HORN STROBE | 1 | FALSE | FALSE | FALSE | 2012 | [13 empty] | FALSE |  |  | LF |  |  | DESKTOP-7EIEB7A\acont | 2021-01-20 11:26 | THOR\acont | 2024-09-08 17:27 | Cloned from Gentex GHSLF177R | [Gentex, Hochiki] [NAC] [UL MAX, HIGH DB, TEMPORAL 3] GHSLF177R, GHSLF177W, HHSLF177R, HHSLF177W [Gentex, Hochiki] [NAC] [UL MAX, HIGH DB, TEMPORAL 4] GHSLF177R, GHSLF177W, HHSLF177R, HHSLF177W
e5a1cfe7-8a8f-4016-b7ce-eba4380b3466 |  |  |  | North | Autocall |  | Cards & Components |  |  |  | Card | TRUE | A100-1311 |  | Eight Channel Digital Controller Board only; order expansion bay and audio expansion bay kit separately | 1 | 0.085 | 0.085 |  |  |  |  | TRUE | [5 empty] | #FFFFFFFF |  |  | FALSE | FALSE | FALSE | [20 empty] | DESKTOP-0D6CQVA\lousc | 2019-07-07 13:40 | THOR\acont | 2024-10-09 10:48 | Cloned from AutoCall A100-9621
7dd60211-3623-4d83-824d-eba45e8dd306 | NFPA 170 ASPIRATING SMOKE DETECTOR |  |  | North | Autocall |  | Air Sampling Detection |  |  |  | Module | TRUE | A4098-VEP-A00-1P | ++ | VESDA-E VEP, one pipe with LEDs | 5 | [6 empty] | FALSE |  |  |  | 13.8 in. x 8.9 in. x 5.3 in. (350 mm x 225 mm x 135 mm) |  | #FFFF0000 | FA-NFPA 170 ASPIRATING SMOKE DETECTOR | 1 | FALSE | FALSE | FALSE | [14 empty] | FALSE | [5 empty] | THOR\acont | 2024-03-15 07:08 | THOR\acont | 2024-09-08 17:27 | Cloned from Autocall A4098-VES-A00-P | [Autocall, Simplex] [IDNet] [MODULES ++] 2080-9056, 2080-9057, 2080-9067, 2080-9068, 2080-9069, 2080-9070, 4009-9201 Main Board, 4009-9401 Main Board, 4010-9901, 4090-5261, 4090-9001, 4090-9002, 4090-9005, 4090-9006, 4090-9008, 4090-9116, 4098-9019 (Cont [Autocall, Simplex, Xtralis] [IDC] [#1] 4098-VEP-A00-1P, 4098-VEP-A00-P, 4098-VEP-A10-P, 4098-VES-A00-P, 4098-VES-A10-P, A4098-VEP-A00-1P, A4098-VEP-A00-P, A4098-VEP-A10-P, A4098-VES-A00-P, A4098-VES-A10-P, VEP-A00-1P, VEP-A00-1P-NTF, VEP-A00-P, VEP-A10- [Autocall, Simplex, Xtralis] [IDC] [#4] 4098-VEP-A00-1P, 4098-VEP-A00-P, 4098-VEP-A10-P, 4098-VES-A00-P, 4098-VES-A10-P, A4098-VEP-A00-1P, A4098-VEP-A00-P, A4098-VEP-A10-P, A4098-VES-A00-P, A4098-VES-A10-P, VEP-A00-1P, VEP-A00-1P-NTF, VEP-A00-P, VEP-A10- [Autocall, Simplex] [AUX POWER] [ASPIRATOR SETTING 1, ASPIRATOR SETTING 5] 4098-VEP-A00-1P, A4098-VEP-A00-1P [Autocall, Simplex] [RS-485] 4098-VEP-A00-1P, 4098-VEP-A00-P, 4098-VEP-A10-P, 4098-VES-A00-P, 4098-VES-A10-P, A4098-VEP-A00-1P, A4098-VEP-A00-P, A4098-VEP-A10-P, A4098-VES-A00-P, A4098-VES-A10-P [Autocall, Simplex, Xtralis] [IDC] [#2] 4098-VEP-A00-1P, 4098-VEP-A00-P, 4098-VEP-A10-P, 4098-VES-A00-P, 4098-VES-A10-P, A4098-VEP-A00-1P, A4098-VEP-A00-P, A4098-VEP-A10-P, A4098-VES-A00-P, A4098-VES-A10-P, VEP-A00-1P, VEP-A00-1P-NTF, VEP-A00-P, VEP-A10- [Autocall, Simplex, Xtralis] [IDC] [#5] 4098-VEP-A00-1P, 4098-VEP-A00-P, 4098-VEP-A10-P, 4098-VES-A00-P, 4098-VES-A10-P, A4098-VEP-A00-1P, A4098-VEP-A00-P, A4098-VEP-A10-P, A4098-VES-A00-P, A4098-VES-A10-P, VEP-A00-1P, VEP-A00-1P-NTF, VEP-A00-P, VEP-A10- [Autocall, Simplex, Xtralis] [IDC] [#3] 4098-VEP-A00-1P, 4098-VEP-A00-P, 4098-VEP-A10-P, 4098-VES-A00-P, 4098-VES-A10-P, A4098-VEP-A00-1P, A4098-VEP-A00-P, A4098-VEP-A10-P, A4098-VES-A00-P, A4098-VES-A10-P, VEP-A00-1P, VEP-A00-1P-NTF, VEP-A00-P, VEP-A10-
1f44084a-f609-4039-a132-eba620ad3a20 | NFPA 170 HEAT DETECTOR |  |  | North | Edwards |  | Heat Detector |  |  |  | Module | TRUE | 283B-PL |  | Heat Detector, 135 FT, /w plastic mtg plate | 1 | [6 empty] | FALSE | [5 empty] | #FFFF0000 | FA-NFPA 170 HEAT DETECTOR | 1 | FALSE | FALSE | FALSE | 1403 | [13 empty] | FALSE | [7 empty] | THOR\acont | 2024-09-08 17:27 | 20191121 AC Detector without base | [Edwards, Kidde, Monaco Enterprises] [IDC] 01 1534-1, 200-GAOF, 270A-DPO, 270A-SPO, 270-DOC, 270-DOC-B, 270-DOC-F, 270-DPO, 270-GAO, 270-GAOB, 270-GAO-DOC, 270-GAO-DOCF, 270P-DPO, 270P-SPO, 270-SPO, 270-SPOW, 270-SPOWB, 270-SPOWF, 271-KR1/SR/GS, 276A-REL
130189ed-42ce-4aec-b063-ebaa7279edc7 |  |  |  | North | Software House | Security/Access Control |  |  |  |  | Module | TRUE | IP-ACM2A-MB-5PK |  |  | 1 | [12 empty] | #FFFFFFFF |  |  | FALSE | FALSE | FALSE | [20 empty] | THOR\acont | 2024-03-12 21:43 | THOR\acont | 2024-10-09 10:48
e525795e-ce3f-4197-876d-ebabd8aa1028 |  |  |  | North | ProdataKey, Inc. |  | Cards & Components |  |  |  | Card | TRUE | RCNEW Main Board |  | Main Board | 1 | [6 empty] | TRUE | [5 empty] | #FFFFFFFF |  |  | TRUE | FALSE | FALSE | [20 empty] | DESKTOP-7EIEB7A\acont | 2022-02-12 08:15 | THOR\acont | 2024-10-09 10:48 | Cloned from ProdataKey, Inc. RCNE Main Board |  | [ProdataKey, Inc.] R1 Main Board, RCNEW Main Board
aab2e7f4-10a4-436c-aa63-ebbb496893d2 | NFPA 170 HEAT DETECTOR |  |  | North | Simplex |  | Heat Detector |  |  |  | Module | TRUE | 4098-9615 w/4098-9684 | + | Electronic Heat Detector 2-Wire 200° F (93° C) with connection for remote LED | 1 | 0.0001 | 0.024 |  |  |  |  | TRUE | TRUE |  |  |  |  | #FFFF0000 | FA-NFPA 170 HEAT DETECTOR | 1 | FALSE | FALSE | FALSE | 1403 | [16 empty] | 200¦RR |  |  | DESKTOP-7EIEB7A\acont | 2022-02-15 10:16 | THOR\acont | 2024-09-08 17:27 | Cloned from Autocall A4098-9615 w/A4098-9684 | [Autocall, Simplex] [IDC] 01 2098-9201 (C), 2098-9202 (C), 2098-9203 (C), 2098-9208 (C), 2098-9576 (C), 2099-9101 (C), 2099-9102 (C), 2099-9103 (C), 2099-9104 (C), 2099-9105 (C), 2099-9107 (C), 2099-9108 (C), 2099-9754 (C), 2099-9755 (C), 2099-9756 (C),
0d3b95c5-6fbf-4675-82f7-ebbdfffb88ac | NFPA 170 HEAT DETECTOR |  |  | North | Hochiki |  | Heat Detector |  |  |  | Module | TRUE | DSC-EA w/NS6-100 STANDARD BASE | DSC-EA w/NS6-100 STANDARD BASE | HEAT DETECTOR w/ STANDARD BASE | 1 | 0.00011 | 0.3 |  |  |  |  | TRUE | TRUE |  | *Refer to Install Sheet |  |  | #FFFF0000 | FA-NFPA 170 HEAT DETECTOR | 1 | FALSE | FALSE | FALSE | 1403 | [19 empty] | DESKTOP-0D6CQVA\lousc | 2019-10-12 07:53 | THOR\acont | 2024-09-08 17:27 | Cloned from Hochiki DCD-135 w/NS6-100 STANDARD BASE | [Hochiki] [IDC] 01 [IDC] DCD-135 w/HSC-220L LATCHING LED BASE (C), DCD-135 w/HSC-220R - 2 WIRE RELAY BASE (C), DCD-135 w/HSC-221L LATCHING LED BASE (C), DCD-135 w/HSC-221R - 2 WIRE RELAY BASE (C), DCD-135 w/HSC-224L LATCHING LED BASE (C), DCD-135 w
18655960-3bdd-4f84-8b3f-ebc886307e40 | NFPA 170 SPEAKER CEILING |  |  | North | Edwards |  | Speaker |  |  |  | Module | TRUE | 964-1A-8SW |  | 8" Square Cone Speaker, 25Vrms, .5, 1, 2, 4w | 1 | [6 empty] | FALSE | TRUE |  |  |  |  | #FF0070C0 | FA-NFPA 170 SPEAKER CEILING | 1 | FALSE | FALSE | FALSE | 2019 | [13 empty] | FALSE |  |  | C |  |  |  |  | THOR\acont | 2024-09-08 17:27
36288df5-a24d-4705-9ab9-ebc8912ad1e0 | NFPA 170 SPEAKER WALL |  |  | North | Eaton Wheelock |  | Speaker |  |  |  | Module | TRUE | ELSPKW-N | + | WALL SPEAKER, WHITE, NONE | 1 | [6 empty] | TRUE | [5 empty] | #FF0070C0 | FA-NFPA 170 SPEAKER WALL | 1 | FALSE | FALSE | FALSE | 2020 | [19 empty] | DESKTOP-7EIEB7A\acont | 2021-04-29 08:02 | THOR\acont | 2024-09-08 17:27 | Cloned from Eaton Wheelock ELSPKW | [Concealite, Eaton Wheelock] [AUDIO 25v] [25V AUDIO] ELSPKR, ELSPKR-AL, ELSPKRC (C), ELSPKRC-AL (C), ELSPKRC-N (C), ELSPKR-N, ELSPKW, ELSPKW-AL, ELSPKWC (C), ELSPKWC-AL (C), ELSPKWC-N (C), ELSPKW-N, ELSPSTR, ELSPSTR-AL, ELSPSTRC (C), ELSPSTRC-AL (C), ELS [Concealite, Eaton Wheelock] [AUDIO 70.7v] [70V AUDIO] ELSPKR, ELSPKR-AL, ELSPKRC (C), ELSPKRC-AL (C), ELSPKRC-N (C), ELSPKR-N, ELSPKW, ELSPKW-AL, ELSPKWC (C), ELSPKWC-AL (C), ELSPKWC-N (C), ELSPKW-N, ELSPSTR, ELSPSTR-AL, ELSPSTRC (C), ELSPSTRC-AL (C), E
f3507e83-5e5b-4634-8531-ebcecdebdfe7 | NFPA 170 SPEAKER WALL |  |  | North | Edwards |  | Speaker |  |  |  | Module | TRUE | 757-7A-RS25WA |  | 25V Re-ent Speaker, white, no markings, 12/75 cd, amber | 1 | [6 empty] | FALSE | [5 empty] | #FF0070C0 | FA-NFPA 170 SPEAKER WALL | 1 | FALSE | FALSE | FALSE | 2021 | [13 empty] | FALSE | [7 empty] | THOR\acont | 2024-09-08 17:27
211cb407-1d14-4d44-b41f-ebd1dd36e628 | NFPA 170 DUCT SMOKE DETECTOR |  |  | North | Monaco Enterprises |  | Duct Smoke Detector |  |  |  | Module | TRUE | 723-371-00 |  | DETECTOR HOUSING,SYSTEM:DUCT,PHOTO,INTEL,NEMA 4,WATERTIGHT | 1 | 0.0003 | 0.0003 |  |  |  |  | FALSE | TRUE | FLUSH |  | N/A | N/A | #FFFF0000 | FA-NFPA 170 DUCT SMOKE DETECTOR | 1 | FALSE | FALSE | FALSE | 1400 |  |  | 3242-1653:0209 | [10 empty] | FALSE | [5 empty] | DESKTOP-7SAL8M7\acont | 2020-02-23 09:55 | THOR\acont | 2024-09-08 17:27 | Cloned from Notifier DNRW | [Monaco Enterprises] [SLC SENSORS] 01 [*] 721-121-00 w/B200SR-LF-WH (C), 721-121-00 w/B200SR-WH (C), 721-121-00 w/B210LP (C), 721-121-00 w/B224RB-WH (C), 721-121-00 w/B501 (C), 721-124-00 w/B200SR-LF-WH (C), 721-124-00 w/B200SR-WH (C), 721-124-00 w/B210L [Monaco Enterprises] [SLC SENSORS] 02 [*] 723-370-00 (C), 723-371-00 (C), DNRW (C) [Monaco Enterprises] [SLC MODULES SENSORS] 01 [*] 708-026-01, 708-031-00, 721-121-00 w/B200SR-LF-WH (C), 721-121-00 w/B200SR-WH (C), 721-121-00 w/B210LP (C), 721-121-00 w/B224RB-WH (C), 721-121-00 w/B501 (C), 721-124-00 w/B200SR-LF-WH (C), 721-124-00 w/B [Monaco Enterprises] [SLC MODULES/SENSORS] 02 [*] 723-370-00 (C), 723-371-00 (C), DNRW (C) | [Fike, Firelite, Monaco Enterprises, Notifier, Space Age Electronics] 723-370-00, 723-371-00, D365PL, D4120, D4120W, DNR, DNR w/FIK‐2351R, DNR w/FSP-851R, DNR w/FSP-951R, DNR w/FSP-951R-IV, DNR w/NP-100R, DNR w/NP-200R, DNR w/SD365R, DNRW, DNRW w/FSP-951R
4986a5a3-8174-416b-ad04-ebd20458efbd | NFPA 170 HEAT DETECTOR |  |  | North | Hochiki |  | Heat Detector |  |  |  | Module | TRUE | DCD-135 w/NS4-221 STANDARD BASE | DCD-135 w/NS4-221 STANDARD BASE | HEAT DETECTOR w/ STANDARD BASE | 1 |  | 0.196 |  |  |  |  | TRUE | TRUE |  | *Refer to Install Sheet |  |  | #FFFF0000 | FA-NFPA 170 HEAT DETECTOR | 1 | FALSE | FALSE | FALSE | 1403 | [19 empty] | DESKTOP-0D6CQVA\lousc | 2019-10-12 07:39 | THOR\acont | 2024-09-08 17:27 | from Hochiki DCD-135 w/NS4-221 STANDARD BASE | [Hochiki] [IDC] 01 [IDC] DCD-135 w/HSC-220L LATCHING LED BASE (C), DCD-135 w/HSC-220R - 2 WIRE RELAY BASE (C), DCD-135 w/HSC-221L LATCHING LED BASE (C), DCD-135 w/HSC-221R - 2 WIRE RELAY BASE (C), DCD-135 w/HSC-224L LATCHING LED BASE (C), DCD-135 w
7bbec28e-e760-4965-8e60-ebd22771d246 | NFPA 170 AMPLIFIER RACK | RISER AMP |  | North | Edwards |  | Amplifier |  |  |  | Assembly | TRUE | ANS100XG |  | 100W Audio Expander Panel, Gray | 1 | [6 empty] | FALSE | [5 empty] | #FFFF0000 | FA-NFPA 170 AMPLIFIER RACK | 1 | FALSE | FALSE | FALSE | 300 | [8 empty] | 7,12,18 |  |  |  |  | TRUE | [7 empty] | THOR\acont | 2024-09-08 17:27
2be88f54-14f3-4d9b-886c-ebd28770dc5d | NFPA 170 SPEAKER STROBE |  |  | North | Hochiki |  | Speaker/Strobe |  |  |  | Module | TRUE | HSSPK24WLPW |  | Speaker/Strobe, 24 VDC, Wall Mount, White | 1 | 0 | 0.137 |  |  |  |  | FALSE | FALSE |  | *Refer to Install Sheet |  |  | #FF0070C0 | FA-NFPA 170 SPEAKER STROBE | 1 | FALSE | FALSE | FALSE | 2019 | [13 empty] | FALSE | [5 empty] | DESKTOP-7SAL8M7\acont | 2019-12-02 10:06 | THOR\acont | 2024-09-08 17:27 | Cloned from Gentex SSPK24WLPW | [Hochiki] [NAC] [24 VDC] HSSPK24WLPPR, HSSPK24WLPPW, HSSPK24WLPR, HSSPK24WLPW [Gentex, Hochiki] [NAC] [UL MAX] HSSPK24WLPPR, HSSPK24WLPPW, HSSPK24WLPR, HSSPK24WLPW, SSPK24AWR, SSPK24AWW, SSPK24CR (C), SSPK24CW (C), SSPK24WLPR, SSPK24WLPW [Gentex, Hochiki, Potter] [AUDIO 25v] [25V AUDIO] CSPKSTR-24AR (C), CSPKSTR-24AW (C), CSPKSTR-24BR (C), CSPKSTR-24BW (C), CSPKSTR-24GR (C), CSPKSTR-24GW (C), CSPKSTR-24RR (C), CSPKSTR-24RW (C), FASPKR-R (C), FASPKR-W (C), FASPKR-WR, FASPKR-WW, FASPK-WPR, [Gentex, Hochiki, Potter] [AUDIO 70.7v] [70V AUDIO] CSPKSTR-24AR (C), CSPKSTR-24AW (C), CSPKSTR-24BR (C), CSPKSTR-24BW (C), CSPKSTR-24GR (C), CSPKSTR-24GW (C), CSPKSTR-24RR (C), CSPKSTR-24RW (C), FASPKR-R (C), FASPKR-W (C), FASPKR-WR, FASPKR-WW, FASPK-WP
7f0ff08b-57eb-41fa-8cfc-ebd54cd23540 | FIRECAD ANTENNA |  |  | North | Monaco Enterprises |  | Wireless Component |  |  |  | Module | TRUE | 190-403-xx | VHF Antenna, Omnidirectional | UHF, Omnidirectional BSA-3, Mast Mount Antenna | 1 | [6 empty] | TRUE | [5 empty] | #FFFF0000 | FA-FIRECAD ANTENNA | 1 | FALSE | FALSE | FALSE | [20 empty] | DESKTOP-7EIEB7A\acont | 2022-11-07 15:13 | THOR\acont | 2024-09-08 17:27 | Cloned from Monaco Enterprises 190-400-00
65d7fdd6-0a7c-49e3-951a-ebd83c80a04a | CADGEN MAGLOCK |  |  | North | ASSA ABLOY |  | Magnetic Lock |  |  |  | Module | TRUE | 600L | ++ | Magnetic Lock | 1 | 0.4 | 0.4 |  |  | 12 |  | TRUE | [5 empty] | #FFFF0000 | FA-CADGEN MAGLOCK | 1 | FALSE | FALSE | FALSE | [20 empty] | DESKTOP-7EIEB7A\acont | 2023-01-30 07:36 | THOR\acont | 2024-09-08 17:27 | Cloned from ASSA ABLOY 600S | [Alarm Controls, ALARM CONTROLS CORPORATION, ASSA ABLOY, Generic, HES, RCI, Von Duprin] [ACCESS CONTROL OUTPUT] [*] 1200L, 1200LB, 1200S, 1500, 1600, 4200, 5100, 600D, 600L, 600S, 6210, 6211, 6211AL, 6211WF, 6212, 6212WF, 6213, 6214, 6215, 6216, 6221, 62
adf4f87b-239a-4add-b9d4-ebd9ba2f74ec | NFPA 170 HORN |  |  | North | Edwards |  | Horn |  |  |  | Module | TRUE | WGARN | ++ | Outdoor rated horn, red, none | 1 | [6 empty] | FALSE | [5 empty] | #FF0070C0 | FA-NFPA 170 HORN | 1 | FALSE | FALSE | FALSE | 2010 | [13 empty] | FALSE |  |  | WP |  |  | THOR\acont | 2024-04-09 06:58 | THOR\acont | 2024-09-08 17:27 | Cloned from Edwards WGARA CLONED | [Edwards, Kidde] [NAC] [VDC, TEMPORAL] WGARA, WGARF, WGARF-FR, WGARF-SP, WGARN, WGAWA, WGAWF, WGAWF-FR, WGAWF-SP, WGAWN
5652f456-7f5c-4b72-b730-ebe3e4d6287c |  |  |  | North | Bosch | [5 empty] | Module | TRUE | OD850-F1 | * | DETECTOR OUTDOOR | 1 | [12 empty] | #FFFFFFFF |  |  | FALSE | FALSE | FALSE | [20 empty] | DESKTOP-7EIEB7A\acont | 2021-08-13 06:25 | THOR\acont | 2024-10-09 10:48
59c7aaf0-a320-463d-b46d-ebe8e7d62273 | NFPA 170 SMOKE DETECTOR |  |  | North | Block Definition Only |  | Smoke Detector |  |  |  | Module | TRUE | NFPA 170 SMOKE DETECTOR |  | NFPA 170 SMOKE DETECTOR | 1 | [12 empty] | #FFFF0000 | FA-NFPA 170 SMOKE DETECTOR | 1 | FALSE | FALSE | FALSE | 1403 | [19 empty] | DESKTOP-7EIEB7A\acont | 2021-09-03 06:40 | THOR\acont | 2024-09-08 17:27 | Cloned from Block Definition Only NFPA 170 HEAT DETECTOR
bc71c3b6-5f11-4854-8bf6-ebe95f083484 | NFPA 170 MANUAL PULL |  |  | North | Notifier |  | Manual Station |  |  |  | Module | TRUE | NBG-12LXBL | ++ | Addressable Pull Station | 1 | 0.000375 | 0.0003 |  |  |  |  | FALSE | FALSE |  |  |  |  | #FFFF0000 | FA-NFPA 170 MANUAL PULL | 1 | FALSE | FALSE | FALSE | 957 | [13 empty] | FALSE | [7 empty] | THOR\acont | 2024-09-08 17:27 |  | [Honeywell, Notifier, System Sensor] [SLC MODULES SENSORS] [*] [#1 SHARED ADDR ¦ MODULES] 30-3013 w/FMM-101, Q3013D, ACM-8R, ACPS-610, AMPS-24, AMPS-24E, EM-1M, EM-1MI, EM-1MM, EM-1MMI, EM-1R, EM-1RI, EM-1SR, EM-1SRI, FCM-1, FCM-1-REL, FD7044 MM-101, FDM [Honeywell, Notifier, System Sensor] [SLC MODULES] [*] [#3 TYPE ADDR ¦ MODULES] 30-3013 w/FMM-101, Q3013D, ACM-8R, ACPS-610, AMPS-24, AMPS-24E, EM-1M, EM-1MI, EM-1MM, EM-1MMI, EM-1R, EM-1RI, EM-1SR, EM-1SRI, FCM-1, FCM-1-REL, FD7044 MM-101, FDM-1, FDRM-1
b70abf8f-fb97-453c-88e2-ebebcfa64ba4 | NFPA 170 HORN STROBE |  |  | North | Autocall |  | Horn/Strobe |  |  |  | Module | TRUE | A49AV-APPLW-O | + | Wall Mount Weatherproof Visible and Audible/Visible Notification Appliances, Specify Cover | 1 | 0 | 0 |  |  |  |  | TRUE | [5 empty] | #FF0070C0 | FA-NFPA 170 HORN STROBE | 1 | FALSE | FALSE | FALSE | 2012 | [16 empty] | WP |  |  | DESKTOP-7EIEB7A\acont | 2021-11-14 11:22 | THOR\acont | 2024-09-08 17:27 | Cloned from Autocall A49AV-APPLW-O w/A49AVC-WRALT-O | [Autocall, Simplex] [IDNac] [23VDC UL1971, STEADY HIGH] 49AV-APPLW-O, 49AV-APPLW-O-BA, A49AV-APPLW-O, A49AV-APPLW-O-BA [Autocall, Simplex] [IDNac] [23VDC UL1638, STEADY HIGH] 49AV-APPLW-O, 49AV-APPLW-O-BA, A49AV-APPLW-O, A49AV-APPLW-O-BA
c033aee1-26a7-438c-9504-ebeea9361a9e | NFPA 170 HORN STROBE |  |  | North | Autocall |  | Horn/Strobe |  |  |  | Module | TRUE | A49CMTV-APPLW-BA | + | Multi-Tone Horn Strobes; SmartSync Controlled or Free-run; with 520 Hz output, Non-Addressable, Specify Cover, Assembled in USA | 1 | 0 | 0 |  |  |  |  | TRUE | [5 empty] | #FF0070C0 | FA-NFPA 170 HORN STROBE | 1 | FALSE | FALSE | FALSE | 2012 | [19 empty] | DESKTOP-7EIEB7A\acont | 2022-02-21 22:22 | THOR\acont | 2024-09-08 17:27 | Cloned from Autocall A49CMT-APPLW-BA | [Autocall, Simplex] [NAC] [23VDC, STEADY HIGH, 520 HZ] 49CMTV-APPLW, 49CMTV-APPLW-BA, A49CMTV-APPLW, A49CMTV-APPLW-BA [Autocall, Simplex] [NAC] [23VDC, STEADY LOW, 520 HZ] 49CMTV-APPLW, 49CMTV-APPLW-BA, A49CMTV-APPLW, A49CMTV-APPLW-BA
544548fe-02c6-46e5-811a-ebf00e40b98d |  |  |  | North | Simplex |  | Cards & Components |  |  |  | Card | TRUE | 4009-9807 | + | Additional four point NAC module | 1 | 0.04 | 0.04 |  |  |  |  | TRUE | [5 empty] | #FFFFFFFF |  |  | FALSE | FALSE | FALSE | [20 empty] | DESKTOP-7EIEB7A\acont | 2022-02-24 09:26 | THOR\acont | 2024-10-09 10:48 | Cloned from Autocall A009-9807 |  | [Autocall, Simplex] 4009-9807, A009-9807 [Autocall, Simplex] 4009-9807, A009-9807
356b3d22-6510-4e08-868a-ebf4e1e0d51a | NFPA 170 ADDRESSABLE INPUT MONITOR MODULE |  |  | North | Notifier |  | Addressable Module |  |  |  | Module | TRUE | NZM-100-6 | ++ | Six-zone conventional-detector interface module. | 6 | 0.002 | 0.04 |  |  |  |  | FALSE | FALSE |  |  |  |  | #FFFF0000 | FA-NFPA 170 ADDRESSABLE INPUT MONITOR MODULE | 1 | FALSE | FALSE | FALSE | [14 empty] | FALSE |  |  | 6 |  |  |  |  | THOR\acont | 2024-09-08 17:27 |  | [Notifier] [SLC MODULES] [#04 ++] ACPS-610, AMPS-24, AMPS-24E, NMM-100-10, NZM-100-6, PMB-AUX, XP10-M, XP6-C, XP6-MA, XP6-R [Notifier] [SLC MODULES/SENSORS] [#02 ++] ACPS-610, AMPS-24, AMPS-24E, FDM-1, FDRM-1, FWSG, NDM-100, NMM-100-10, NZM-100-6, PMB-AUX, XP10-M, XP6-C, XP6-MA, XP6-R [Honeywell, Notifier, System Sensor] [SLC MODULES] [*] [#3 TYPE ADDR ¦ MODULES] 30-3013 w/FMM-101, Q3013D, ACM-8R, ACPS-610, AMPS-24, AMPS-24E, EM-1M, EM-1MI, EM-1MM, EM-1MMI, EM-1R, EM-1RI, EM-1SR, EM-1SRI, FCM-1, FCM-1-REL, FD7044 MM-101, FDM-1, FDRM-1 [Notifier] [SLC MODULES] [#02 ++] ACPS-610, AMPS-24, AMPS-24E, FDM-1, FDRM-1, FWSG, NDM-100, NMM-100-10, NZM-100-6, PMB-AUX, XP10-M, XP6-C, XP6-MA, XP6-R [Honeywell, Notifier, System Sensor] [SLC MODULES SENSORS] [*] [#1 SHARED ADDR ¦ MODULES] 30-3013 w/FMM-101, Q3013D, ACM-8R, ACPS-610, AMPS-24, AMPS-24E, EM-1M, EM-1MI, EM-1MM, EM-1MMI, EM-1R, EM-1RI, EM-1SR, EM-1SRI, FCM-1, FCM-1-REL, FD7044 MM-101, FDM [Notifier] [SLC MODULES] [#05 ++] ACPS-610, AMPS-24, AMPS-24E, NMM-100-10, NZM-100-6, PMB-AUX, XP10-M, XP6-C, XP6-MA, XP6-R [Notifier] [SLC MODULES/SENSORS] [#03 ++] ACPS-610, AMPS-24, AMPS-24E, FWSG, NMM-100-10, NZM-100-6, PMB-AUX, XP10-M, XP6-C, XP6-MA, XP6-R [Notifier] [SLC MODULES/SENSORS] [#04 ++] ACPS-610, AMPS-24, AMPS-24E, NMM-100-10, NZM-100-6, PMB-AUX, XP10-M, XP6-C, XP6-MA, XP6-R [Notifier] [SLC MODULES/SENSORS] [#05 ++] ACPS-610, AMPS-24, AMPS-24E, NMM-100-10, NZM-100-6, PMB-AUX, XP10-M, XP6-C, XP6-MA, XP6-R [Notifier] [AUX POWER] [AUX INPUT ++] NZM-100-6 [Notifier] [SLC MODULES] [#06 ++] NMM-100-10, NZM-100-6, XP10-M, XP6-C, XP6-MA, XP6-R [Notifier] [SLC MODULES/SENSORS] [#06 ++] NMM-100-10, NZM-100-6, XP10-M, XP6-C, XP6-MA, XP6-R [Notifier] [SLC MODULES] [#03 ++] ACPS-610, AMPS-24, AMPS-24E, FWSG, NMM-100-10, NZM-100-6, PMB-AUX, XP10-M, XP6-C, XP6-MA, XP6-R | [Notifier] NZM-100-6
759006b8-4184-4fc3-9963-ebfa1243e266 | NFPA 170 STROBE WALL |  |  | North | Autocall |  | Strobe |  |  |  | Module | TRUE | A4906-9108 | + | Multi-candela strobe, Wall Mount, Fire, Red, Amber Lens | 1 | 0 | 0 |  |  |  |  | TRUE | [5 empty] | #FF0070C0 | FA-NFPA 170 STROBE WALL | 1 | FALSE | FALSE | FALSE | 2023 | [19 empty] | DESKTOP-7EIEB7A\acont | 2022-03-07 09:20 | THOR\acont | 2024-09-08 17:27 | Cloned from Autocall A4906-9107 | [Autocall, Simplex] [NAC] [MAX] 4906-9107, 4906-9108, A4906-9107, A4906-9108
b04b2dfc-31b2-4e0a-a380-ebfa6cbdb5ca | NFPA 170 STROBE WALL |  |  | North | Siemens |  | Strobe |  |  |  | Module | TRUE | SL2SWR-AL | S54329-F207-A1++ | Strobe, Wall, Clear, Red, Alert | 1 | [12 empty] | #FF0070C0 | FA-NFPA 170 STROBE WALL | 1 | FALSE | FALSE | FALSE | 2023 | [19 empty] | DESKTOP-7EIEB7A\acont | 2023-08-02 11:50 | THOR\acont | 2024-09-08 17:27 | Cloned from Siemens SL2SWR-A | [Siemens] [NAC] [16.0 – 33.0 VDC] SL2SPSWR-AL, SL2SPSWR-ALA, SL2SPSWR-F, SL2SPSWR-FB, SL2SPSWR-M, SL2SPSWR-N, SL2SPSWR-NA, SL2SPSWW-AL, SL2SPSWW-ALA, SL2SPSWW-F, SL2SPSWW-FB, SL2SPSWW-M, SL2SPSWW-N, SL2SPSWW-NA, SL2SWR-A, SL2SWR-AL, SL2SWR-ALA, SL2SWR-AL
0fafafbc-f8f2-4068-8a85-ec04856c1e46 | CADGEN MOTION DETECTOR CEILING |  |  | North | Bosch |  | Motion Detector |  |  |  | Module | TRUE | DS936-CHI | ++ | Motion detector 360° ceiling 24ft (7.5m) | 1 | 0.02 | 0.02 | [5 empty] | TRUE |  |  |  |  | #FFFF0000 | FA-CADGEN MOTION DETECTOR CEILING | 1 | FALSE | FALSE | FALSE | [20 empty] | DESKTOP-7EIEB7A\acont | 2022-07-26 13:52 | THOR\acont | 2024-09-08 17:27 | Cloned from Bosch DS936B CLONED | [Bosch, Optex] [IDC] 01 [INPUT] DS1101i, DS1102i, DS1103i, DS1108i, DS936 (C), DS9360 (C), DS936B (C), DS936-CHI (C), DS936-FRA (C), DS937 (C), DS9370 (C), DS9371 (C), DS939 (C), DS939-CHI (C), FX-360 (C), ISC-BDL2-W12G, ISC-BDL2-W12GE, ISC-BDL2-W12HE, I [Bosch, Optex] [ACCESS CONTROL INPUT] [*] [INPUT] DS1101i, DS1102i, DS1103i, DS1108i, DS936 (C), DS9360 (C), DS936B (C), DS936-CHI (C), DS936-FRA (C), DS937 (C), DS9370 (C), DS9371 (C), DS939 (C), DS939-CHI (C), FX-360 (C), ISC-BDL2-W12G, ISC-BDL2-W12GE, [BluePoint, Bosch, Honeywell] [AUX POWER] [*] [12VDC ++] BP01-302, BP01-303, D125B, D185, DS1101i, DS1102i, DS1103i, DS1108i, DS936 (C), DS9360 (C), DS936B (C), DS936-CHI (C), DS936-FRA (C), DS937 (C), DS9370 (C), DS9371 (C), DS939 (C), DS939-CHI (C), EN
49af387f-9de7-4a24-a372-ec0d9990c3f3 |  |  |  | North | Edwards |  | Cards & Components |  |  |  | Card | TRUE | APS6A Mainboard |  | Mainboard for APS6A assembly | 1 | 0.07 | 0.27 |  |  |  |  | TRUE | [5 empty] | #FFFFFFFF |  |  | FALSE | FALSE | FALSE | [14 empty] | FALSE | [7 empty] | THOR\acont | 2024-10-09 10:48 |  | [Altronix, Edwards, Harrington, Kidde] [NAC Trigger] AL1002ULADA Main Board, AL1002ULADA Main Board, APS10A Mainboard, APS6A Mainboard, BPS10A Mainboard, BPS10A/230 Mainboard, BPS6A Mainboard, BPS6A/230 Mainboard, MIRBPS10A Mainboard, MIRBPS10A/230 Mainb [Edwards, Kidde] [VAC ] 2IDC, 76-600000-001 Main Board, 76-800xxx-xxx Main Board, 77-600000-901 Main Board, 84-732001-901 Main Board, APS10A Mainboard, APS6A Mainboard, BPS10A Mainboard, BPS10A/230 Mainboard, BPS6A Mainboard, BPS6A/230 Mainboard, EST1-2Z | [Edwards, Kidde] APS10A Mainboard, APS6A Mainboard, BPS10A Mainboard, BPS10A/230 Mainboard, BPS6A Mainboard, BPS6A/230 Mainboard, MIRBPS10A Mainboard, MIRBPS10A/230 Mainboard, MIRBPS6A Mainboard, MIRBPS6A/230 Mainboard
6cb964f7-8217-49ab-8c57-ec1693e5509f | NFPA 170 HEAT DETECTOR |  |  | North | Edwards |  | Heat Detector |  |  |  | Module | TRUE | SIGA-HFS w/SIGA-SB BASE | ++ | Heat Detector, 135F Fixed Temperature | 1 | 4.5e-05 | 4.5e-05 |  |  |  |  | FALSE | [5 empty] | #FFFF0000 | FA-NFPA 170 HEAT DETECTOR | 1 | FALSE | FALSE | FALSE | 1403 | [13 empty] | FALSE | [7 empty] | THOR\acont | 2024-10-08 16:33 | 20191121 AC Detector with base | [Edwards, Kidde] [SLC EST SENSORS] 01 [*] [EST3, iO1000] DS-HFS (C), DS-PS (C), FX-HD w/IB4U BASE, FX-HD w/RB4U BASE, FX-HD w/SB4U BASE, FX-HD w/SB4U-LF BASE, FX-HD wB4U BASE, FX-PD w/B4U BASE (C), FX-PD w/IB4U BASE (C), FX-PD w/SB4U BASE (C), FX-PD w/SB [Edwards, Kidde] [SLC EST MODULES/SENSORS] 01 [*] [iO64] DS-HFS (C), DS-PS (C), FX-HD w/IB4U BASE, FX-HD w/RB4U BASE, FX-HD w/SB4U BASE, FX-HD w/SB4U-LF BASE, FX-HD wB4U BASE, FX-PD w/B4U BASE (C), FX-PD w/IB4U BASE (C), FX-PD w/SB4U BASE (C), FX-PD w/SB [Edwards, Kidde] [SLC EST SENSORS] [*] [#4 TYPE ADDR ¦ SENSORS] KI-DDOS (C), SIGA2-COS w/SIGA-AB4G BASE, SIGA2-COS w/SIGA-AB4G-LF BASE, SIGA2-COS w/SIGA-AB4GT BASE, SIGA2-COS w/SIGA-IB BASE, SIGA2-COS w/SIGA-RB BASE, SIGA2-COS w/SIGA-SB BASE, SIGA2-HCOS [Edwards, Kidde] [SLC EST MODULES SENSORS] [*] [#2 SHARED ADDR ¦ SENSORS] KI-DDOS (C), SIGA2-COS w/SIGA-AB4G BASE, SIGA2-COS w/SIGA-AB4G-LF BASE, SIGA2-COS w/SIGA-AB4GT BASE, SIGA2-COS w/SIGA-IB BASE, SIGA2-COS w/SIGA-RB BASE, SIGA2-COS w/SIGA-SB BASE, S
2d3cd533-7d82-45e6-b912-ec172ad0137d | NFPA 170 ADDRESSABLE INPUT MONITOR MODULE |  |  | North | DMP |  | Addressable Module |  |  |  | Module | TRUE | 714-8PCB |  | 8 Zone Input Module, PCB only | 1 | 0.0328 | 0.036 |  |  |  |  | FALSE | [5 empty] | #FFFF0000 | FA-NFPA 170 ADDRESSABLE INPUT MONITOR MODULE | 1 | FALSE | FALSE | FALSE | 1000 | [13 empty] | FALSE |  |  | 8 |  |  | DESKTOP-7SAL8M7\acont | 2020-08-19 11:27 | THOR\acont | 2024-09-08 17:27 | Cloned from DMP 714-8 | [BluePoint, DMP] [DMP LX BUS] [*] [LX BUS] 712-8, 714, 714-16, 714-16L-G, 714-16L-R, 714-16PCB, 714-16-R, 714-8, 714-8L-G, 714-8L-R, 714-8PCB, 714-8-R, 715-16, 715-16PCB, 715-8, 715-8 COPY, 715-8PCB, BP-DHE-714-8 | [BluePoint, DMP] 712-8, 714-8, 714-8L-G, 714-8L-R, 714-8PCB, 714-8-R, 715-8, 715-8 COPY, 715-8PCB, BP-DHE-714-8
c1d4ff01-6c07-42da-9ef7-ec1a68aaf4ec | NFPA 170 VALVE SUPERVISORY SWITCH |  |  | North | Potter |  | Valve Supervisory Switch |  |  |  | Module | TRUE | PIVSU-EX-O | + | Outdoor Explosion Proof Post Indicator and Butterfly Valve Supervisory Switch | 1 | [6 empty] | FALSE | [5 empty] | #FFFF0000 | FA-NFPA 170 VALVE SUPERVISORY SWITCH | 1 | FALSE | FALSE | FALSE | [14 empty] | FALSE | [7 empty] | THOR\acont | 2024-09-08 17:27 |  | [Potter] [IDC] 01 OSYSU Series, OSYSU-CRH, OSYSU-EX, OSYSU-EX-O, PCVS Series, PCVS-CRH, PIVS-U-EX, PIVSU-EX-O, PS10 Series, PS10-EX, PS15, PS25, PS40 Series, PS40-EX, RBVS, VSG, VSR Series, VSR-10, VSR-AT, VSR-C, VSR-CF, VSR-FE-2, VSR-FEX Series, VSR-S S
55bb8cda-db0e-45bc-b67a-ec1d59e379ce | NFPA 170 MANUAL RELEASING STATION |  |  | North | Siemens |  | Manual Releasing Station |  |  |  | Module | TRUE | MH-501 | 500-622543++ | Manual Release Station | 1 | [12 empty] | #FFFF0000 | FA-NFPA 170 MANUAL RELEASING STATION | 1 | FALSE | FALSE | FALSE | [20 empty] | DESKTOP-7SAL8M7\acont | 2019-08-13 09:04 | THOR\acont | 2024-09-08 17:27 |  | [Siemens] [IDC] 01 AW-1, CPYEC-2-24, CPY-MRS, CPY-MTS, MH-501, MSM-EXP, MSM-GR, MSM-INST, MSM-K, MSM-K-15, MSM-KD, MSM-KD-30, MSM-KD-WP, MSM-K-WP, SXL-EX Main Board, SZE-4X, XMH-501
d5581bdb-5059-4110-a1c0-ec24f5cf87bc | NFPA 170 SPEAKER STROBE |  |  | North | Siemens |  | Speaker/Strobe |  |  |  | Module | TRUE | SEH-HMC-R-B | UDI:SEH-HMC-R-B | HIGH FIDELITY SPEAKER STROBE, HIFI, WALL, 135/185 CD, RED | 1 | [12 empty] | #FF0070C0 | FA-NFPA 170 SPEAKER STROBE | 1 | FALSE | FALSE | FALSE | 2019 | [19 empty] | DESKTOP-7EIEB7A\acont | 2022-05-13 11:46 | THOR\acont | 2024-09-08 17:27 | Cloned from Siemens SEH-HMC-R | [Siemens] [NAC] [VDC] SEFH-HMC-R, SEFH-HMC-W, SEH-HMC-R, SEH-HMC-R-B, SEH-HMC-W, SEH-HMC-W-ALERT, SEH-HMC-W-B [Siemens] [AUDIO 70.7v] [70V AUDIO] SEH-AMC-W-ALERT, SEH-HMC-R, SEH-HMC-R-B, SEH-HMC-W, SEH-HMC-W-ALERT, SEH-HMC-W-B, SEH-MC-R, SEH-MC-R-ALERT, SEH-MC-R-B, SEH-MC-W, SEH-MC-W-ALERT, SEH-MC-W-B, SEH-MC-W-BLANK, SEH-R, SEH-W, SEH-W-ALERT [Siemens] [AUDIO 25v] [25V AUDIO] SEH-AMC-W-ALERT, SEH-HMC-R, SEH-HMC-R-B, SEH-HMC-W, SEH-HMC-W-ALERT, SEH-HMC-W-B, SEH-MC-R, SEH-MC-R-ALERT, SEH-MC-R-B, SEH-MC-W, SEH-MC-W-ALERT, SEH-MC-W-B, SEH-MC-W-BLANK, SEH-R, SEH-W, SEH-W-ALERT
7e847c11-62e4-48f9-b912-ec276dd801fc | NFPA 170 SOLENOID VALVE |  |  | North | Ansul |  | Solenoid |  |  |  | Module | TRUE | 52-287-1-124 |  | 20-300 (1,4-20,7) 24 VDC | 1 | 0 | 0.83 |  |  |  |  | FALSE | [5 empty] | #FFFF0000 | FA-NFPA 170 SOLENOID VALVE | 1 | FALSE | FALSE | FALSE | 1701 | [13 empty] | FALSE | [5 empty] | AUGUSTXPS17-EUP\aucon | 2022-05-25 12:28 | THOR\acont | 2024-09-08 17:27 | Cloned from Tyco 52-287-1-124 | [Ansul] [AUX POWER, RELEASING] [*] [INPUT TYPE] 52-287-1-024, 52-287-1-124, 52-287-1-224
b0a1b721-06ff-498b-aa75-ec2dced7fa2e | CADGEN INTERFACE MODULE |  |  | North | SAFE Fire Detection |  | Interface Module |  |  |  | Module | TRUE | DLM-Z2 | ++ | Distance Locating Module | 1 | 0.008 | 0.028 |  |  |  |  | TRUE |  |  |  | 8”H x 6”W x 4”D (20.3cm x 15.2cm x 10.2cm) |  | #FFFF0000 | FA-CADGEN INTERFACE MODULE | 1 | FALSE | FALSE | FALSE | [20 empty] | THOR\acont | 2025-02-20 10:46 | THOR\acont | 2025-02-20 10:47 | Cloned from Protectowire CTM-530E | [Protectowire, SAFE Fire Detection, Viking] [IDC] [#2 TROUBLE] CTM-530, CTM-530E, CTM-530E-I, DLM-Z2, SRP-4x4 Main Board, VFR400 Main Board [Protectowire, SAFE Fire Detection] [AUX POWER] [*] [AUX] CTM-530, CTM-530E, CTM-530E-I, DLM-Z2 [Protectowire, SAFE Fire Detection, Viking] [IDC] [#1 ALARM] CTM-530, CTM-530E, CTM-530E-I, DLM-Z2, SRP-4x4 Main Board, VFR400 Main Board [Protectowire, SAFE Fire Detection, Viking] [IDC] [#3 SUPERVISORY] CTM-530, CTM-530E, CTM-530E-I, DLM-Z2, SRP-4x4 Main Board, VFR400 Main Board | [SAFE Fire Detection] DLM-Z2
e8b9a227-799c-4b3d-b0f9-ec2e2fb94694 | NFPA 170 HORN STROBE |  |  | North | Siemens |  | Horn/Strobe |  |  |  | Module | TRUE | SC-LFSS-WR-F |  | WALL ACEND LOW FREQUENCY SOUNDER STROBE, RED, "FIRE" | 1 | [6 empty] | TRUE | [5 empty] | #FF0070C0 | FA-NFPA 170 HORN STROBE | 1 | FALSE | FALSE | FALSE | [17 empty] | LF |  |  | XPS-17-9710\August | 2024-10-08 06:07 | XPS-17-9710\August | 2024-10-10 05:49 | 20241008 NEW SIEMENS PARTS | [Siemens] [NAC] [Continuous High, Continuous Low, T3 High, T3 Low, T4 High, T4 Low] SC-LFSS-CR-F , SC-LFSS-CW-F , SC-LFSS-WR-F, SC-LFSS-WW-F
6d15847f-01ae-40b6-9862-ec312373e6d9 | NFPA 170 SMOKE DETECTOR |  |  | North | Edwards |  | Smoke Detector |  |  |  | Module | TRUE | SIGA-IPHS w/SIGA-RB BASE | ++ | 4D Multisensor Detector | 1 | 4.5e-05 | 4.5e-05 |  |  |  |  | FALSE | TRUE |  |  |  |  | #FFFF0000 | FA-NFPA 170 SMOKE DETECTOR | 1 | FALSE | FALSE | FALSE | 1408 | [13 empty] | FALSE | [7 empty] | THOR\acont | 2024-10-08 16:31 | 20191121 AC Detector with base | [Edwards, Kidde] [SLC EST MODULES SENSORS] [*] [#2 SHARED ADDR ¦ SENSORS] KI-DDOS (C), SIGA2-COS w/SIGA-AB4G BASE, SIGA2-COS w/SIGA-AB4G-LF BASE, SIGA2-COS w/SIGA-AB4GT BASE, SIGA2-COS w/SIGA-IB BASE, SIGA2-COS w/SIGA-RB BASE, SIGA2-COS w/SIGA-SB BASE, S [Edwards, Kidde] [SLC EST SENSORS] [*] [#4 TYPE ADDR ¦ SENSORS] KI-DDOS (C), SIGA2-COS w/SIGA-AB4G BASE, SIGA2-COS w/SIGA-AB4G-LF BASE, SIGA2-COS w/SIGA-AB4GT BASE, SIGA2-COS w/SIGA-IB BASE, SIGA2-COS w/SIGA-RB BASE, SIGA2-COS w/SIGA-SB BASE, SIGA2-HCOS [Edwards, Kidde] [SLC EST MODULES/SENSORS] 01 [*] [iO64] DS-HFS (C), DS-PS (C), FX-HD w/IB4U BASE, FX-HD w/RB4U BASE, FX-HD w/SB4U BASE, FX-HD w/SB4U-LF BASE, FX-HD wB4U BASE, FX-PD w/B4U BASE (C), FX-PD w/IB4U BASE (C), FX-PD w/SB4U BASE (C), FX-PD w/SB [Edwards, Kidde] [SLC EST SENSORS] 01 [*] [EST3, iO1000] DS-HFS (C), DS-PS (C), FX-HD w/IB4U BASE, FX-HD w/RB4U BASE, FX-HD w/SB4U BASE, FX-HD w/SB4U-LF BASE, FX-HD wB4U BASE, FX-PD w/B4U BASE (C), FX-PD w/IB4U BASE (C), FX-PD w/SB4U BASE (C), FX-PD w/SB
3c1b0c13-ea82-4c5d-adb1-ec424b4b344f | NFPA 170 STROBE WALL |  |  | North | Eaton Wheelock |  | Strobe |  |  |  | Module | TRUE | ELSTW-EV | + | WALL STROBE, WHITE, EVACULATE | 1 | [6 empty] | TRUE | [5 empty] | #FF0070C0 | FA-NFPA 170 STROBE WALL | 1 | FALSE | FALSE | FALSE | 2020 | [19 empty] | DESKTOP-7EIEB7A\acont | 2021-04-29 09:43 | THOR\acont | 2024-09-08 17:27 | Cloned from Eaton Wheelock ELSTW-N | [Eaton Wheelock] [NAC] [24VDC] ELSTR, ELSTR-A, ELSTR-AL, ELSTR-ALA, ELSTR-N, ELSTR-NA, ELSTW, ELSTW-A, ELSTW-AL, ELSTW-ALA, ELSTW-EV, ELSTW-N, ELSTW-NA, STR, STW
6f22994a-5a98-4786-a614-ec53b4c5f835 | NFPA 170 SMOKE DETECTOR |  |  | North | Monaco Enterprises |  | Smoke Detector |  |  |  | Module | TRUE | 723-002-00 w/B114LP | + | DETECTOR,SYSTEM:PHOTOELECTRIC,2-WIRE,4-WIRE,1.66" HEIGHT,HEAD | 1 | 0.00012 | 0.075 |  |  |  |  | TRUE | TRUE |  |  |  |  | #FFFF0000 | FA-NFPA 170 SMOKE DETECTOR | 1 | FALSE | FALSE | FALSE | 1408 | [19 empty] | DESKTOP-7SAL8M7\acont | 2020-02-20 16:44 | THOR\acont | 2024-09-08 17:27 | Cloned from System Sensor 2151 w/B114LP | [Monaco Enterprises, System Sensor] [IDC] 01 723-002-00 w/B110RLP (C), 723-002-00 w/B112LP (C), 723-002-00 w/B114LP (C), 723-003-00 w/B110RLP (C), 723-003-00 w/B112LP (C), 723-003-00 w/B114LP (C), 723-367-00 (C), 723-368-00 (C), 723-508-00 (C), 723-508-0
5e1ce40c-399e-4e41-9cac-ec54d6e8b541 | NFPA 170 MANUAL PULL |  |  | North | MIRCOM |  | Manual Station |  |  |  | Module | TRUE | MS-704U | + | Yellow Single Action Emergency Manual Station c/w 2 Form “C” Contacts | 1 | [6 empty] | FALSE | [5 empty] | #FFFF0000 | FA-NFPA 170 MANUAL PULL | 1 | FALSE | FALSE | FALSE | 957 | [13 empty] | FALSE | [5 empty] | DESKTOP-7EIEB7A\acont | 2023-04-19 10:59 | THOR\acont | 2024-09-08 17:27 | Cloned from MIRCOM MS-702 | [MIRCOM] [IDC] 04 MS-701, MS-701U, MS-702, MS-703U, MS-704U, MS-710U
213817bb-9e48-4658-85d0-ec5b2173a56a |  |  |  | North | Edwards |  | Cards & Components |  |  |  | Card | TRUE | FW-SP4I |  | Serial COM Ports for UL systems, 4 port adder | 1 | [6 empty] | TRUE | [5 empty] | #FFFFFFFF |  |  | FALSE | FALSE | FALSE | [14 empty] | FALSE | [7 empty] | THOR\acont | 2024-10-09 10:48
730c3a0d-bfb4-4045-8edc-ec604f4c7a50 | NFPA 170 CHIME |  |  | North | Eaton Wheelock |  | Chime |  |  |  | Module | TRUE | CH70-24-W | ++ | Chime, 24 VDC, White | 1 | [6 empty] | FALSE | FALSE |  |  |  |  | #FFFF0000 | FA-NFPA 170 CHIME | 1 | FALSE | FALSE | FALSE | 2012 | [13 empty] | FALSE | [7 empty] | THOR\acont | 2024-09-08 17:27 |  | [Eaton Wheelock] [HORN] [24VDC 4-WIRE HORN ONLY] CH70-24110W-FR, CH70-241575W-FR, CH70-2415W-FR, CH70-2430W-FR, CH70-2475W-FR, CH70-24R, CH70-24-W [Eaton Wheelock] [NAC] [24VDC] CH70-24R, CH70-24-W
80150c98-2b6c-4792-a946-ec656b669bce |  |  |  | North | Potter |  | Cards & Components |  |  |  | Card | TRUE | EVX-25EM | + | 25W Voice Evacuation Module w/ mic | 1 | 0.18 | 2.5 |  |  |  |  | TRUE | [5 empty] | #FFFFFFFF |  |  | FALSE | FALSE | FALSE | [20 empty] | DESKTOP-7SAL8M7\acont | 2020-11-03 16:19 | THOR\acont | 2024-10-09 10:48 | Cloned from Hochiki EVX-25EM-H
51d7aab2-766e-432e-ab7b-ec6ad75393c4 | NFPA 170 STROBE WALL |  |  | North | Bosch |  | Strobe |  |  |  | Module | TRUE | W-STW | ++ | W-STW Wall-mount Multi-candela Strobe (two-wire, 12/24 V, white) | 1 | [6 empty] | TRUE | FALSE |  |  |  |  | #FF0070C0 | FA-NFPA 170 STROBE WALL | 1 | FALSE | FALSE | FALSE | 2020 | [16 empty] | LF |  |  | DESKTOP-7EIEB7A\acont | 2022-08-26 12:38 | THOR\acont | 2024-09-08 17:27 | Cloned from Eaton Wheelock W-HSRC CLONED | [Bosch] [NAC] [24 VDC] W-STR, W-STW
a308b77a-17b2-473d-8cc5-ec732fad61ed |  |  |  | North | Bosch | [5 empty] | Module | TRUE | D278S | * | 12V4W ZNX SMK SINGLE BASE 0000075317 | 1 | [12 empty] | #FFFFFFFF |  |  | FALSE | FALSE | FALSE | [20 empty] | DESKTOP-7EIEB7A\acont | 2021-08-13 06:25 | THOR\acont | 2024-10-09 10:48
59b33379-f8f5-4eea-9c03-ec7359011c67 |  |  |  | North | Simplex |  | Cards & Components |  |  |  | Card | TRUE | 4007-9804 | ++ | Dual Class A IDNAC Isolator (DCAI); converts a single Class B IDNAC SLC input to two Class A or two Class B SLC outputs; provides short circuit isolation between each Class A or B output circuit; requires one IDNAC address; the total current remains controlled by the Class B input source SLC at 3 A maximum | 1 | 0.0127 | 0.025 |  |  |  |  | TRUE | [5 empty] | #FFFFFFFF |  |  | FALSE | FALSE | FALSE | [20 empty] | DESKTOP-7SAL8M7\acont | 2020-05-11 17:02 | THOR\acont | 2024-10-09 10:48 | Cloned from Simplex 4007-9803
2ebbe25c-0866-4c3f-a0ad-ec73be80e69d |  |  |  | North | Advanced |  | Cards & Components |  |  |  | Card | TRUE | AX-ANN-C Main Board |  | Main Board for AS-ANN Annunciators | 1 | 0.078 | 0.14 |  |  |  |  | TRUE | [5 empty] | #FFFFFFFF |  |  | FALSE | FALSE | FALSE | [14 empty] | FALSE | [7 empty] | THOR\acont | 2024-10-09 10:48 |  | [Advanced] [RS-485] AX-ANN-C Main Board [Advanced] [RS-485] AX-ANN-C Main Board
f3a88899-4467-441b-8b76-ec7d56e69988 | NFPA 170 NON ADDRESSABLE RELAY |  |  | North | Autocall |  | Non-Addressable Relay |  |  |  | Module | TRUE | A2098-9735 |  | Plate Mounted Relay | 1 | 0.016 | 0.016 |  |  |  |  | TRUE | [5 empty] | #FFFF0000 | FA-NFPA 170 NON ADDRESSABLE RELAY | 1 | FALSE | FALSE | FALSE | 1300 | [19 empty] | DESKTOP-0D6CQVA\lousc | 2019-07-06 08:35 | THOR\acont | 2024-09-08 17:27 | Cloned from AutoCall A2098-9739 | [Autocall, Simplex] [RELAY] 2098-9737, 4090-9008, 4098-9822, 4098-9843, 4098-9860, A2098-9735, A2098-9737, A2098-9739, A4090-9008, A4098-9822, A4098-9860
d7055995-6057-421d-bb23-ec7ed6473d1f |  |  |  | North | Edwards |  | Hardware |  |  |  | Hardware | TRUE | RA-ENC1 |  | Key locked annunciator cover, 1 unit | 1 | [6 empty] | FALSE | [5 empty] | #FFFFFFFF |  |  | FALSE | FALSE | FALSE | [14 empty] | FALSE | [7 empty] | THOR\acont | 2024-10-09 10:48
25a09605-e622-44d6-8453-ec80e356a4fa | NFPA 170 STROBE WALL |  |  | North | Hochiki |  | Strobe |  |  |  | Module | TRUE | SRL |  | Strobe, Red | 1 | 0 | 0.043 |  |  |  |  | FALSE |  |  | *Refer to Install Sheet |  |  | #FF0070C0 | FA-NFPA 170 STROBE WALL | 1 | FALSE | FALSE | FALSE | 2023 | [13 empty] | FALSE | [7 empty] | THOR\acont | 2024-09-08 17:27 |  | [Hochiki, Monaco Enterprises] [NAC] [24VDC] 367-097-00, 367-099-00, 367-100-00, 367-101-00, 367-104-00, SRL [Hochiki, Monaco Enterprises] [NAC] [24VFWR] 367-097-00, 367-099-00, 367-100-00, 367-101-00, 367-104-00, SRL [Hochiki, Monaco Enterprises] [NAC] [12VDC] 367-097-00, 367-099-00, 367-100-00, 367-101-00, 367-104-00, SRL
a4f59318-7e3b-4261-934f-ec8256bde436 |  |  |  | North | Altronix |  | Cards & Components |  |  |  | Card | TRUE | ALTV1224DC2 Main Board | + | Fire Alarm Power Supply Main Board | 1 |  |  | 6 |  |  |  | TRUE | FALSE |  |  |  |  | #FFFFFFFF |  |  | FALSE | FALSE | FALSE | [14 empty] | FALSE | [5 empty] | THOR\acont | 2024-05-16 06:41 | THOR\acont | 2024-10-09 10:48 | Cloned from Altronix ALTV1224DC Main Board |  | [Altronix] ALTV1224DC2 Main Board
03808404-5660-4bce-b76e-ec867b9a7de0 | CADGEN AUX POWER SUPPLY | CADGEN AUX POWER SUPPLY |  | North | Altronix |  | Auxilliary Power Supply |  |  |  | Assembly | TRUE | AL400ULXJ (24VDC) | + | Power Supply Charger, Single Class 2 Output, 4A@12VDC, 3A@24VDC, 115VAC. Red | 1 | [6 empty] | FALSE | FALSE |  |  |  |  | #FFFF0000 | FA-CADGEN AUX POWER SUPPLY | 1 | FALSE | FALSE | FALSE | 212 | [8 empty] | 7,12,18,40 |  |  | 3 |  | TRUE | [5 empty] | DESKTOP-7EIEB7A\acont | 2022-05-10 10:25 | THOR\acont | 2024-09-08 17:27 | Cloned from Altronix AL400ULXR
cc974d24-5509-4676-9f24-ec91d2e8f6ea | NFPA 170 HORN STROBE CEILING |  |  | North | Siemens |  | Horn/Strobe |  |  |  | Module | TRUE | AS-HMC-CR-WP | 500-636181 | AS HORN HI MULTI CANDELA CEILING RED WEATHERPROOF | 1 | [7 empty] | TRUE |  |  |  |  | #FF0070C0 | FA-NFPA 170 HORN STROBE CEILING | 1 | FALSE | FALSE | FALSE | 2013 | [16 empty] | C |  |  | DESKTOP-7SAL8M7\acont | 2019-08-13 09:04 | THOR\acont | 2024-09-08 17:27 | B,T | [Siemens] [NAC] [DC, HIGH DB] AS-HMC-CR-WP (C), AS-HMC-CW-WP (C)
6486a3f0-c576-415c-ba8d-ec95a8eb23ac |  |  |  | North | Autocall |  | Hardware |  |  |  | Hardware | TRUE | A100-0636 | + | Power Distribution Module 120V | 1 | 0 | 0 |  |  |  |  | TRUE | [5 empty] | #FFFFFFFF |  |  | FALSE | FALSE | FALSE | [20 empty] | DESKTOP-0D6CQVA\lousc | 2019-07-06 14:38 | THOR\acont | 2024-10-09 10:48 | Cloned from AutoCall A100-0634
3bb82c44-62fb-406b-aa42-ec9b4020f4f2 | NFPA 170 CLEAN AGENT ABORT SWITCH |  |  | North | Fike |  | Switch |  |  |  | Module | TRUE | 10-1643 |  | Manual Release/System Abort | 1 | [6 empty] | FALSE | [5 empty] | #FFFF0000 | FA-NFPA 170 CLEAN AGENT ABORT SWITCH | 1 | FALSE | FALSE | FALSE | 903 | [13 empty] | FALSE | [7 empty] | THOR\acont | 2024-09-08 17:27 |  | [Fike] [IDC] 02 02-12533, 02-12534, 10-1638, 10-1639, 10-1643, 10-2698
c7619e07-0c5c-4459-881f-ec9c3aa1ea77 |  |  |  | North | Simplex | [5 empty] | Module | TRUE | 4007-6307 | ++ | ES Net NIC dual channel single-mode fiber media card | 1 | 0.135 | 0.135 | [10 empty] | #FFFFFFFF |  |  | FALSE | FALSE | FALSE | [20 empty] | THOR\acont | 2024-02-23 06:06 | THOR\acont | 2024-10-09 10:48 | Cloned from Simplex 4100-6307 | [Autocall, Simplex] [Fiber Optic] [NETWORK ++] 4007-6307, 4007-6308, 4007-6309, 4010-6307, 4010-6308, 4100-6307, 4100-6308, 4190-9858, 4190-9859, A007-6307, A007-6308, A007-6309, A010-6307, A010-6308, A100-6307, A100-6308, A190-9858, A190-9859 | [Autocall, Simplex] 4007-6307, 4007-6308, 4010-6307, 4100-6307, 4190-9858, A007-6307, A007-6308, A010-6307, A100-6307, A190-9858
f6dfb535-98d2-484a-ab82-eca3dfd005b0 | NFPA 170 FIRE ALARM CONTROL UNIT | RISER FACP |  | North | Hochiki |  | Fire Alarm Control Unit |  |  |  | Assembly | TRUE | LA203K2-10 |  | FireNET L@TITUDE Analog Addressable Fire Alarm Control Panel, 4 Slot Standard Plex-Door Enclosure, 10.25 A Auto Voltage, 4-Loop Panel Module, Hochiki Protocol, Network Module, and Media Gateway™, Red, 48 Zone LEDs | 1 | [6 empty] | FALSE |  |  | *Refer to Install Sheet | 16.5in (W) x 23.2in (H) x 6in (D) | KM5FCRD (Optional Semi-Flush Mounting Kit) | #FFFF0000 | FA-NFPA 170 FIRE ALARM CONTROL UNIT | 1 | FALSE | FALSE | FALSE | 202 | [8 empty] | 7,12,18,28 |  |  | 10.25 |  | TRUE | [5 empty] | DESKTOP-7SAL8M7\acont | 2019-12-03 07:04 | THOR\acont | 2024-09-08 17:27 | Cloned from Hochiki LA203K1-10
8eaf207c-7477-46e1-afa2-eca4fc905460 | AT WATER FLOW SWITCH |  |  | North | N/A |  | Waterflow Switch |  |  |  | Module | TRUE | FURNISHED BY OTHERS |  | WATERFLOW SWITCH | 1 | [6 empty] | FALSE | FALSE |  |  |  |  | #FFFF0000 | FA-AT WATER FLOW SWITCH | 1 | FALSE | FALSE | FALSE | 921 | [13 empty] | FALSE | [5 empty] | DESKTOP-7EIEB7A\acont | 2022-02-02 10:55 | THOR\acont | 2024-09-08 17:27 | Cloned from Generic WATERFLOW SWITCH | [Det-Tronics, Generic, Macurco, N/A, STI] [IDC] 01 30-3013, AIR PRESSURE SWITCH, AIR PRESSURE SWITCH HIGH/LOW, BACKFLOW VALVE, CM-12, CONTACT DEVICE, DUCT DETECTOR (C), Fire Suppression Control Unit (FSCU), FURNISHED BY OTHERS, FURNISHED BY OTHERS, FURNI [Farenhyt, Generic, N/A, Notifier, Potter, Silent Knight] [AUX POWER] [BELL POWER ++] FURNISHED BY OTHERS, PS10 Series, PS10-EX, VSG, VSR Series, VSR-10, VSR-AT, VSR-C, VSR-CF, VSR-FE-2, VSR-FEX Series, VSR-S Series, VSR-SF, VSR-SFG, VSR-SFT, VSR-SG, VSR
3f398346-9ecb-4a0f-9823-ecb6dca413bf | NFPA 170 HEAT DETECTOR |  |  | North | Autocall |  | Heat Detector |  |  |  | Module | TRUE | A4098-9612 w/A4098-9788 | + | Electronic Heat Detector 2-Wire 135° F (57° C) No options | 1 | 0.0001 | 0.024 |  |  |  |  | TRUE | TRUE |  |  |  |  | #FFFF0000 | FA-NFPA 170 HEAT DETECTOR | 1 | FALSE | FALSE | FALSE | 1403 | [16 empty] | 135 |  |  |  |  | THOR\acont | 2024-09-08 17:27 | 20191121 AC Detector with base | [Autocall, Simplex] [IDC] 01 2098-9201 (C), 2098-9202 (C), 2098-9203 (C), 2098-9208 (C), 2098-9576 (C), 2099-9101 (C), 2099-9102 (C), 2099-9103 (C), 2099-9104 (C), 2099-9105 (C), 2099-9107 (C), 2099-9108 (C), 2099-9754 (C), 2099-9755 (C), 2099-9756 (C),
06bed201-ca0d-4b81-9544-ecba462d9753 |  |  |  | North | Edwards |  | Hardware |  |  |  | Hardware | TRUE | MN-HS16SPKHRT5P |  | 1600 Watt HPSA (5 of 5 Active Panels) replacement speaker head - complete | 1 | [6 empty] | FALSE | [5 empty] | #FFFFFFFF |  |  | FALSE | FALSE | FALSE | [14 empty] | FALSE | [7 empty] | THOR\acont | 2024-10-09 10:48
08bc64af-53dc-4655-90a9-ecbe4e5c9b83 | NFPA 170 SMOKE DETECTOR |  |  | North | Firelite |  | Smoke Detector |  |  |  | Module | TRUE | BEAM355S | + | Intelligent beam smoke detector with integral sensitivity test | 1 | 0.0045 | 0.0085 |  |  |  |  | FALSE | TRUE |  |  |  |  | #FFFF0000 | FA-NFPA 170 SMOKE DETECTOR | 1 | FALSE | FALSE | FALSE | 1408 | [13 empty] | FALSE |  |  | BT |  |  |  |  | THOR\acont | 2024-09-08 17:27 | 20191121 AC Detector without base | [Firelite, System Sensor] [SLC MODULES SENSORS] [*] [#2 SHARED ADDR ¦ SENSORS] AD355 w/B200SR-LF-WH (C), AD355 w/B200SR-WH (C), AD355 w/B210LP (C), AD355 w/B224BI-WH (C), AD355 w/B224RB-WH (C), AD355 w/B501 (C), BEAM355 (C), BEAM355S (C), CP355 w/B200SR- [Firelite] [AUX POWER] BEAM355S (C) [Firelite, System Sensor] [SLC SENSORS] [*] [#4 TYPE ADDR ¦ SENSORS] AD355 w/B200SR-LF-WH (C), AD355 w/B200SR-WH (C), AD355 w/B210LP (C), AD355 w/B224BI-WH (C), AD355 w/B224RB-WH (C), AD355 w/B501 (C), BEAM355 (C), BEAM355S (C), CP355 w/B200SR-WH (C), CP | [Bosch, Edwards, Firelite] BEAM355S, D355PL, EC-50R, FAD-325-V2F
85a71378-c57f-44a3-94cf-ecc314cdce50 | CADGEN MOTION DETECTOR LONG RANGE |  |  | North | NAPCO |  | Motion Detector |  |  |  | Module | TRUE | GEMC-WL-DT | + | Gemini Commercial Wireless Dual Tech Microwave/PIR, 40 x 40’ | 1 | [12 empty] | #FFFF0000 | FA-CADGEN MOTION DETECTOR LONG RANGE | 1 | FALSE | FALSE | FALSE | [20 empty] | DESKTOP-7SAL8M7\acont | 2020-01-21 11:59 | THOR\acont | 2024-09-08 17:27 |  | [NAPCO] [WIRELESS BURG] GEMC-WL-DT, GEMC-WL-GB, GEMC-WL-PIR
34b7a064-399a-4446-a7b5-ecc48fc325fb | NFPA 170 SMOKE CO DETECTOR |  |  | North | Edwards |  | Smoke/CO Detector |  |  |  | Module | TRUE | SIGA-OSCD w/SIGA-AB4G BASE | ++ | Multisensor Smoke and CO Detector | 1 | 3.2e-05 | 4.5e-05 |  |  |  |  | FALSE | TRUE |  |  |  |  | #FFFF0000 | FA-NFPA 170 SMOKE CO DETECTOR | 1 | FALSE | FALSE | FALSE | 1408 | [13 empty] | FALSE | [5 empty] | DESKTOP-7SAL8M7\acont | 2020-11-02 14:56 | THOR\acont | 2024-10-08 16:47 | Cloned from Edwards SIGA-OSD w/SIGA-AB4G BASE | [Edwards, Kidde] [SLC EST SENSORS] 01 [*] [EST3, iO1000] DS-HFS (C), DS-PS (C), FX-HD w/IB4U BASE, FX-HD w/RB4U BASE, FX-HD w/SB4U BASE, FX-HD w/SB4U-LF BASE, FX-HD wB4U BASE, FX-PD w/B4U BASE (C), FX-PD w/IB4U BASE (C), FX-PD w/SB4U BASE (C), FX-PD w/SB [Edwards, Kidde] [SLC EST MODULES/SENSORS] 01 [*] [iO64] DS-HFS (C), DS-PS (C), FX-HD w/IB4U BASE, FX-HD w/RB4U BASE, FX-HD w/SB4U BASE, FX-HD w/SB4U-LF BASE, FX-HD wB4U BASE, FX-PD w/B4U BASE (C), FX-PD w/IB4U BASE (C), FX-PD w/SB4U BASE (C), FX-PD w/SB [Edwards, Kidde] [SLC EST MODULES SENSORS] [*] [#2 SHARED ADDR ¦ SENSORS] KI-DDOS (C), SIGA2-COS w/SIGA-AB4G BASE, SIGA2-COS w/SIGA-AB4G-LF BASE, SIGA2-COS w/SIGA-AB4GT BASE, SIGA2-COS w/SIGA-IB BASE, SIGA2-COS w/SIGA-RB BASE, SIGA2-COS w/SIGA-SB BASE, S [Edwards, Kidde] [AUX POWER] FX-HD w/SB4U BASE, FX-PD w/SB4U BASE (C), FX-PHD w/SB4U BASE (C), KI-COD w/KI-ABST BASE (C), KI-HCD w/KI-ABST BASE, KI-HRD w/KI-ABST BASE, KI-PCD w/KI-ABST BASE (C), KI-PD w/KI-ABST BASE (C), KI-PHCD w/KI-ABST BASE (C), KI-PH [Edwards, Kidde] [SLC EST SENSORS] [*] [#4 TYPE ADDR ¦ SENSORS] KI-DDOS (C), SIGA2-COS w/SIGA-AB4G BASE, SIGA2-COS w/SIGA-AB4G-LF BASE, SIGA2-COS w/SIGA-AB4GT BASE, SIGA2-COS w/SIGA-IB BASE, SIGA2-COS w/SIGA-RB BASE, SIGA2-COS w/SIGA-SB BASE, SIGA2-HCOS
63ed75ca-89e0-4aa9-80d7-ecc9d86c5fd1 | NFPA 170 SMOKE DETECTOR |  |  | North | System Sensor |  | Smoke Detector |  |  |  | Module | TRUE | 2151 w/B112LP | ++ | Low-profile photoelectric detector. 24v, 4-wire base. | 1 | 0.00012 | 0.036 |  |  |  |  | TRUE | TRUE |  |  |  |  | #FFFF0000 | FA-NFPA 170 SMOKE DETECTOR | 1 | FALSE | FALSE | FALSE | 1408 | [19 empty] | DESKTOP-7SAL8M7\acont | 2019-03-29 16:45 | THOR\acont | 2024-09-08 17:27 | 20191121 AC Detector with base | [Firelite, Macurco, Notifier, Silent Knight, System Sensor] [AUX POWER] [*] [AUX INPUT ++] 1251B (C), 1412B (C), 1424 (C), 2112/24AT (C), 2112/24S (C), 2112/24TS (C), 2112AITR (C), 2112ATR (C), 2112R (C), 2124AITR (C), 2124ATR (C), 2124R (C), 2151 w/B110 [Firelite, Macurco, Notifier, Silent Knight, System Sensor] [IDC] 01 [IDC 4-WIRE ++] 1251B (C), 1412B (C), 1424 (C), 2112/24AT (C), 2112/24S (C), 2112/24TS (C), 2112AITR (C), 2112ATR (C), 2112R (C), 2124AITR (C), 2124ATR (C), 2124R (C), 2151 w/B110RLP (C
5f808f2a-58f4-4890-993e-ecd16483e20a | NFPA 170 SPEAKER STROBE CEILING |  |  | North | Siemens |  | Speaker/Strobe |  |  |  | Module | TRUE | SL2SPSCW-AL | S54329-F164-A1++ | Speaker-Strobe, Ceiling, Clear, White, Alert | 1 | [7 empty] | TRUE |  |  |  |  | #FF0070C0 | FA-NFPA 170 SPEAKER STROBE CEILING | 1 | FALSE | FALSE | FALSE | 2023 | [16 empty] | C |  |  | DESKTOP-7EIEB7A\acont | 2023-08-03 08:10 | THOR\acont | 2024-09-08 17:27 | Cloned from Siemens SL2SPSWW-AL | [Siemens] [AUDIO 25v] [25V AUDIO] SL2SPSCR-A (C), SL2SPSCR-AL (C), SL2SPSCR-ALA (C), SL2SPSCR-F (C), SL2SPSCR-FB (C), SL2SPSCR-N (C), SL2SPSCR-NA (C), SL2SPSCW-A (C), SL2SPSCW-AL (C), SL2SPSCW-ALA (C), SL2SPSCW-F (C), SL2SPSCW-FB (C), SL2SPSCW-N (C), SL2 [Siemens] [NAC] [16.0 – 33.0 VDC] SL2SCR-A (C), SL2SCR-AL (C), SL2SCR-ALA (C), SL2SCR-ALB (C), SL2SCR-F (C), SL2SCR-FB (C), SL2SCR-N (C), SL2SCR-NA (C), SL2SCR-NB (C), SL2SCW-A (C), SL2SCW-AL (C), SL2SCW-ALA (C), SL2SCW-ALB (C), SL2SCW-EV (C), SL2SCW-F ( [Siemens] [AUDIO 70.7v] [70V AUDIO] SL2SPSCR-A (C), SL2SPSCR-AL (C), SL2SPSCR-ALA (C), SL2SPSCR-F (C), SL2SPSCR-FB (C), SL2SPSCR-N (C), SL2SPSCR-NA (C), SL2SPSCW-A (C), SL2SPSCW-AL (C), SL2SPSCW-ALA (C), SL2SPSCW-F (C), SL2SPSCW-FB (C), SL2SPSCW-N (C), S
59ea5081-7d7e-4887-afcd-ecd392c0a0ff | NFPA 170 HEAT DETECTOR |  |  | North | Simplex |  | Heat Detector |  |  |  | Module | TRUE | 4098-9615 w/4098-9683 | + | Electronic Heat Detector 2-Wire 200° F (93° C) with auxiliary alarm relay output | 1 | 0.0001 | 0.024 |  |  |  |  | TRUE | TRUE |  |  |  |  | #FFFF0000 | FA-NFPA 170 HEAT DETECTOR | 1 | FALSE | FALSE | FALSE | 1403 | [16 empty] | 200¦RR |  |  | DESKTOP-7EIEB7A\acont | 2022-02-15 10:16 | THOR\acont | 2024-09-08 17:27 | Cloned from Autocall A4098-9615 w/A4098-9683 | [Autocall, Simplex] [IDC] 01 2098-9201 (C), 2098-9202 (C), 2098-9203 (C), 2098-9208 (C), 2098-9576 (C), 2099-9101 (C), 2099-9102 (C), 2099-9103 (C), 2099-9104 (C), 2099-9105 (C), 2099-9107 (C), 2099-9108 (C), 2099-9754 (C), 2099-9755 (C), 2099-9756 (C),
6649c729-1c0c-4d65-b5c2-ecd554361a54 | NFPA 170 REMOTE ANNUNCIATOR | RISER ANNUNCIATOR |  | North | Farenhyt |  | Remote Annunciator |  |  |  | Module | TRUE | RA-1000R | ++ | Remote Annunciator. Four line LCD annunciator with 20 characters per line. Red. | 1 | 0.02 | 0.025 |  |  |  |  | FALSE | [5 empty] | #FFFF0000 | FA-NFPA 170 REMOTE ANNUNCIATOR | 1 | FALSE | FALSE | FALSE | 255 | [13 empty] | FALSE | [5 empty] | DESKTOP-7SAL8M7\acont | 2020-09-14 11:34 | THOR\acont | 2024-09-08 17:27 | Cloned from Farenhyt RA-1000 | [Farenhyt] [SBUS] [*] [SBUS ++] 5815XL, 6815, ECS-RCU, RA-100, RA-1000, RA-1000R, RA-2000
8fb7c02e-7653-4e47-a357-ecda6425783b |  |  |  | North | Siemens |  | Cards & Components |  |  |  | Card | TRUE | TZC-8B |  | CARD, TELEPHONE ZONE CARD, 8 ZONE, CLASS B | 1 | [6 empty] | TRUE | [5 empty] | #FFFFFFFF |  |  | FALSE | FALSE | FALSE | [22 empty] | THOR\acont | 2024-10-09 10:48
5e863810-d818-40ec-b74f-ecdef1062204 |  |  |  | North | Bosch | [5 empty] | Module | TRUE | NEZ-A4-BUB-CTIP-RO | * | ***(Ross)AUTODOME 4000 HD Bubble, tinted, for in-ceiling model | 1 | [12 empty] | #FFFFFFFF |  |  | FALSE | FALSE | FALSE | [20 empty] | DESKTOP-7EIEB7A\acont | 2021-08-13 06:25 | THOR\acont | 2024-10-09 10:48
38d33ead-49a8-4d53-82ff-ece16e42a9b7 | NC_NURSE CONSOLE |  |  | North | Rauland Nurse Call |  | Nurse Call Component |  |  |  | Assembly | TRUE | 351205 |  | VOIP NURSE CONSOLE V2 | 1 | [6 empty] | TRUE | [5 empty] | #FFFF0000 | FA-NC_NURSE CONSOLE | 1 | FALSE | FALSE | FALSE | [20 empty] | AUGUSTXPS17-EUP\aucon | 2022-07-26 17:18 | THOR\acont | 2024-09-08 17:27 | Cloned from Rauland Nurse Call New Part
1483596c-da55-495c-bd88-ece89bfc58e0 | NFPA 170 EMERGENCY COMMUNICATIONS CONTROL UNIT |  |  | North | Autocall |  | Local Operator Console |  |  |  | Module | TRUE | A4003-9803 |  | Remote Microphone Module | 1 | 0.171 | 0.258 |  |  |  |  | TRUE | [5 empty] | #FFFF0000 | FA-NFPA 170 EMERGENCY COMMUNICATIONS CONTROL UNIT | 1 | FALSE | FALSE | FALSE | 107 | [19 empty] | DESKTOP-0D6CQVA\lousc | 2019-07-07 14:40 | THOR\acont | 2024-09-08 17:27 | Cloned from AutoCall A100-1244 | [Autocall] [MIC] [Remote Microphone] A4003-9803
059c459b-5fab-4269-857b-ece99e4f1e01 | NFPA 170 SMOKE DETECTOR |  |  | North | Simplex |  | Smoke Detector |  |  |  | Module | TRUE | 4098-9605 w/4098-9683 | + | TrueAlarm Photoelectric Smoke Detector w/TrueAlarm Sensor 2-Wire Base | 1 | 0.0001 | 0.024 |  |  |  |  | TRUE | TRUE |  |  |  |  | #FFFF0000 | FA-NFPA 170 SMOKE DETECTOR | 1 | FALSE | FALSE | FALSE | 1408 | [16 empty] | P |  |  | DESKTOP-7EIEB7A\acont | 2022-02-15 10:49 | THOR\acont | 2024-09-08 17:27 | Cloned from Autocall A4098-9605 w/A4098-9683 | [Autocall, Simplex] [IDC] 01 2098-9201 (C), 2098-9202 (C), 2098-9203 (C), 2098-9208 (C), 2098-9576 (C), 2099-9101 (C), 2099-9102 (C), 2099-9103 (C), 2099-9104 (C), 2099-9105 (C), 2099-9107 (C), 2099-9108 (C), 2099-9754 (C), 2099-9755 (C), 2099-9756 (C),
c8291765-3c1f-4cba-8883-ecebe396d4bc | NFPA 170 FIRE ALARM CONTROL UNIT | RISER FACP |  | North | Silent Knight |  | Fire Alarm Control Unit |  |  |  | Assembly | TRUE | 5808 | ++ | Single Loop Addressable Fire Alarm Control System | 1 | [6 empty] | FALSE |  |  |  | 16" W x 26.4" H x 4.65" D (40.6 W x 67 H x 11.8 D cm) |  | #FFFF0000 | FA-NFPA 170 FIRE ALARM CONTROL UNIT | 1 | FALSE | FALSE | FALSE | 202 | [8 empty] | 7,12,18,26,33 |  | 18 |  |  | TRUE | [5 empty] | DESKTOP-7EIEB7A\acont | 2022-11-05 10:15 | THOR\acont | 2024-09-08 17:27 | Cloned from Silent Knight 5808 (SD)
4c3194a5-a3b9-4408-be98-ecedf2d39a59 |  |  |  | North | Edwards |  | Hardware |  |  |  | Hardware | TRUE | 1500-2 |  | Catch plate extension assembly, 2.5" | 1 | [6 empty] | FALSE | [5 empty] | #FFFFFFFF |  |  | FALSE | FALSE | FALSE | [14 empty] | FALSE | [7 empty] | THOR\acont | 2024-10-09 10:48
c3b4ee6c-835f-4bf6-8a0b-ecee442b21ea | NFPA 170 HEAT DETECTOR |  |  | North | Notifier |  | Heat Detector |  |  |  | Module | TRUE | 302-AW-135 | ++ | Heat Detector, 135°F (57°C) | 1 | [6 empty] | FALSE | TRUE |  |  |  |  | #FFFF0000 | FA-NFPA 170 HEAT DETECTOR | 1 | FALSE | FALSE | FALSE | 1403 | [13 empty] | FALSE | [7 empty] | THOR\acont | 2024-09-08 17:27 | 20191121 AC Detector without base | [Chemtronics, Firelite, MIRCOM, Notifier, System Sensor] [IDC] 01 [*] [IDC 2-WIRE ++] 1151 (C), 1151EIS (C), 1400 (C), 1451 (C), 1451DH (C), 1451DHHT (C), 2100AT (C), 2100S (C), 2100TR (C), 2100TS (C), 2151 w/B110LP (C), 2151 w/B116LP (C), 2151 w/B401 (C
67298ba0-77f0-443e-8fc3-ecf4def38c0c | NFPA 170 FIRE ALARM TERMINAL CABINET | RISER FATC |  | North | Space Age Electronics |  | Terminal Cabinet |  |  |  | Module | TRUE | SSU00660 | ++ | Fire Alarm Terminal Cabinet, 32pt, Keyed | 1 | 0 | 0 |  |  |  |  | TRUE |  | Surface Mounted |  |  |  | #FFFF0000 | FA-NFPA 170 FIRE ALARM TERMINAL CABINET | 1 | FALSE | FALSE | FALSE | 205 | [19 empty] | DESKTOP-7EIEB7A\acont | 2023-01-11 08:53 | THOR\acont | 2024-09-08 17:27 | Cloned from Space Age Electronics SSU00536 CLONED CLONED | [Generic, N/A, Space Age Electronics] [JUNCTION PASSTHROUGH] [#3] CLASS A RETURN, END OF LINE DEVICE, END OF LINE RESISTOR, FIBER PATCH PANEL, FIRE ALARM TERMINAL CABINET, FURNISHED BY OTHERS, FURNISHED BY OTHERS, JUNCTION BOX, JUNCTION BOX CEILING, LINE [Generic, N/A, Space Age Electronics] [JUNCTION PASSTHROUGH] [#4] CLASS A RETURN, END OF LINE DEVICE, END OF LINE RESISTOR, FIBER PATCH PANEL, FIRE ALARM TERMINAL CABINET, FURNISHED BY OTHERS, FURNISHED BY OTHERS, JUNCTION BOX, JUNCTION BOX CEILING, LINE [Generic, N/A, Space Age Electronics] [JUNCTION PASSTHROUGH] [#2] CLASS A RETURN, END OF LINE DEVICE, END OF LINE RESISTOR, FIBER PATCH PANEL, FIRE ALARM TERMINAL CABINET, FURNISHED BY OTHERS, FURNISHED BY OTHERS, JUNCTION BOX, JUNCTION BOX CEILING, LINE [Generic, N/A, Space Age Electronics] [JUNCTION PASSTHROUGH] 02 [ALL DEVICES ++] CLASS A RETURN, END OF LINE DEVICE, END OF LINE RESISTOR, FIBER PATCH PANEL, FIRE ALARM TERMINAL CABINET, FURNISHED BY OTHERS, FURNISHED BY OTHERS, JUNCTION BOX, JUNCTION BO
c6bfef2d-c191-43b1-8e22-ecf919c30c13 |  |  |  | North | Kidde |  | Cards & Components |  |  |  | Card | TRUE | GSA-UIO6 | ++ | Universal Input-Output Module Board - Six Module Positions | 1 | [6 empty] | TRUE | [5 empty] | #FFFFFFFF |  |  | FALSE | FALSE | FALSE | [14 empty] | FALSE | [5 empty] | THOR\acont | 2023-12-13 10:36 | THOR\acont | 2024-10-09 10:48 | Cloned from Edwards GSA-UIO2R | [Edwards, Kidde] [SLC EST MODULES] [*] [#3 TYPE ADDR ¦ MODULES] GSA-UIO2R, GSA-UIO6, GSA-UIO6R, RZI16-2, SIGA-270, SIGA-270P, SIGA-278, SIGA-AA30, SIGA-AA50, SIGA-CC1, SIGA-CC1S, SIGA-CC2, SIGA-CC2A, SIGA-CR, SIGA-CR2, SIGA-CRH, SIGA-CRR, SIGA-CT1, SIGA- [Edwards, Kidde] [SLC EST MODULES SENSORS] [*] [#1 SHARED ADDR ¦ MODULES] GSA-UIO2R, GSA-UIO6, GSA-UIO6R, RZI16-2, SIGA-270, SIGA-270P, SIGA-278, SIGA-AA30, SIGA-AA50, SIGA-CC1, SIGA-CC1S, SIGA-CC2, SIGA-CC2A, SIGA-CR, SIGA-CR2, SIGA-CRH, SIGA-CRR, SIGA-
5bdd8113-cfcb-47ed-8338-ecf95aaf313c |  |  |  | North | Siemens | [5 empty] | Module | TRUE | OSE-ACF | S54333-F65-A1 | Anti-condensation film for Emitter - 10 units | 1 | [12 empty] | #FFFFFFFF |  |  | FALSE | FALSE | FALSE | [22 empty] | THOR\acont | 2024-10-09 10:48
aa078b82-eb26-49ce-8884-ecfd6de3a844 |  |  |  | North | Edwards |  | Hardware |  |  |  | Hardware | TRUE | CV10936 |  | Stand-off 2 hole strap for 3/4" CPVC pipe. Bag of 100. | 1 | [6 empty] | FALSE | [5 empty] | #FFFFFFFF |  |  | FALSE | FALSE | FALSE | [14 empty] | FALSE | [7 empty] | THOR\acont | 2024-10-09 10:48
406f235d-aa82-4d98-8398-ecfe3039a8f5 | NFPA 170 SPEAKER STROBE |  |  | North | Siemens |  | Speaker/Strobe |  |  |  | Module | TRUE | SL2SPSWR-N | S54329-F173-A1++ | Speaker-Strobe, Wall, Clear, Red, No Lettering | 1 | [12 empty] | #FF0070C0 | FA-NFPA 170 SPEAKER STROBE | 1 | FALSE | FALSE | FALSE | 2023 | [19 empty] | DESKTOP-7EIEB7A\acont | 2023-08-03 07:56 | THOR\acont | 2024-09-08 17:27 | Cloned from Siemens SL2SWR-N | [Siemens] [AUDIO 25v] [25V AUDIO] SL2SPSCR-A (C), SL2SPSCR-AL (C), SL2SPSCR-ALA (C), SL2SPSCR-F (C), SL2SPSCR-FB (C), SL2SPSCR-N (C), SL2SPSCR-NA (C), SL2SPSCW-A (C), SL2SPSCW-AL (C), SL2SPSCW-ALA (C), SL2SPSCW-F (C), SL2SPSCW-FB (C), SL2SPSCW-N (C), SL2 [Siemens] [NAC] [16.0 – 33.0 VDC] SL2SPSWR-AL, SL2SPSWR-ALA, SL2SPSWR-F, SL2SPSWR-FB, SL2SPSWR-M, SL2SPSWR-N, SL2SPSWR-NA, SL2SPSWW-AL, SL2SPSWW-ALA, SL2SPSWW-F, SL2SPSWW-FB, SL2SPSWW-M, SL2SPSWW-N, SL2SPSWW-NA, SL2SWR-A, SL2SWR-AL, SL2SWR-ALA, SL2SWR-AL [Siemens] [AUDIO 70.7v] [70V AUDIO] SL2SPSCR-A (C), SL2SPSCR-AL (C), SL2SPSCR-ALA (C), SL2SPSCR-F (C), SL2SPSCR-FB (C), SL2SPSCR-N (C), SL2SPSCR-NA (C), SL2SPSCW-A (C), SL2SPSCW-AL (C), SL2SPSCW-ALA (C), SL2SPSCW-F (C), SL2SPSCW-FB (C), SL2SPSCW-N (C), S
ad5a9600-0d54-449d-9d97-ed03f996300d | NFPA 170 HEAT DETECTOR |  |  | North | Notifier |  | Heat Detector |  |  |  | Module | TRUE | FST-951-SELFT w/B300-6 | ++ | White, low-profile intelligent self-testing 135°F fixed thermal sensor, FlashScan only | 1 | 0.0002 | 0.0045 |  |  |  |  | FALSE | TRUE | FLUSH |  | 4" SQ. DEEP | 3 "O" PLASTER RING | #FFFF0000 | FA-NFPA 170 HEAT DETECTOR | 1 | FALSE | FALSE | FALSE | 1408 |  |  | 7272-0028:0206 | [10 empty] | FALSE |  |  | 135° FT |  |  | DESKTOP-QGO6JOK\acont | 2021-06-02 08:48 | THOR\acont | 2024-09-08 17:27 | Cloned from Notifier FSP-951T-SELFT w/B300-6 | [Honeywell, Notifier, System Sensor] [SLC SENSORS] [*] [#4 TYPE ADDR ¦ SENSORS] 2251B (C), 2251-COPTIR (C), 2251-COPTIR w/B200S-WH (C), 2251TB (C), 2251TMB (C), 5251B (C), 5251B-WP (C), 5251H (C), 5251RB (C), 5251RB-WP (C), 7251 (C), 7251DH (C), DH200LP [Honeywell, Notifier, System Sensor] [SLC MODULES SENSORS] [*] [#2 SHARED ADDR ¦ SENSORS] 2251B (C), 2251-COPTIR (C), 2251-COPTIR w/B200S-WH (C), 2251TB (C), 2251TMB (C), 5251B (C), 5251B-WP (C), 5251H (C), 5251RB (C), 5251RB-WP (C), 7251 (C), 7251DH (C)
17ffcdcd-2feb-4036-add8-ed06b7b022a1 | NFPA 170 SPEAKER WALL |  |  | North | Ultra Electronics |  | Speaker |  |  |  | Module | TRUE | 90215A-801-06-L | HyperSpike | UL 1480 listed C1D2 certifed TCPA-10 Distributed Audio Speaker with 5 selectable power taps that run off of 25V, 70V and 100 VRMS audio systems. White | 1 | [8 empty] | 72377B-801 |  | 10.1” H X 10.1” W X 11.3” L |  | #FF0070C0 | FA-NFPA 170 SPEAKER WALL | 1 | FALSE | FALSE | FALSE | 2021 | [19 empty] | DESKTOP-7EIEB7A\acont | 2022-07-29 12:12 | THOR\acont | 2024-09-08 17:27 | Cloned from Edwards 90215A-801-06-L | [Ultra Electronics] [AUDIO 70.7v] [70V AUDIO] 90215A-801-01-L, 90215A-801-04-L, 90215A-801-05-L, 90215A-801-06-L, 90219A-801-01-L, 90219A-801-04-L, 90219A-801-05-L, 90219A-801-06-L, 90219A-802-01-L, 90219A-802-04-L, 90219A-802-05-L, 90219A-802-06-L [Ultra Electronics] [AUDIO 25v] [25V AUDIO] 90215A-801-01-L, 90215A-801-04-L, 90215A-801-05-L, 90215A-801-06-L, 90219A-801-01-L, 90219A-801-04-L, 90219A-801-05-L, 90219A-801-06-L, 90219A-802-01-L, 90219A-802-04-L, 90219A-802-05-L, 90219A-802-06-L
cf9dff64-b9fe-4ba8-813e-ed0889dd0ab3 | NFPA 170 HEAT DETECTOR |  |  | North | Edwards |  | Heat Detector |  |  |  | Module | TRUE | EC2-H w/EC2-SB BASE | + | Heat detector, 135 fixed/ROR | 1 |  | 0.06 |  |  |  |  | FALSE | TRUE |  |  |  |  | #FFFF0000 | FA-NFPA 170 HEAT DETECTOR | 1 | FALSE | FALSE | FALSE | 1408 | [13 empty] | FALSE | [5 empty] | DESKTOP-7EIEB7A\acont | 2022-07-19 07:33 | THOR\acont | 2024-09-08 17:27 | Cloned from Edwards EC2-OSH w/EC2-SB BASE | [Edwards] [IDC] 01 [*] EC2-H w/EC2-RB BASE (C), EC2-H w/EC2-RB4 BASE (C), EC2-H w/EC2-SB BASE (C), EC2-H w/EC2-SB4 BASE (C), EC2-OS w/EC2-RB BASE (C), EC2-OS w/EC2-RB4 BASE (C), EC2-OS w/EC2-SB BASE (C), EC2-OS w/EC2-SB4 BASE (C), EC2-OSH w/EC2-RB BASE (
27f54817-8444-48fd-8e38-ed0e8c9dcfc0 | NFPA 170 HORN STROBE |  |  | North | Hochiki |  | Horn/Strobe |  |  |  | Module | TRUE | ASWP-24MCWH-FR |  | NOTIFICATION, HORNSTROBE, RED, WALL, 135CD, WP | 1 | 0 | 0.355 |  |  |  |  | FALSE | FALSE |  | *Refer to Install Sheet |  |  | #FF0070C0 | FA-NFPA 170 HORN STROBE | 1 | FALSE | FALSE | FALSE | 2012 | [13 empty] | FALSE |  |  | WP |  |  |  |  | THOR\acont | 2024-09-08 17:27 |  | [Eaton Wheelock, Hochiki] [NAC] [24VDC, HIGH DB] ASWP-24MCWH-FR, ASWP-24MCWH-FW [Eaton Wheelock, Hochiki] [NAC] [24VDC, LOW DB] ASWP-24MCWH-FR, ASWP-24MCWH-FW
b09f4ed6-0108-4c6b-a1cf-ed14647809d6 | NFPA 170 SPEAKER STROBE |  |  | North | Simplex |  | Speaker/Strobe |  |  |  | Module | TRUE | 49HFV-APPLW-BA | + | Wall Mount Addressable High fidelity S/V appliance only, Assembled in USA | 1 | 0 | 0 |  |  |  |  | TRUE | [5 empty] | #FF0070C0 | FA-NFPA 170 SPEAKER STROBE | 1 | FALSE | FALSE | FALSE | 2019 | [19 empty] | DESKTOP-7EIEB7A\acont | 2022-02-21 14:41 | THOR\acont | 2024-09-08 17:27 | Cloned from Autocall A49HFV-APPLW-BA | [Autocall, Simplex] [AUDIO 25v] [25V AUDIO] 49HF-APPLW, 49HF-APPLW-BA, 49HFV-APPLW, 49HFV-APPLW-BA, 49SO-APPLW, 49SO-APPLW-BA, 49SO-APPLW-O, 49SO-APPLW-O-BA, 49SV-APPLW, 49SV-APPLW-BA, 49SV-APPLW-O, 49SV-APPLW-O-BA, A49HF-APPLW, A49HF-APPLW-BA, A49HFV-AP [Autocall, Simplex] [AUDIO 70.7v] [70V AUDIO] 49HF-APPLW, 49HF-APPLW-BA, 49HFV-APPLW, 49HFV-APPLW-BA, 49SO-APPLW, 49SO-APPLW-BA, 49SO-APPLW-O, 49SO-APPLW-O-BA, 49SV-APPLW, 49SV-APPLW-BA, 49SV-APPLW-O, 49SV-APPLW-O-BA, A49HF-APPLW, A49HF-APPLW-BA, A49HFV- [Autocall, Simplex] [IDNac] [23VDC] 49HFV-APPLW, 49HFV-APPLW-BA, 49SV-APPLW, 49SV-APPLW-BA, 49VO-APPLW, 49VO-APPLW-BA, A49HFV-APPLW, A49HFV-APPLW-BA, A49SV-APPLW, A49SV-APPLW-BA, A49VO-APPLW, A49VO-APPLW-BA
a9596d3a-d55f-4a1a-9147-ed1ada1ea68b |  |  |  | North | Bosch |  | Hardware |  |  |  | Hardware | TRUE | B335-3 | ++ | Mounting bracket, swivel, low profile | 1 | [12 empty] | #FFFFFFFF |  |  | FALSE | FALSE | FALSE | [20 empty] | DESKTOP-7EIEB7A\acont | 2022-07-26 11:24 | THOR\acont | 2024-10-09 10:48 | Cloned from Bosch B328
38514e9a-dfe9-48c0-96d2-ed1feb60ccc3 |  |  |  | North | Autocall |  | Hardware |  |  |  | Hardware | TRUE | 2081-9271 | ++ | System Batteries, Sealed Lead-Acid, 33 Ah (rectangular case, typically for service) | 1 | 0 | 0 |  |  |  |  | TRUE | [5 empty] | #FFFFFFFF |  |  | FALSE | FALSE | FALSE | [20 empty] | DESKTOP-0D6CQVA\lousc | 2019-06-16 10:58 | THOR\acont | 2025-02-04 10:07 | Cloned from AutoCall 2081-9275
c0f41a25-4ed4-4dcd-ad7f-ed2338c1514d | NFPA 170 MANUAL PULL |  |  | North | Edwards |  | Manual Station |  |  |  | Module | TRUE | 270-DOC-F |  | Pull Station, double pole, OC, cast metal, terminals, French | 1 | [6 empty] | FALSE | [5 empty] | #FFFF0000 | FA-NFPA 170 MANUAL PULL | 1 | FALSE | FALSE | FALSE | 957 | [13 empty] | FALSE | [7 empty] | THOR\acont | 2024-09-08 17:27 |  | [Edwards, Kidde, Monaco Enterprises] [IDC] 01 1534-1, 200-GAOF, 270A-DPO, 270A-SPO, 270-DOC, 270-DOC-B, 270-DOC-F, 270-DPO, 270-GAO, 270-GAOB, 270-GAO-DOC, 270-GAO-DOCF, 270P-DPO, 270P-SPO, 270-SPO, 270-SPOW, 270-SPOWB, 270-SPOWF, 271-KR1/SR/GS, 276A-REL
769a8172-f3e8-47ae-87af-ed251a368a61 | NFPA 170 REMOTE ANNUNCIATOR | RISER ANNUNCIATOR |  | North | Siemens |  | Remote Annunciator |  |  |  | Assembly | TRUE | FT2050 |  | ASSEMBLY,NETWORK TERMINAL | 1 | [6 empty] | TRUE | [5 empty] | #FFFF0000 | FA-NFPA 170 REMOTE ANNUNCIATOR | 1 | FALSE | FALSE | FALSE | 255 | [19 empty] | AULAPTOP-PC\Aulaptop | 2019-04-08 04:18 | THOR\acont | 2024-09-08 17:27 | Cloned from Siemens New Part
80b61bbb-84d1-405a-b0ed-ed28f0084cdb |  |  |  | North | Monaco Enterprises |  | Hardware |  |  |  | Hardware | TRUE | 625-100-06 |  | Coaxial cable, 50Ω mini RG-8X, preassembled Type 2, 15 ft | 1 | [6 empty] | TRUE | [5 empty] | #FFFFFFFF |  |  | FALSE | FALSE | FALSE | [20 empty] | DESKTOP-7EIEB7A\acont | 2022-11-07 15:12 | THOR\acont | 2024-10-09 10:48 | Cloned from Monaco Enterprises 626-000-06
ae7622ca-06a2-4e73-8789-ed2c1c15e30b | NFPA 170 LOCAL OPERATOR CONSOLE | RISER LOC |  | North | Federal Signal |  | Local Operator Console |  |  |  | Module | TRUE | UVLOC-B | + | UV Local Operating Console with microphone | 1 | 0.02 | 0.07 |  |  |  |  | TRUE | FALSE |  |  |  |  | #FFFF0000 | FA-NFPA 170 LOCAL OPERATOR CONSOLE | 1 | FALSE | FALSE | FALSE | 211 | [13 empty] | FALSE | [5 empty] | DESKTOP-7EIEB7A\acont | 2021-11-03 14:25 | THOR\acont | 2024-09-08 17:27 | Cloned from Notifier NFC-LOC | [Federal Signal, Notifier] [DIGITAL AUDIO LOOP] BDA-70v (50W, 70V), NFC-125DA (25V) Main Board, NFC-50BDA Main Board (100W, 25V), NFC-50BDA Main Board (100W, 70V), NFC-50DA Main Board (50W, 25V), NFC-50DA Main Board (50W, 70V), NFC-BDA-25v (50W, 25 [Federal Signal, Notifier] [AUX POWER] [*] FWSG, NFC-FFT, NFC-LOC, NFC-RM, NFC-RPU, UVLOC-B, W-DIS-D [Federal Signal, Notifier] [RS-485] BDA-70v (50W, 70V), NFC-125DA (25V) Main Board, NFC-50BDA Main Board (100W, 25V), NFC-50BDA Main Board (100W, 70V), NFC-50DA Main Board (50W, 25V), NFC-50DA Main Board (50W, 70V), NFC-BDA-25v (50W, 25V), NFC-BDA- [Federal Signal] [LOC] UVLOC-B
552e0f7e-e1e1-46ae-b8c7-ed42725284f1 |  |  |  | North | Siemens |  | Hardware |  |  |  | Hardware | TRUE | FHB2005-R1 | S54400-B110-A2 | Back box (3HU, red, deep) 3 height unit red backbox used for fire/voice systems. This works in conjunction with a 3 HU outer door, FHD2007 | 1 | [6 empty] | FALSE | [5 empty] | #FFFFFFFF |  |  | FALSE | FALSE | FALSE | [20 empty] | AULAPTOP-PC\Aulaptop | 2019-04-08 04:31 | THOR\acont | 2024-10-09 10:48 | Cloned from Siemens New Part CLONED
6987154b-51c5-4c77-a4d0-ed4275e880d0 |  |  |  | North | Edwards |  | Cards & Components |  |  |  | Card | TRUE | 3-12SG |  | 12 Switch, 12 Grn LED Ctrl Dis Mod | 1 | 0.002 | 0.02 |  |  |  |  | TRUE | [5 empty] | #FFFFFFFF |  |  | FALSE | FALSE | FALSE | [14 empty] | FALSE | [7 empty] | THOR\acont | 2024-10-09 10:48
52d48070-1934-47d5-904a-ed496a54c22e | NFPA 170 JUNCTION BOX |  |  | North | Hoffman |  | Junction Box |  |  |  | Module | TRUE | HOFFMAN BOX (20 x 20 x 6) |  | Hoffman Nema 4x Fiberglass enclosure with Back plane 20 x 20 x 6-12 | 1 | [6 empty] | FALSE | [5 empty] | #FF00B050 | FA-NFPA 170 JUNCTION BOX | 1 | FALSE | FALSE | FALSE | 6000 | [13 empty] | FALSE |  |  | 20x20 |  |  |  |  | THOR\acont | 2024-09-08 17:27
e37295df-6aae-4e42-86c4-ed4c5cec5b70 | NFPA 170 STROBE CEILING |  |  | North | Eaton Wheelock |  | Strobe |  |  |  | Module | TRUE | ZRS-MCC-FR |  | Strobe, 24 VDC, red, Ceiling mount with easy snap base | 1 | 0 | 0.105 |  |  |  |  | FALSE | TRUE |  |  |  |  | #FF0070C0 | FA-NFPA 170 STROBE CEILING | 1 | FALSE | FALSE | FALSE | 2022 | [13 empty] | FALSE |  |  | C |  |  |  |  | THOR\acont | 2024-09-08 17:27 |  | [Eaton Wheelock] [NAC] ZRS-MCC-FR (C), ZRS-MCC-FW (C)
0069f3d7-c1b3-44d0-b8e2-ed4e6af7423a | NFPA 170 STROBE CEILING |  |  | North | Eaton Wheelock |  | Strobe |  |  |  | Module | TRUE | ELSTWC-ALB | + | CEILING STROBE, WHITE, ALERT, BLUE | 1 | [6 empty] | TRUE | TRUE |  |  |  |  | #FF0070C0 | FA-NFPA 170 STROBE CEILING | 1 | FALSE | FALSE | FALSE | 2020 | [16 empty] | C |  |  | DESKTOP-7EIEB7A\acont | 2021-05-18 16:22 | THOR\acont | 2024-09-08 17:27 | Cloned from Eaton Wheelock ELSTWC-ALA | [Eaton Wheelock] [NAC] [24VDC] ELSTRC-ALB (C), ELSTRC-NB (C), ELSTWC-ALB (C), ELSTWC-NB (C)
9e2bfe6e-1684-4d40-a00c-ed502e612439 |  |  |  | North | Edwards |  | Hardware |  |  |  | Hardware | TRUE | 4X-LKC |  | Chinese Template | 1 | [6 empty] | FALSE | [5 empty] | #FFFFFFFF |  |  | FALSE | FALSE | FALSE | [14 empty] | FALSE | [7 empty] | THOR\acont | 2024-10-09 10:48
ad20b064-eb18-4e0c-a296-ed524baea9c4 | NFPA 170 MANUAL TRANSFER SWITCH |  |  | North | Block Definition Only |  | Switch |  |  |  | Module | TRUE | NFPA 170 MANUAL TRANSFER SWITCH |  | NFPA 170 MANUAL TRANSFER SWITCH | 1 | [12 empty] | #FFFF0000 | FA-NFPA 170 MANUAL TRANSFER SWITCH | 1 | FALSE | FALSE | FALSE | 911 | [19 empty] | AULAPTOP-PC\Aulaptop | 2020-03-26 07:41 | THOR\acont | 2024-09-08 17:27
9af3eeea-e4e6-4269-8f0c-ed52eac3e271 | NFPA 170 HEAT DETECTOR |  |  | North | Hochiki |  | Heat Detector |  |  |  | Module | TRUE | DSC-EA w/HSC-220L LATCHING LED BASE | DSC-EA w/HSC-220L LATCHING LED BASE | HEAT DETECTOR w/ LATCHING LED BASE | 1 | 0.00011 | 0.223 |  |  |  |  | TRUE | TRUE |  | *Refer to Install Sheet |  |  | #FFFF0000 | FA-NFPA 170 HEAT DETECTOR | 1 | FALSE | FALSE | FALSE | 1403 | [16 empty] | L |  |  | DESKTOP-0D6CQVA\lousc | 2019-10-12 07:53 | THOR\acont | 2024-09-08 17:27 | Cloned from Hochiki DCD-135 w/HSC-220L LATCHING LED BASE | [Hochiki] [IDC] 01 [IDC] DCD-135 w/HSC-220L LATCHING LED BASE (C), DCD-135 w/HSC-220R - 2 WIRE RELAY BASE (C), DCD-135 w/HSC-221L LATCHING LED BASE (C), DCD-135 w/HSC-221R - 2 WIRE RELAY BASE (C), DCD-135 w/HSC-224L LATCHING LED BASE (C), DCD-135 w
5e03fbd5-dc40-49d9-9761-ed5994debf81 | NFPA 170 SMOKE DETECTOR |  |  | North | Notifier |  | Smoke Detector |  |  |  | Module | TRUE | FSL-751 w/B210LP | ++ | DETECTOR, SMOKE, ADDRESSABLE PHOTO w/SOUNDER BASE, LOW FREQUENCY | 1 | 0.00033 | 0.0065 |  |  |  |  | FALSE | TRUE |  |  |  |  | #FFFF0000 | FA-NFPA 170 SMOKE DETECTOR | 1 | FALSE | FALSE | FALSE | 1408 | [13 empty] | FALSE |  |  | LF¦SB |  |  |  |  | THOR\acont | 2024-09-08 17:27 | 20191121 AC Detector with base | [Honeywell, Notifier, System Sensor] [SLC SENSORS] [*] [#4 TYPE ADDR ¦ SENSORS] 2251B (C), 2251-COPTIR (C), 2251-COPTIR w/B200S-WH (C), 2251TB (C), 2251TMB (C), 5251B (C), 5251B-WP (C), 5251H (C), 5251RB (C), 5251RB-WP (C), 7251 (C), 7251DH (C), DH200LP [Honeywell, Notifier, System Sensor] [SLC MODULES SENSORS] [*] [#2 SHARED ADDR ¦ SENSORS] 2251B (C), 2251-COPTIR (C), 2251-COPTIR w/B200S-WH (C), 2251TB (C), 2251TMB (C), 5251B (C), 5251B-WP (C), 5251H (C), 5251RB (C), 5251RB-WP (C), 7251 (C), 7251DH (C)
2b414948-8a6e-4e50-bfb8-ed5a43305190 | NFPA 170 FIRE ALARM CONTROL UNIT | RISER FACP |  | North | Farenhyt |  | Fire Alarm Control Unit |  |  |  | Assembly | TRUE | IFP-2100ECS | ++ | Emergency Communication System with FACP, Red Cabinet | 1 | [6 empty] | FALSE |  |  |  | 21.59”W x 28.10”H x 5.05”D􀀁 |  | #FFFF0000 | FA-NFPA 170 FIRE ALARM CONTROL UNIT | 1 | FALSE | FALSE | FALSE | 202 | [8 empty] | 18,26,33,55 |  | 18 |  |  | TRUE | [5 empty] | DESKTOP-7EIEB7A\acont | 2023-02-27 17:17 | THOR\acont | 2024-09-08 17:27 | Cloned from Farenhyt IFP-2000ECS
8e996ba8-d68a-4d18-a3bb-ed63c9daadf8 | NFPA 170 SPEAKER CEILING |  |  | North | Gentex |  | Speaker |  |  |  | Module | TRUE | SSPKCLPW |  | Speaker Wall, Ceiling, 25 or 70.7 Vrms, 1/8 to 4 watts, white | 1 | [6 empty] | FALSE | TRUE |  |  |  |  | #FF0070C0 | FA-NFPA 170 SPEAKER CEILING | 1 | FALSE | FALSE | FALSE | 2019 | [13 empty] | FALSE |  |  | C |  |  |  |  | THOR\acont | 2024-09-08 17:27 |  | [Gentex, Hochiki, Potter] [AUDIO 25v] [25V AUDIO] CSPKSTR-24AR (C), CSPKSTR-24AW (C), CSPKSTR-24BR (C), CSPKSTR-24BW (C), CSPKSTR-24GR (C), CSPKSTR-24GW (C), CSPKSTR-24RR (C), CSPKSTR-24RW (C), FASPKR-R (C), FASPKR-W (C), FASPKR-WR, FASPKR-WW, FASPK-WPR, [Gentex, Hochiki, Potter] [AUDIO 70.7v] [70V AUDIO] CSPKSTR-24AR (C), CSPKSTR-24AW (C), CSPKSTR-24BR (C), CSPKSTR-24BW (C), CSPKSTR-24GR (C), CSPKSTR-24GW (C), CSPKSTR-24RR (C), CSPKSTR-24RW (C), FASPKR-R (C), FASPKR-W (C), FASPKR-WR, FASPKR-WW, FASPK-WP
2575ffb4-1fe5-4713-aa07-ed646ae532b3 | NFPA 170 CELL COMM | RISER CELL COMM |  | North | Honeywell |  | Cellular Communicator |  |  |  | Module | TRUE | HW-TG7FS-A | ++ | CLSS 5G/ LTE-M Fire Communicator for AT&T | 1 | 0.018 | 0.11 |  |  | 24 | 18 | TRUE |  |  |  | 7.5” (190.5 mm) H x 11.5" (292 mm) W x 3.5" (89 mm) D |  | #FFFF0000 | FA-NFPA 170 CELL COMM | 1 | FALSE | FALSE | FALSE | 250 | [13 empty] | FALSE | [5 empty] | DESKTOP-7EIEB7A\acont | 2023-02-08 17:42 | THOR\acont | 2024-09-08 17:27 | Cloned from Honeywell HW-AV-LTE-M | [DSC, Honeywell, Rath Area of Refuge] [DACT] [#2 DACT] 2100-LTEVER4-2, 3G4010, HW-AV-LTE-M, HW-TG7FE-A, HW-TG7FE-V, HW-TG7FS-A, HW-TG7FS-V, LE4010, LTE-CFA, LTE-CFV, LTE-HSV, LTE-IA, LTE-IV [DSC, Firelite, Honeywell, Rath Area of Refuge] [AUX POWER] [*] [AUX INPUT] 2100-LTEVER4-2, 3G4010, CLSS Pathway Pro, HON-CGW-MBB, HW-AV-LTE-M, HW-TG7FE-A, HW-TG7FE-V, HW-TG7FS-A, HW-TG7FS-V, LE4010, LTE-CFA, LTE-CFV [DSC, Honeywell, Rath Area of Refuge] [DACT] [#1 DACT] 2100-LTEVER4-2, 3G4010, HW-AV-LTE-M, HW-TG7FE-A, HW-TG7FE-V, HW-TG7FS-A, HW-TG7FS-V, LE4010, LTE-CFA, LTE-CFV, LTE-HSV, LTE-IA, LTE-IV
8e0dd51e-b720-4ae8-9505-ed69719ceda9 | NFPA 170 FLAME DETECTOR |  |  | North | Macurco |  | Flame Detector |  |  |  | Module | TRUE | 84-4112-1200-10 | ++ | TXP-FDE UV/IR-F-HD, Video, SS, 3/4” NPT, Tilt Mount | 1 | 0.012 | 0.18 |  |  |  |  | FALSE | FALSE |  |  | 5.51” (L) x 3.54” (W) x 3.54” (H) |  | #FFFF0000 | FA-NFPA 170 FLAME DETECTOR | 1 | FALSE | FALSE | FALSE | 1401 | [13 empty] | FALSE |  |  | UV/IR |  |  | THOR\acont | 2024-01-09 08:30 | THOR\acont | 2024-09-08 17:27 | Cloned from Macurco 84-3211-1100-20 CLONED CLONED CLONED CLONED CLONED | [Firelite, Macurco, Notifier, Silent Knight, System Sensor] [IDC] 01 [IDC 4-WIRE ++] 1251B (C), 1412B (C), 1424 (C), 2112/24AT (C), 2112/24S (C), 2112/24TS (C), 2112AITR (C), 2112ATR (C), 2112R (C), 2124AITR (C), 2124ATR (C), 2124R (C), 2151 w/B110RLP (C [Firelite, Macurco, Notifier, Silent Knight, System Sensor] [AUX POWER] [*] [AUX INPUT ++] 1251B (C), 1412B (C), 1424 (C), 2112/24AT (C), 2112/24S (C), 2112/24TS (C), 2112AITR (C), 2112ATR (C), 2112R (C), 2124AITR (C), 2124ATR (C), 2124R (C), 2151 w/B110
676a49f8-6068-4260-8e85-ed6d950c9619 | NFPA 170 DUCT SMOKE DETECTOR |  |  | North | Hochiki |  | Duct Smoke Detector |  |  |  | Module | TRUE | DH-98-A ANALOG DUCT DETECTOR w/ALK-D ANALOG SENSOR | DH-98 ANALOG DUCT DETECTOR | DH-98 ANALOG DUCT DETECTOR | 1 | 0.00039 | 0.00054 |  |  |  |  | TRUE | TRUE |  | *Refer to Install Sheet |  |  | #FFFF0000 | FA-NFPA 170 DUCT SMOKE DETECTOR | 1 | FALSE | FALSE | FALSE | 1400 | [19 empty] | DESKTOP-0D6CQVA\lousc | 2019-10-12 09:20 | THOR\acont | 2024-09-08 17:27 | Cloned from Hochiki DH-99-A ANALOG DUCT DETECTOR w/ALK-D ANALOG SENSOR | [Hochiki] [SLC HOCHIKI] 02 [*] [SLC] ACC-V w/ASBL SOUNDER BASE (C), ACC-V w/HSB-NSA-6 STANDARD BASE (C), ACC-V w/SCI-B4 SHORT CIRCUIT ISOLATOR BASE (C), ACC-V w/SCI-B6 SHORT CIRCUIT ISOLATOR BASE (C), ACC-V w/YBN-NSA-4 STANDARD BASE (C), DH-98-A ANALOG D
b72209e9-8567-43be-86ca-ed70a49c1216 | NFPA 170 FIRE ALARM CONTROL UNIT | RISER FACP |  | North | Kidde |  | Fire Alarm Control Unit |  |  |  | Assembly | TRUE | VS4-G |  | FACP, 1-4 Loop, 1000pt max, 4 Cl B NACs, gray, 120v | 1 | [6 empty] | FALSE | [5 empty] | #FFFF0000 | FA-NFPA 170 FIRE ALARM CONTROL UNIT | 1 | FALSE | FALSE | FALSE | 202 | [8 empty] | 7,12,18 |  |  |  |  | TRUE | [7 empty] | THOR\acont | 2024-09-08 17:27
763a393e-3ca4-4c6d-9abf-ed70dbce1e36 | NFPA 170 HORN STROBE |  |  | North | Potter |  | Horn/Strobe |  |  |  | Module | TRUE | LFHS-15W |  | Low Profile Horn Strobe, Low Frequency, Fixed 15 Candela, White | 1 | 0 | 0.175 |  |  |  |  | FALSE | [5 empty] | #FF0070C0 | FA-NFPA 170 HORN STROBE | 1 | FALSE | FALSE | FALSE | 2012 | [13 empty] | FALSE |  |  | LF |  |  |  |  | THOR\acont | 2024-09-08 17:27 |  | [Potter] [NAC] [24 VDC, HIGH DB, TEMPORAL 4] LFHS-15R, LFHS-15W [Potter] [NAC] [UL MAX, HIGH DB, TEMPORAL 4] LFHS-15R, LFHS-15W [Potter] [NAC] [24 VDC, HIGH DB, TEMPORAL 3] LFHS-15R, LFHS-15W [Potter] [NAC] [UL MAX, HIGH DB, TEMPORAL 3] LFHS-15R, LFHS-15W
057fd4a9-3e26-40b2-bc6e-ed71383e8482 | NFPA 170 EM SPEAKER STROBE WALL |  |  | North | Siemens |  | Speaker/Strobe |  |  |  | Module | TRUE | SET-AMC-R-MNS-ALERT | S54301-Z85-A1+ | MNS Amber Speaker Strobe, multi Candela: Wall Mount, Red − ‘ALERT’ | 1 | [12 empty] | #FF0070C0 | FA-NFPA 170 EM SPEAKER STROBE WALL | 1 | FALSE | FALSE | FALSE | 2006 | [19 empty] | DESKTOP-7SAL8M7\acont | 2019-08-13 09:04 | THOR\acont | 2024-09-08 17:27 | B,T | [Siemens] [AUDIO 70.7v] [70V AUDIO] SET-AMC-CR-MNS-ALERT (C), SET-AMC-CW-MNS-ALERT (C), SET-AMC-R-MNS-ALERT, SET-AMC-W-MNS-ALERT, SET-CMC-CR-MNS-ALERT (C), SET-CMC-CW-MNS-ALERT (C), SET-CMC-R-MNS-ALERT, SET-CMC-W-MNS-ALERT, SET-CR (C), SET-CW (C), SET-HM [Siemens] [NAC] [VFWR WALL] SET-AMC-CR-MNS-ALERT (C), SET-AMC-CW-MNS-ALERT (C), SET-AMC-R-MNS-ALERT, SET-AMC-W-MNS-ALERT, ST-AMC-CR-MNS-ALRT (C), ST-AMC-CW-MNS-ALRT (C), ST-AMC-RETRO-R-MNS, ST-AMC-RETRO-W-MNS, ST-AMC-R-MNS-ALERT, ST-AMC-W-MNS-ALERT [Siemens] [NAC] [VFWR CEILING] SET-AMC-CR-MNS-ALERT (C), SET-AMC-CW-MNS-ALERT (C), SET-AMC-R-MNS-ALERT, SET-AMC-W-MNS-ALERT, ST-AMC-CR-MNS-ALRT (C), ST-AMC-CW-MNS-ALRT (C), ST-AMC-RETRO-R-MNS, ST-AMC-RETRO-W-MNS, ST-AMC-R-MNS-ALERT, ST-AMC-W-MNS-ALERT [Siemens] [NAC] [VDC WALL] SET-AMC-CR-MNS-ALERT (C), SET-AMC-CW-MNS-ALERT (C), SET-AMC-R-MNS-ALERT, SET-AMC-W-MNS-ALERT, ST-AMC-CR-MNS-ALRT (C), ST-AMC-CW-MNS-ALRT (C), ST-AMC-RETRO-R-MNS, ST-AMC-RETRO-W-MNS, ST-AMC-R-MNS-ALERT, ST-AMC-W-MNS-ALERT [Siemens] [NAC] [VDC CEILING] SET-AMC-CR-MNS-ALERT (C), SET-AMC-CW-MNS-ALERT (C), SET-AMC-R-MNS-ALERT, SET-AMC-W-MNS-ALERT, ST-AMC-CR-MNS-ALRT (C), ST-AMC-CW-MNS-ALRT (C), ST-AMC-RETRO-R-MNS, ST-AMC-RETRO-W-MNS, ST-AMC-R-MNS-ALERT, ST-AMC-W-MNS-ALERT [Siemens] [AUDIO 25v] [25V AUDIO] SET-AMC-CR-MNS-ALERT (C), SET-AMC-CW-MNS-ALERT (C), SET-AMC-R-MNS-ALERT, SET-AMC-W-MNS-ALERT, SET-CMC-CR-MNS-ALERT (C), SET-CMC-CW-MNS-ALERT (C), SET-CMC-R-MNS-ALERT, SET-CMC-W-MNS-ALERT, SET-CR (C), SET-CW (C), SET-HMC-
e283487e-5827-4f16-8867-ed7405ea6c96 | NFPA 170 SPEAKER STROBE |  |  | North | Hochiki |  | Speaker/Strobe |  |  |  | Module | TRUE | ET70WP-2475W-FW |  | Speaker/Strobe, wall, 24 VDC, WP, white | 1 | 0 | 0.155 |  |  |  |  | FALSE | FALSE |  |  |  |  | #FF0070C0 | FA-NFPA 170 SPEAKER STROBE | 1 | FALSE | FALSE | FALSE | 2019 | [13 empty] | FALSE |  |  | WP |  |  | DESKTOP-7SAL8M7\acont | 2020-11-17 09:37 | THOR\acont | 2024-09-08 17:27 | Cloned from Hochiki ET70-24MCW-FW | [Eaton Wheelock, Hochiki] [AUDIO 70.7v] [70V AUDIO] ET70WP-24115C-FR (C), ET70WP-24115C-FW (C), ET70WP-24135C-FR (C), ET70WP-24135C-FW (C), ET70WP-24135W-FR (C), ET70WP-24135W-FW (C), ET70WP-24177C-FR (C), ET70WP-24177C-FW (C), ET70WP-24185W-FR, ET70WP-2 [Eaton Wheelock, Hochiki] [NAC] [UL 1638 @ 77°F] ET70WP-2475W-FR, ET70WP-2475W-FR w/IOB-R, ET70WP-2475W-FR w/WFP-R, ET70WP-2475W-FW, ET70WP-2475W-FW w/IOB-R, ET70WP-2475W-FW w/IOB-W, ET70WP-2475W-FW w/WFP-W [Eaton Wheelock, Hochiki] [AUDIO 25v] [25V AUDIO] ET70WP-24115C-FR (C), ET70WP-24115C-FW (C), ET70WP-24135C-FR (C), ET70WP-24135C-FW (C), ET70WP-24135W-FR (C), ET70WP-24135W-FW (C), ET70WP-24177C-FR (C), ET70WP-24177C-FW (C), ET70WP-24185W-FR, ET70WP-241 [Eaton Wheelock, Hochiki] [NAC] [UL 1971] ET70WP-2475W-FR, ET70WP-2475W-FR w/IOB-R, ET70WP-2475W-FR w/WFP-R, ET70WP-2475W-FW, ET70WP-2475W-FW w/IOB-R, ET70WP-2475W-FW w/IOB-W, ET70WP-2475W-FW w/WFP-W
bcfb9493-c5ae-46af-84fe-ed75c6399dfb |  |  |  | North | Simplex |  | Cards & Components |  |  |  | Card | TRUE | 4100-7401 |  | 24 PT I/O Module - Remote | 1 | 0.042 | 0.078 |  |  |  |  | TRUE | [5 empty] | #FFFFFFFF |  |  | FALSE | FALSE | FALSE | [20 empty] | THOR\acont | 2024-12-06 06:59 |  |  | Cloned from Simplex 4100-1203
a460081a-6b4d-4d4b-bf8e-ed7701fc214b | NFPA 170 ADDRESSABLE INPUT MONITOR MODULE |  |  | North | Notifier |  | Addressable Module |  |  |  | Module | TRUE | NMM-100 | ++ | Monitor module. | 1 | 0.000375 | 0.005 |  |  |  |  | FALSE | FALSE |  |  |  |  | #FFFF0000 | FA-NFPA 170 ADDRESSABLE INPUT MONITOR MODULE | 1 | FALSE | FALSE | FALSE | 1000 | [13 empty] | FALSE | [7 empty] | THOR\acont | 2024-09-08 17:27 |  | [Honeywell, Notifier, System Sensor] [SLC MODULES] [*] [#3 TYPE ADDR ¦ MODULES] 30-3013 w/FMM-101, Q3013D, ACM-8R, ACPS-610, AMPS-24, AMPS-24E, EM-1M, EM-1MI, EM-1MM, EM-1MMI, EM-1R, EM-1RI, EM-1SR, EM-1SRI, FCM-1, FCM-1-REL, FD7044 MM-101, FDM-1, FDRM-1 [Honeywell, Notifier, System Sensor] [SLC MODULES SENSORS] [*] [#1 SHARED ADDR ¦ MODULES] 30-3013 w/FMM-101, Q3013D, ACM-8R, ACPS-610, AMPS-24, AMPS-24E, EM-1M, EM-1MI, EM-1MM, EM-1MMI, EM-1R, EM-1RI, EM-1SR, EM-1SRI, FCM-1, FCM-1-REL, FD7044 MM-101, FDM | [Notifier, Silent Knight] EM-1M, EM-1MI, EM-1MM, EM-1MMI, FD7044 MM-101, FMM-1, FMM-101, HFS-MM, NMM-100, NMM-100P
6d6a2a8d-f47a-40ba-8682-ed782cf66da6 |  |  |  | North | Edwards |  | Cards & Components |  |  |  | Card | TRUE | FSP1004GD Mainboard |  | Mainboard for FSP1004GD assembly | 1 | 0.193 | 0.349 |  |  |  |  | TRUE | [5 empty] | #FFFFFFFF |  |  | FALSE | FALSE | FALSE | [14 empty] | FALSE | [7 empty] | THOR\acont | 2024-10-09 10:48 |  | [Edwards, Kidde, Macurco] [IDC] [#2 TROUBLE] 2IDC, 76-600000-001 Main Board, 76-800xxx-xxx Main Board, 77-600000-901 Main Board, 84-732001-901 Main Board, DVP-120 Mainboard, EST1-2Z Mainboard, FSP1004G Mainboard, FSP1004G-2 Mainboard, FSP1004GD Mainboard [Edwards, Kidde, Macurco] [IDC] [#3 SUPERVISORY] 2IDC, 76-600000-001 Main Board, 76-800xxx-xxx Main Board, 77-600000-901 Main Board, 84-732001-901 Main Board, DVP-120 Mainboard, EST1-2Z Mainboard, FSP1004G Mainboard, FSP1004G-2 Mainboard, FSP1004GD Mainb [Edwards, Kidde, Macurco] [IDC] [#1 ALARM] 2IDC, 76-600000-001 Main Board, 76-800xxx-xxx Main Board, 77-600000-901 Main Board, 84-732001-901 Main Board, DVP-120 Mainboard, EST1-2Z Mainboard, FSP1004G Mainboard, FSP1004G-2 Mainboard, FSP1004GD Mainboard, [Edwards, Kidde] [VAC ] 2IDC, 76-600000-001 Main Board, 76-800xxx-xxx Main Board, 77-600000-901 Main Board, 84-732001-901 Main Board, APS10A Mainboard, APS6A Mainboard, BPS10A Mainboard, BPS10A/230 Mainboard, BPS6A Mainboard, BPS6A/230 Mainboard, EST1-2Z | [Edwards, Kidde] FSP1004G Mainboard, FSP1004G-2 Mainboard, FSP1004GD Mainboard, FSP1004R Mainboard, FSP1004RD Mainboard, FSP302G Mainboard, FSP302G-2 Mainboard, FSP302GD Mainboard, FSP302R Mainboard, FSP302RD Mainboard, FSP502G Mainboard, FSP502G-2 Mainbo [Edwards, Kidde] FSP1004GD Mainboard, FSP1004RD Mainboard, FSP302GD Mainboard, FSP302RD Mainboard, FSP502GD Mainboard, FSP502RD Mainboard, FX-1000D Mainboard, FX-64RD Mainboard, iO1000GD Mainboard, iO1000RD Mainboard, iO64GD Mainboard, iO64RD Mainboard, V [Edwards] FSP1004G Mainboard, FSP1004G-2 Mainboard, FSP1004GD Mainboard, FSP1004R Mainboard, FSP1004RD Mainboard [Edwards] FSP1004GD Mainboard [Edwards] FSP1004G Mainboard, FSP1004G-2 Mainboard, FSP1004GD Mainboard, FSP1004R Mainboard, FSP1004RD Mainboard
90cc07ee-1d84-4f48-bfe3-ed79de55488d | NFPA 170 SPEAKER STROBE CEILING |  |  | North | Edwards |  | Speaker/Strobe |  |  |  | Module | TRUE | GCWN-S7VMC |  | 70V Speaker/Strobe white, no markings, 15, 30, 75, 95 cd, clear | 1 | 0 | 0.168 |  |  |  |  | FALSE | TRUE |  |  |  |  | #FF0070C0 | FA-NFPA 170 SPEAKER STROBE CEILING | 1 | FALSE | FALSE | FALSE | 2020 | [13 empty] | FALSE |  |  | C |  |  |  |  | THOR\acont | 2024-09-08 17:27 |  | [Edwards, Kidde] [NAC] [24 VDC] EGCFR-VM (C), EGCF-VM (C), GCFR-S7VM (C), GCFR-VM (C), GCF-S2VM (C), GCF-S7VM (C), GCF-VM (C), GCHFRF-S2VMC (C), GCHFRF-S7VMC (C), GCHFRN-S2VMC (C), GCHFRN-S7VMC (C), GCHFWA-S2VMA (C), GCHFWA-S2VMC (C), GCHFWA-S7VMA (C), G [Edwards, Kidde] [NAC] [16 VDC] EGCFR-VM (C), EGCF-VM (C), GCFR-S7VM (C), GCFR-VM (C), GCF-S2VM (C), GCF-S7VM (C), GCF-VM (C), GCHFRF-S2VMC (C), GCHFRF-S7VMC (C), GCHFRN-S2VMC (C), GCHFRN-S7VMC (C), GCHFWA-S2VMA (C), GCHFWA-S2VMC (C), GCHFWA-S7VMA (C), G [Edwards, Kidde] [AUDIO 70.7v] [70V AUDIO] G4F-S7, G4F-S7V1575, G4F-S7VM, G4HFRF-S7, G4HFRF-S7VMC, G4HFRN-S7, G4HFRN-S7VMC, G4HFWA-S7, G4HFWA-S7VMA, G4HFWA-S7VMC, G4HFWF-S7, G4HFWF-S7VMC, G4HFWN-S7, G4HFWN-S7VMA, G4HFWN-S7VMB, G4HFWN-S7VMC, G4RF-S7, G4RF
c8337e3c-a244-44af-b59b-ed7b0e6ca3cc |  |  |  | North | Simplex |  | Hardware |  |  |  | Hardware | TRUE | 4098-9857 | + | Sampling Tube 46" to 71" (1168 mm to 1803 mm) | 1 | 0 | 0 |  |  |  |  | TRUE | [5 empty] | #FFFFFFFF |  |  | FALSE | FALSE | FALSE | [20 empty] | DESKTOP-7EIEB7A\acont | 2022-02-21 12:58 | THOR\acont | 2024-10-09 10:48 | Cloned from Autocall 4098-9857
93409555-e3f3-41ac-95bf-ed7b8fcdc7f0 |  |  |  | North | Bosch | [5 empty] | Module | TRUE | VDC-455V04-20S | * | FLEXIDOME-XT+ NTSC 3.7-12MM SURFACE MNT 0000076782 | 1 | [12 empty] | #FFFFFFFF |  |  | FALSE | FALSE | FALSE | [20 empty] | DESKTOP-7EIEB7A\acont | 2021-08-13 06:25 | THOR\acont | 2024-10-09 10:48
975443cd-8c20-4810-8f10-ed820b2d4914 | NFPA 170 ADDRESSABLE INPUT MONITOR MODULE |  |  | North | DMP |  | Addressable Module |  |  |  | Module | TRUE | 715-8PCB |  | 8 Zone Input Module, PCB only | 1 | 0.052 | 0.724 |  |  |  |  | FALSE | [5 empty] | #FFFF0000 | FA-NFPA 170 ADDRESSABLE INPUT MONITOR MODULE | 1 | FALSE | FALSE | FALSE | 1000 | [13 empty] | FALSE |  |  | 8 |  |  | DESKTOP-7SAL8M7\acont | 2020-08-19 11:34 | THOR\acont | 2024-09-08 17:27 | Cloned from DMP 714-8PCB | [BluePoint, DMP] [DMP LX BUS] [*] [LX BUS] 712-8, 714, 714-16, 714-16L-G, 714-16L-R, 714-16PCB, 714-16-R, 714-8, 714-8L-G, 714-8L-R, 714-8PCB, 714-8-R, 715-16, 715-16PCB, 715-8, 715-8 COPY, 715-8PCB, BP-DHE-714-8 | [BluePoint, DMP] 712-8, 714-8, 714-8L-G, 714-8L-R, 714-8PCB, 714-8-R, 715-8, 715-8 COPY, 715-8PCB, BP-DHE-714-8
97b8cbf9-7474-47e2-9bc1-ed82a7a0fd33 |  |  |  | North | Autocall |  | Cards & Components |  |  |  | Card | TRUE | A100-9704 |  | Control Panel Mounted InfoAlarm Command Center | 1 | 0.349 | 0.391 |  |  |  |  | TRUE | [5 empty] | #FFFFFFFF |  |  | FALSE | FALSE | FALSE | [20 empty] | OFFICE-ALIENWIN\AugWin7 | 2021-11-18 17:14 | THOR\acont | 2024-10-09 10:48 | Cloned from Autocall New Part CLONED
a93851b2-cc02-47bf-8895-ed87cfc1891d |  |  |  | North | Siemens |  | Cards & Components |  |  |  | Card | TRUE | ABHW-4B | S54320-F13-A1 | Buzzer Version Audible Base (standard 3,000 Hz tone) | 1 | 0.0075 | 0.0075 |  |  |  |  | TRUE | [5 empty] | #FFFFFFFF |  |  | FALSE | FALSE | FALSE | [14 empty] | FALSE | [5 empty] | AULAPTOP-PC\Aulaptop | 2019-04-21 04:15 | THOR\acont | 2024-10-09 10:48 | Cloned from Siemens ABHW-4S | [Siemens] [AUX POWER] [24VDC, HIGH DB] ABHW-4B, ABHW-4S, OOH941 w/ABHW-4S (C), OOHC941 w/ABHW-4S (C), OP921 w/ABHW-4S (C), OP921 w/RELAY BASE (C) [Siemens] [AUX POWER] [24VDC, LOW DB] ABHW-4B, ABHW-4S, OOH941 w/ABHW-4S (C), OOHC941 w/ABHW-4S (C), OP921 w/ABHW-4S (C), OP921 w/RELAY BASE (C)
934f8ce6-34ca-4962-9e42-ed8f3e773d62 |  |  |  | North | Edwards |  | Hardware |  |  |  | Hardware | TRUE | MN-GVST1 |  | HPSA On-site training, w/o travel | 1 | [6 empty] | FALSE | [5 empty] | #FFFFFFFF |  |  | FALSE | FALSE | FALSE | [14 empty] | FALSE | [7 empty] | THOR\acont | 2024-10-09 10:48
31465439-402d-4b72-ad6e-ed9c19a95d44 | NFPA 170 DOOR HOLDER |  |  | North | Edwards |  | Door Holder |  |  |  | Module | TRUE | 1502-AQN5 |  | Double, Floor Mount, 24Vac/dc or 120Vac | 1 | 0.03 | 0 |  |  |  |  | FALSE | [5 empty] | #FFFF0000 | FA-NFPA 170 DOOR HOLDER | 1 | FALSE | FALSE | FALSE | 2500 | [13 empty] | FALSE | [7 empty] | THOR\acont | 2024-09-08 17:27
fed2e530-fbeb-4c29-a5bc-eda5e6c4794b | NFPA 170 SPEAKER WALL |  |  | North | Edwards |  | Speaker |  |  |  | Module | TRUE | 90243A-801-07-L | UL1480 HyperSpike LineWave Loudspeaker Array 2 Gray | HyperSpike UL LineWave line array loudspeaker 2 Gray | 1 | [12 empty] | #FF0070C0 | FA-NFPA 170 SPEAKER WALL | 1 | FALSE | FALSE | FALSE | 2021 | [16 empty] | X2 |  |  | HOMEAUGUSTXPS-1\aucon | 2021-01-25 12:46 | THOR\acont | 2024-09-08 17:27 | August Added Hyperspike | [Edwards] [AUDIO 25v] 90243A-801-01-L, 90243A-801-05-L, 90243A-801-06-L, 90243A-801-07-L [Edwards] [AUDIO 70.7v] 90243A-801-01-L, 90243A-801-05-L, 90243A-801-06-L, 90243A-801-07-L
85d9b209-2519-4bea-93d9-edaa3f4c1fab | NFPA 170 REMOTE ANNUNCIATOR | RISER ANNUNCIATOR |  | North | Firelite |  | Remote Annunciator |  |  |  | Module | TRUE | ANN-80-W | + | White 80 character LCD Annunciator | 1 | 0.015 | 0.04 |  |  |  |  | TRUE | FALSE |  |  |  |  | #FFFF0000 | FA-NFPA 170 REMOTE ANNUNCIATOR | 1 | FALSE | FALSE | FALSE | 255 | [13 empty] | FALSE | [5 empty] | DESKTOP-7SAL8M7\acont | 2019-03-28 12:46 | THOR\acont | 2024-09-08 17:27 | Cloned from Firelite ANN-80 | [ADT Unimode, Eaton Wheelock, Farenhyt, Firelite, Gamewell FCI, Monaco Enterprises, Notifier, Potter, Secutron, Silent Knight] [AUX POWER] [*] 790-012-00, ACM-16ATF, ACM-30, ACM-32AF, ACM-48A, ACM-8RF, ADT-LCD-80, AEM-16ATF, AEM-32AF, AFM-16AF, AFM-16ATF [Farenhyt, Firelite, Gamewell FCI] [RS-485] ANN-100, ANN-80, ANN-80-W, ANN-I/O, ANN-I/O LED, ANN-LC, ANN-LED, ANN-RLED, ANN-RLY, ANN-S/PG, GFANN-80, GFANN-80-W, VW-DIS-D, W-DIS-D
179bf993-a190-481a-8093-edae2d18e37b | NFPA 170 STROBE CEILING |  |  | North | Hochiki |  | Strobe |  |  |  | Module | TRUE | HCS24CR |  | GCS Series 24 Volt Ceiling Mount Selectable Strobe, Red | 1 | 0 | 0.12 |  |  |  |  | FALSE | TRUE |  | *Refer to Install Sheet |  |  | #FF0070C0 | FA-NFPA 170 STROBE CEILING | 1 | FALSE | FALSE | FALSE | 2022 | [13 empty] | FALSE |  |  | C |  |  | DESKTOP-7SAL8M7\acont | 2019-12-02 11:25 | THOR\acont | 2024-09-08 17:27 | Cloned from Gentex GCS24CR | [Gentex, Harrington, Hochiki] [NAC] [24 VDC] GCS24CR (C), GCS24CW (C), GCS24PCR (C), GCS24PCW (C), HCS24CR (C), HCS24CW (C), HCS24PCR (C), HCS24PCW (C), SSG4-24CR (C), SSG4-24CW (C) [Gentex, Harrington, Hochiki] [NAC] [UL MAX] GCS24CR (C), GCS24CW (C), GCS24PCR (C), GCS24PCW (C), HCS24CR (C), HCS24CW (C), HCS24PCR (C), HCS24PCW (C), SSG4-24CR (C), SSG4-24CW (C) [Hochiki] [NAC] [24 VDC] HCS24CR (C), HCS24CW (C), HCS24PCR (C), HCS24PCW (C)
130d1561-a7cf-45c9-b826-edae2e0c44ce | NFPA 170 REMOTE TEST SWITCH |  |  | North | Edwards |  | REMOTE TEST SWITCH |  |  |  | Module | TRUE | SD-TRK |  | SuperDuct, Remote test/reset station, keyed | 1 | [6 empty] | FALSE | [5 empty] | #FFFF0000 | FA-NFPA 170 REMOTE TEST SWITCH | 1 | FALSE | FALSE | FALSE | 914 | [13 empty] | FALSE | [7 empty] | THOR\acont | 2024-09-08 17:27 |  | [Edwards, Kidde] [RTS] C-DTS, EC-LLT, SD-TRK, SD-TRK4, SD-TRM, SD-TRM4, SIGA-DTS
14768890-65f0-4ba6-b781-edb076211dd7 |  |  |  | North | Siemens | [5 empty] | Module | TRUE | SEF-HMC-CW | 500-636044 | E SPEAKER FLUSH HI MULTI CANDELA CEILING WHITE | 1 | [7 empty] | TRUE |  |  |  |  | #FFFFFFFF |  |  | FALSE | FALSE | FALSE | [20 empty] | DESKTOP-7SAL8M7\acont | 2019-08-13 09:04 | THOR\acont | 2024-10-09 10:48
cc641137-8bd5-4377-a715-edb6ac4fa3c2 | NFPA 170 SPEAKER WALL |  |  | North | Siemens |  | Speaker |  |  |  | Module | TRUE | SETSF-VW | 500-636048 | ET-1010 WHITE | 1 | [12 empty] | #FF0070C0 | FA-NFPA 170 SPEAKER WALL | 1 | FALSE | FALSE | FALSE | 2021 | [19 empty] | DESKTOP-7SAL8M7\acont | 2019-08-13 09:04 | THOR\acont | 2024-09-08 17:27 |  | [Siemens] [AUDIO 70.7v] [70V AUDIO] SETFL-VR, SETFL-VW, SETSF-VR, SETSF-VW [Siemens] [AUDIO 25v] [25V AUDIO] SETFL-VR, SETFL-VW, SETSF-VR, SETSF-VW
9fbedd30-6004-4d24-a302-edb79a6e9cb6 |  |  |  | North | Edwards |  | Hardware |  |  |  | Hardware | TRUE | LKW-6 |  | CO2 - Wall Orientation | 1 | [6 empty] | FALSE | [5 empty] | #FFFFFFFF |  |  | FALSE | FALSE | FALSE | [14 empty] | FALSE | [7 empty] | THOR\acont | 2024-10-09 10:48
385d57dc-072d-4995-9cff-edbc6535f0f9 | NFPA 170 STROBE CEILING |  |  | North | Eaton Wheelock |  | Strobe |  |  |  | Module | TRUE | STRC60 |  | Strobe Ceiling, Exceder Series, Red | 1 | [6 empty] | FALSE | TRUE |  |  |  |  | #FF0070C0 | FA-NFPA 170 STROBE CEILING | 1 | FALSE | FALSE | FALSE | 2022 | [13 empty] | FALSE |  |  | C |  |  |  |  | THOR\acont | 2024-09-08 17:27
51c8e51e-21a9-4787-b301-edbc7f3d3bd3 |  |  |  | North | Potter | [5 empty] | Module | TRUE | ARM-1 |  | 4PDT Auxiliary Relay Module | 1 | [6 empty] | FALSE | [5 empty] | #FFFFFFFF |  |  | FALSE | FALSE | FALSE |  |  |  | 7165-0328:0155 | [10 empty] | FALSE | [7 empty] | THOR\acont | 2024-10-09 10:48
ec369ec5-b99d-480d-b45f-edbce8870fa7 | NFPA 170 SMOKE DETECTOR |  |  | North | Firelite |  | Smoke Detector |  |  |  | Module | TRUE | SD365CO w/B224RB-WH | + | Advanced multi-criteria fire/CO detector, LiteSpeed®, white, Relay Base | 1 | 0.00045 | 0.0045 |  |  |  |  | FALSE | TRUE |  |  |  |  | #FFFF0000 | FA-NFPA 170 SMOKE DETECTOR | 1 | FALSE | FALSE | FALSE | 1408 | [13 empty] | FALSE |  |  | CO |  |  | DESKTOP-7SAL8M7\acont | 2020-11-05 08:36 | THOR\acont | 2024-09-08 17:27 | Cloned from Firelite SD365 w/B224RB-WH | [Firelite, System Sensor] [SLC MODULES SENSORS] [*] [#2 SHARED ADDR ¦ SENSORS] AD355 w/B200SR-LF-WH (C), AD355 w/B200SR-WH (C), AD355 w/B210LP (C), AD355 w/B224BI-WH (C), AD355 w/B224RB-WH (C), AD355 w/B501 (C), BEAM355 (C), BEAM355S (C), CP355 w/B200SR- [Firelite, System Sensor] [SLC SENSORS] [*] [#4 TYPE ADDR ¦ SENSORS] AD355 w/B200SR-LF-WH (C), AD355 w/B200SR-WH (C), AD355 w/B210LP (C), AD355 w/B224BI-WH (C), AD355 w/B224RB-WH (C), AD355 w/B501 (C), BEAM355 (C), BEAM355S (C), CP355 w/B200SR-WH (C), CP
69f26e9d-9250-4931-a3c9-edbe84b121a1 | NFPA 170 AMPLIFIER RACK | RISER AMP |  | North | Edwards |  | Amplifier |  |  |  | Assembly | TRUE | ANS25MDG2 |  | 25W Audio Notification Panel, Gray | 1 | 0.18 | 1 |  |  |  |  | FALSE | [5 empty] | #FFFF0000 | FA-NFPA 170 AMPLIFIER RACK | 1 | FALSE | FALSE | FALSE | 300 | [8 empty] | 7,12,18 |  |  |  |  | TRUE | [7 empty] | THOR\acont | 2024-09-08 17:27
4f5e9471-d899-49f6-a9f8-edc660024ac7 |  |  |  | North | MIRCOM |  | Cards & Components |  |  |  | Card | TRUE | QMT-5302NV CARD |  | MASTER NETWORK TELEPHONE MODULE FOR FXMNS, VERTICAL MOUNT. FOR USE IN BBX-FXMNS | 1 | [6 empty] | TRUE | [5 empty] | #FFFFFFFF |  |  | FALSE | FALSE | FALSE | [14 empty] | FALSE | [7 empty] | THOR\acont | 2024-10-09 10:48
c19185b8-aa6a-499a-9a72-edc76afa70a6 | NFPA 170 ADDRESSABLE OUTPUT MODULE |  |  | North | DMP |  | Addressable Control/Relay |  |  |  | Module | TRUE | 867 | ++ | Addressable Notification Module | 1 | [6 empty] | TRUE | [5 empty] | #FFFF0000 | FA-NFPA 170 ADDRESSABLE OUTPUT MODULE | 1 | FALSE | FALSE | FALSE | 1100 | [19 empty] | AULAPTOP-PC\Aulaptop | 2019-03-07 06:17 | THOR\acont | 2024-09-08 17:27 | Cloned from DMP 711 | [DMP] [AUX POWER, NAC] [RISER INPUT ++] 867 [BluePoint, DMP] [DMP LX BUS] [*] [LX BUS] 711, 711S, 734, 734N, 734N-POE, 736P, 736V, 866, 867, BP-DHE-736PA | [DMP] 867 [DMP] 866, 867
f6a0e46a-bd08-40f2-8b4c-edd721daf58e |  |  |  | North | NAPCO |  | Cards & Components |  |  |  | Card | TRUE | GEMC-96MB | + | Assembly Main Board | 1 | [6 empty] | TRUE | [5 empty] | #FFFFFFFF |  |  | FALSE | FALSE | FALSE | [20 empty] | DESKTOP-7SAL8M7\acont | 2020-02-11 10:31 | THOR\acont | 2024-10-09 10:48 | Cloned from NAPCO GEMC-FW-255KT | [NAPCO] [VAC ] FL-255FACP Main Board, FL-32FACP Main Board, FL-FACP-LTE Main Board, FL-X2-32 Main Board, GEM-ACM1D Main Board, GEMC-128MB, GEMC-12V2APS-CF Main Board, GEMC-12V2APS-R Main Board, GEMC-255MB, GEMC-32MB, GEMC-96MB, GEMC-NAC6 Main Board, GEMC | [NAPCO] GEMC-32MB, GEMC-96MB
d5e3ceb0-d42c-46e4-99c4-edde0bf489f8 | NFPA 170 SMOKE DETECTOR |  |  | North | Fike |  | Smoke Detector |  |  |  | Module | TRUE | 63-1308 |  | Photoelectric Smoke Detector Conventional | 1 | 0.045 | 0.15 |  |  |  |  | FALSE | TRUE |  |  |  |  | #FFFF0000 | FA-NFPA 170 SMOKE DETECTOR | 1 | FALSE | FALSE | FALSE | 1408 | [13 empty] | FALSE | [7 empty] | THOR\acont | 2024-09-08 17:27 | 20191121 AC Detector without base | [Fike] [IDC] 06 63-1024 (C), 63-1308 (C)
5326ba7b-b1bc-4198-9c0f-ede1976c0e17 |  |  |  | North | Silent Knight |  | Cards & Components |  |  |  | Card | TRUE | 5499 Main Board | ++ | Main Board | 1 | 0.075 | 0.205 | 9 |  |  |  | TRUE | [5 empty] | #FFFFFFFF |  |  | FALSE | FALSE | FALSE | [14 empty] | FALSE | [7 empty] | THOR\acont | 2024-10-09 10:48 |  | [Silent Knight] [NAC Trigger] [ALL DEVICES ++] 5495 Main Board, 5499 Main Board [Farenhyt, Silent Knight, Stanley Security Solutions] [VAC ] 5104B Main Board, 5204 Main Board, 5207 Main Board, 5208 Main Board, 5495 Main Board, 5496 Main Board, 5499 Main Board, 5600 Main Board, 5700 Main Board, 5808 Main Board, 5820XL Main Board, 588 [Silent Knight] [NAC Trigger] [#2] 5495 Main Board, 5499 Main Board | [Silent Knight] 5495 Main Board, 5499 Main Board
e8e03556-1c8a-4406-97b8-ede49040c0f2 | NFPA 170 WIRELESS CONTROL UNIT |  |  | North | Silent Knight |  | Wireless Control Unit |  |  |  | Module | TRUE | WSK-WGI | + | Wireless System Gateway | 3 | 0.024 | 0.04 |  |  |  |  | FALSE | [5 empty] | #FFFF0000 | FA-NFPA 170 WIRELESS CONTROL UNIT | 1 | FALSE | FALSE | FALSE | [14 empty] | FALSE |  |  | W-GATE |  |  | DESKTOP-7SAL8M7\acont | 2019-07-13 08:52 | THOR\acont | 2024-09-08 17:27 | Cloned from Firelite W-GATE | [Silent Knight] [SLC SK MODULES] [*] [#3 TYPE ADDR ¦ MODULES] HFS-MM, SK-CONTROL, SK-CONTROL-6, SK-MINIMON, SK-MON-10, SK-MONITOR, SK-MONITOR-2, SK-PULL-DA, SK-PULL-SA, SK-RELAY, SK-RELAY-6, SK-RELAYMON-2, SK-ZONE, SK-ZONE-6, WAV-CRL, WAV-CWL, WAV-RL, WA [Silent Knight] [AUX POWER] [*] WSK-WGI [Farenhyt, Silent Knight] [SLC MODULES SENSORS] [*] [#1 SHARED ADDR ¦ MODULES] HFS-MM, Hood System/IDP-MINIMON, IDP-CONTROL, IDP-CONTROL-6, IDP-MINIMON, IDP-MON-10, IDP-MONITOR, IDP-MONITOR-2, IDP-PULL-DA, IDP-PULL-SA, IDP-RELAY, IDP-RELAY-6, IDP-RELAYMO | [Farenhyt, Firelite, Gamewell FCI, Notifier, Silent Knight] FWSG, VW-GATE, W-GATE, WIDP-WGI, WSK-WGI
237d7c08-508e-493c-afa5-ede564cebc58 | NFPA 170 BATTERY CABINET |  |  | North | Edwards |  | Enclosure |  |  |  | Assembly | TRUE | BC-1EQ |  | Seismic battery hold-down for 18, 26, & 40 AH in a BC-1 | 1 | [12 empty] | #FFFF0000 | FA-NFPA 170 BATTERY CABINET | 1 | FALSE | FALSE | FALSE | [22 empty] | THOR\acont | 2024-09-08 17:27
a6401a2a-2b12-43c1-8c9a-ede8a97a1f30 |  |  |  | North | Bosch | [5 empty] | Module | TRUE | DDH-3532-212N00 | * | Bosch DIVAR HYB3000 16AN/16IP 2TB | 1 | [12 empty] | #FFFFFFFF |  |  | FALSE | FALSE | FALSE | [20 empty] | DESKTOP-7EIEB7A\acont | 2021-08-13 06:25 | THOR\acont | 2024-10-09 10:48
46ce6974-f06b-43d8-a02d-ede92bbac049 |  |  |  | North | Bosch | [5 empty] | Module | TRUE | NDA-U-PSMB-TE | * | ***(Tenneco)Nda-U-Psmb Pendant Wall/Ceiling Mount Smb | 1 | [12 empty] | #FFFFFFFF |  |  | FALSE | FALSE | FALSE | [20 empty] | DESKTOP-7EIEB7A\acont | 2021-08-13 06:25 | THOR\acont | 2024-10-09 10:48
a43dcbe2-3d8e-4c54-b240-ede98fa186ee | NFPA 170 ADDRESSABLE INPUT MONITOR MODULE |  |  | North | Bosch |  | Addressable Module |  |  |  | Module | TRUE | FLM-325-2I4 | ++ | Dual Input Monitor | 1 | 0.0006 | 0.03 |  |  | 24 |  | FALSE | FALSE |  |  |  |  | #FFFF0000 | FA-NFPA 170 ADDRESSABLE INPUT MONITOR MODULE | 1 | FALSE | FALSE | FALSE | 1000 | [13 empty] | FALSE |  |  | DM |  |  | DESKTOP-7EIEB7A\acont | 2021-06-09 11:55 | THOR\acont | 2024-09-08 17:27 | Cloned from Bosch FLM-325-IM | [Bosch] [SLC MODULES SENSORS] [#03 MODULES ++] FLM-325-2I4, FLM-325-2R4-2A, FLM-325-2R4-2AI, FLM-325-2R4-8A, FLM-325-2R4-8AI [Bosch] [SLC BOSCH MODULES SENSORS] [*] [#02 MODULES ++] FLM-325-2I4, FLM-325-2R4-2A, FLM-325-2R4-2AI, FLM-325-2R4-8A, FLM-325-2R4-8AI, FLM-325A, FLM-325-CZM4, FLM-325-I4-A, FLM-325-I4-AI, FLM-325-IM, FLM-325-NA4, FLM-325-NAI4, FMM-325A, FMM-325A-D, FMM- | [Bosch] FLM-325-2I4
85c1e0fd-d851-4de5-9f56-edec452d2bcf | NFPA 170 PURGE PANEL |  |  | North | Block Definition Only |  | Miscellaneous |  |  |  | Module | TRUE | NFPA 170 PURGE PANEL |  | NFPA 170 PURGE PANEL | 1 | [12 empty] | #FFFF0000 | FA-NFPA 170 PURGE PANEL | 1 | FALSE | FALSE | FALSE | [20 empty] | AULAPTOP-PC\Aulaptop | 2020-03-26 07:41 | THOR\acont | 2024-09-08 17:27
da26b0b8-6f02-4aab-a653-eded8ec533d7 |  |  |  | North | Simplex |  | Hardware |  |  |  | Hardware | TRUE | 4100-5128 |  | BATTERY DIST TERM MODULE | 1 | [12 empty] | #FFFFFFFF |  |  | FALSE | FALSE | FALSE | [20 empty] | AULAPTOP-PC\Aulaptop | 2019-07-04 04:36 | THOR\acont | 2024-10-09 10:48
370998fe-c5bf-4a81-8f1b-edf54a8c6ce0 | NFPA 170 HORN STROBE |  |  | North | VES |  | Horn/Strobe |  |  |  | Module | TRUE | VF4002-X0 |  | Selectable Candela, Low Profile Evacuation Horn/Strobe, Red | 1 | 0 | 0.172 |  |  |  |  | FALSE | [5 empty] | #FF0070C0 | FA-NFPA 170 HORN STROBE | 1 | FALSE | FALSE | FALSE | 2012 | [13 empty] | FALSE | [5 empty] | XPS-17-9710\August | 2024-05-16 06:22 | THOR\acont | 2024-09-08 17:27 | Cloned from Gentex GEC3-24WR | [Bosch, Gentex, Hochiki, VES] [NAC] [UL MAX, Temporal 3 2400 Hz, High] GEC3-24WR, GEC3-24WW, HEC3-24WR, HEC3-24WW, VF4002-X0 [Bosch, Gentex, Hochiki, VES] [STROBE] [UL MAX, Temporal 3 2400 Hz, High] GEC3-24WR, GEC3-24WW, HEC3-24WR, HEC3-24WW, VF4002-X0 [Bosch, Gentex, Hochiki, VES] [HORN] [UL MAX, Temporal 3 2400 Hz, High] GEC3-24WR, GEC3-24WW, HEC3-24WR, HEC3-24WW, VF4002-X0
a451efbf-e75a-49b2-a155-edfbad171a21 | NFPA 170 DGP |  |  | North | N/A |  | Control Panel |  |  |  | Assembly | TRUE | FURNISHED BY OTHERS |  | GENERIC DGP ASSEMBLY | 1 | [6 empty] | FALSE | [5 empty] | #FFFF0000 | FA-NFPA 170 DGP | 1 | FALSE | FALSE | FALSE | [14 empty] | FALSE | [5 empty] | DESKTOP-7EIEB7A\acont | 2022-05-18 07:18 | THOR\acont | 2024-09-08 17:27 | Cloned from N/A FURNISHED BY OTHERS | [Det-Tronics, Generic, Macurco, N/A, STI] [IDC] 01 30-3013, AIR PRESSURE SWITCH, AIR PRESSURE SWITCH HIGH/LOW, BACKFLOW VALVE, CM-12, CONTACT DEVICE, DUCT DETECTOR (C), Fire Suppression Control Unit (FSCU), FURNISHED BY OTHERS, FURNISHED BY OTHERS, FURNI
d1728599-eec4-4dc7-8686-edfcffb38f95 | INTERCOM MASTER |  |  | North | Aiphone |  | Data Telecom |  |  |  | Module | TRUE | LEF-10 S |  | Intercom Master | 1 | [6 empty] | TRUE | [5 empty] | #FFFF0000 | FA-INTERCOM MASTER | 1 | FALSE | FALSE | FALSE | [20 empty] | XPS-17-9710\August | 2024-04-04 05:36 | THOR\acont | 2024-09-08 17:27 | Cloned from Aiphone LEF-10 |  | [Aiphone] LEF-10, LEF-10 S
b7f40421-6ee4-4d4c-9872-edfd7035d17d |  |  |  | North | BluePoint |  | Cards & Components |  |  |  | Card | TRUE | BP-MCQXM-AMP (70.7v) | + | 30 Watt Amplifier | 1 | 0.031 | 2.025 |  |  |  |  | TRUE | [5 empty] | #FFFFFFFF |  |  | FALSE | FALSE | FALSE | [14 empty] | FALSE | [5 empty] | THOR\acont | 2024-04-12 14:01 | THOR\acont | 2024-10-09 10:48 | Cloned from MIRCOM QAD-30 (70.7v) |  | [BluePoint, MIRCOM] BP-MCQXM-AMP (70.7v), QAD-30 (70.7v)
24e90226-a294-484e-8d79-edfd8e1fcbcb | NFPA 170 STROBE WALL |  |  | North | Hochiki |  | Strobe |  |  |  | Module | TRUE | HES24-177WR |  | 177 Candela, Low Profile Evacuation Strobe, Red | 1 | 0 | 0.213 |  |  |  |  | FALSE |  |  | *Refer to Install Sheet |  |  | #FF0070C0 | FA-NFPA 170 STROBE WALL | 1 | FALSE | FALSE | FALSE | 2023 | [13 empty] | FALSE | [5 empty] | DESKTOP-7SAL8M7\acont | 2019-12-03 06:08 | THOR\acont | 2024-09-08 17:27 | Cloned from Gentex GES24-177WR | [Hochiki] [NAC] [24 VDC] HES24-177WR, HES24-177WW [Gentex, Hochiki] [NAC] [UL MAX, HIGH DB, CONTINUOUS 2400 Hz] GES24-177WR, GES24-177WW, HES24-177WR, HES24-177WW [Gentex, Hochiki] [NAC] [UL MAX, HIGH DB, WHOOP] GES24-177WR, GES24-177WW, HES24-177WR, HES24-177WW [Gentex, Hochiki] [NAC] [UL MAX, HIGH DB, TEMPORAL 3 2400 Hz] GES24-177WR, GES24-177WW, HES24-177WR, HES24-177WW
779ca2d7-e91b-414f-9098-ee01ad57a630 | AT GATE VALVE |  |  | North | Silent Knight |  | Valve Supervisory Switch |  |  |  | Module | TRUE | TAMPER SWITCH w/SD500-MIM | ++ | Valve Supervisory Switch w/SD500-MIM | 1 | 0.00055 | 0.023 |  |  |  |  | FALSE | FALSE |  |  |  |  | #FFFF0000 | FA-AT GATE VALVE | 1 | FALSE | FALSE | FALSE | [14 empty] | FALSE | [7 empty] | THOR\acont | 2024-09-08 17:27 |  | [Silent Knight] [SLC HOCHIKI] [*] [#1 SHARED ADDR ¦ ALL] Hood System w/SD500-MIM, PS-DA w/SD500-MIM, PS-SA w/SD500-MIM, SD500-AIM, SD500-ANM, SD500-ARM, SD500-LED, SD500-MIM, SD500-PS, SD500-PSDA, SD500-SDM, SD505-AHS w/SD505-6AB, SD505-APS w/SD505-6AB (
5f96c1ab-d093-4a5c-883b-ee01efdd06db | NFPA 170 MANUAL PULL |  |  | North | Edwards |  | Manual Station |  |  |  | Module | TRUE | SIGA-270P | ++ | Single Action, 2 Stage Fire Alarm Station | 1 | 0.000396 | 0.00068 |  |  |  |  | FALSE | [5 empty] | #FFFF0000 | FA-NFPA 170 MANUAL PULL | 1 | FALSE | FALSE | FALSE | 957 | [13 empty] | FALSE |  |  | 270P |  |  |  |  | THOR\acont | 2024-10-08 16:26 |  | [Edwards] [SLC EST MODULES/SENSORS] 01 [*] [iO64] SIGA-270P, SIGA-CT2, SIGA-CT2I, SIGA-MCT2, SIGA-WTM [Edwards, Kidde] [SLC EST MODULES SENSORS] [*] [#1 SHARED ADDR ¦ MODULES] GSA-UIO2R, GSA-UIO6, GSA-UIO6R, RZI16-2, SIGA-270, SIGA-270P, SIGA-278, SIGA-AA30, SIGA-AA50, SIGA-CC1, SIGA-CC1S, SIGA-CC2, SIGA-CC2A, SIGA-CR, SIGA-CR2, SIGA-CRH, SIGA-CRR, SIGA- [Edwards, Kidde] [SLC EST MODULES] [*] [#3 TYPE ADDR ¦ MODULES] GSA-UIO2R, GSA-UIO6, GSA-UIO6R, RZI16-2, SIGA-270, SIGA-270P, SIGA-278, SIGA-AA30, SIGA-AA50, SIGA-CC1, SIGA-CC1S, SIGA-CC2, SIGA-CC2A, SIGA-CR, SIGA-CR2, SIGA-CRH, SIGA-CRR, SIGA-CT1, SIGA- [Edwards] [SLC EST MODULES] 01 [*] [EST3, iO1000] SIGA-270P, SIGA-CT2, SIGA-CT2I, SIGA-MCT2, SIGA-WTM
80aada99-e9ed-4bc7-a96c-ee07b6b6630a |  |  |  | North | System Sensor |  | Cards & Components |  |  |  | Card | TRUE | B501BH-2 | ++ | Plug-in Sounder Detector Base, Steady Tone | 1 | 0.001 | 0.015 |  |  |  |  | TRUE | FALSE |  |  |  |  | #FFFFFFFF |  |  | FALSE | FALSE | FALSE | [14 empty] | FALSE | [7 empty] | THOR\acont | 2024-10-09 10:48
2a62badc-9e89-4ed3-965f-ee0c87df7bbe | NFPA 170 REMOTE ANNUNCIATOR | RISER ANNUNCIATOR |  | North | Siemens |  | Remote Annunciator |  |  |  | Module | TRUE | FT2014-U3 | S54400-B80-A1++ | Remote display (black) | 1 | 0.034 | 0.055 | [10 empty] | #FFFF0000 | FA-NFPA 170 REMOTE ANNUNCIATOR | 1 | FALSE | FALSE | FALSE | 255 | [19 empty] | AULAPTOP-PC\Aulaptop | 2019-04-20 11:42 | THOR\acont | 2024-09-08 17:27 |  | [Siemens] [RS-485] FT2014-R3, FT2014-U3, FT2015-R3, FT2015-U3 [Siemens] [AUX POWER] [*] FT2014-R3, FT2014-U3, FT2015-R3, FT2015-U3
cc05322b-27af-4950-9b1c-ee0d07b1ea4c | NFPA 170 HORN STROBE CEILING |  |  | North | Siemens |  | Horn/Strobe |  |  |  | Module | TRUE | SL2CHCW-F | S54329-F228-A1++ | Chime, Ceiling, Clear, White, Fire | 1 | [7 empty] | TRUE |  |  |  |  | #FF0070C0 | FA-NFPA 170 HORN STROBE CEILING | 1 | FALSE | FALSE | FALSE | 2023 | [19 empty] | DESKTOP-7EIEB7A\acont | 2023-08-02 11:22 | THOR\acont | 2024-09-08 17:27 | Cloned from Siemens SL2CHSWW-F | [Siemens] [NAC] [16.0 – 33.0 VDC] SL2CHCR-F (C), SL2CHCW-F (C), SL2CHSWR-F, SL2CHSWW-F
835ba77d-ce6a-44ef-a69b-ee0ffd9642fd | NFPA 170 SPEAKER STROBE CEILING |  |  | North | Potter |  | Speaker/Strobe |  |  |  | Module | TRUE | CSPKSTR-24RR |  | Plain Red Speaker/Strobe, Ceiling, Red | 1 | 0 | 0.397 |  |  |  |  | FALSE | TRUE |  |  |  |  | #FF0070C0 | FA-NFPA 170 SPEAKER STROBE CEILING | 1 | FALSE | FALSE | FALSE | 2020 |  |  | 7320-0328:0206 | [10 empty] | FALSE |  |  | C |  |  |  |  | THOR\acont | 2024-09-08 17:27 |  | [Potter] [NAC] [UL MAX] CSPKSTR-24RR (C), CSPKSTR-24RW (C), WCSPKSTR-24RR, WCSPKSTR-24RW [Gentex, Hochiki, Potter] [AUDIO 25v] [25V AUDIO] CSPKSTR-24AR (C), CSPKSTR-24AW (C), CSPKSTR-24BR (C), CSPKSTR-24BW (C), CSPKSTR-24GR (C), CSPKSTR-24GW (C), CSPKSTR-24RR (C), CSPKSTR-24RW (C), FASPKR-R (C), FASPKR-W (C), FASPKR-WR, FASPKR-WW, FASPK-WPR, [Gentex, Hochiki, Potter] [AUDIO 70.7v] [70V AUDIO] CSPKSTR-24AR (C), CSPKSTR-24AW (C), CSPKSTR-24BR (C), CSPKSTR-24BW (C), CSPKSTR-24GR (C), CSPKSTR-24GW (C), CSPKSTR-24RR (C), CSPKSTR-24RW (C), FASPKR-R (C), FASPKR-W (C), FASPKR-WR, FASPKR-WW, FASPK-WP
a8cfbbcf-ecc3-4af7-9b50-ee14d2fbe94c | CADGEN STI STOPPER |  |  | North | STI |  | Accessories |  |  |  | Module | TRUE | STI-1229-WD |  | Enclosed back box, Type 4X, for Washdown Areas | 1 | [6 empty] | FALSE | [5 empty] | #FFFF0000 | FA-CADGEN STI STOPPER | 1 | FALSE | FALSE | FALSE | [14 empty] | FALSE | [5 empty] | THOR\acont | 2024-02-12 11:59 | THOR\acont | 2024-09-08 17:27 | Cloned from STI STI-1229
5ef2198b-a286-4130-9c82-ee15aace4965 | NFPA 170 HEAT DETECTOR |  |  | North | Gamewell FCI |  | Heat Detector |  |  |  | Module | TRUE | ATD-L3-IV w/B224RB-IV | + | Thermal heat detector, 135°F fixed, ivory, Velociti/CLIP w/ Relay base, ivory | 1 | 0.0002 | 0.0045 |  |  |  |  | FALSE | TRUE | FLUSH |  | 4" SQ. DEEP | 3 "O" PLASTER RING | #FFFF0000 | FA-NFPA 170 HEAT DETECTOR | 1 | FALSE | FALSE | FALSE | 1403 | [13 empty] | FALSE |  |  | R |  |  | DESKTOP-7SAL8M7\acont | 2019-05-06 09:58 | THOR\acont | 2024-09-08 17:27 | 20191121 AC Detector with base | [Gamewell FCI] [SLC SENSORS] [*] [#4 TYPE ADDR ¦ SENSORS] ADPF (C), ASD-PL2F w/B200S-LF-WH (C), ASD-PL2F w/B210LP (C), ASD-PL2FR (C), ASD-PL3 w/B200S-LF-WH (C), ASD-PL3 w/B200SR-LF-WH (C), ASD-PL3 w/B200SR-WH (C), ASD-PL3 w/B224BI-WH (C), ASD-PL3 w/B224R [Gamewell FCI] [SLC MODULES SENSORS] [*] [#2 SHARED ADDR ¦ SENSORS] ADPF (C), ASD-PL2F w/B200S-LF-WH (C), ASD-PL2F w/B210LP (C), ASD-PL2FR (C), ASD-PL3 w/B200S-LF-WH (C), ASD-PL3 w/B200SR-LF-WH (C), ASD-PL3 w/B200SR-WH (C), ASD-PL3 w/B224BI-WH (C), ASD-P
d0537053-f567-4a3f-a615-ee1a0f1b75ee | NFPA 170 WIRELESS CONTROL UNIT |  |  | North | Gamewell FCI |  | Wireless Control Unit |  |  |  | Module | TRUE | VW-GATE | + | Wireless System Gateway | 3 | 0.024 | 0.04 |  |  |  |  | FALSE | [5 empty] | #FFFF0000 | FA-NFPA 170 WIRELESS CONTROL UNIT | 1 | FALSE | FALSE | FALSE | [14 empty] | FALSE |  |  | W-GATE |  |  | DESKTOP-7SAL8M7\acont | 2020-03-19 13:00 | THOR\acont | 2024-09-08 17:27 | Cloned from Firelite W-GATE | [Gamewell FCI] [SLC MODULES/SENSORS] [#02 ++] AMM-2IF, AMM-2RIF, AOM-2RF, MMI-10F, MMI-6SF, MMO-6RF, MMO-6SF, VW-GATE [Gamewell FCI] [SLC MODULES SENSORS] [*] [#1 SHARED ADDR ¦ MODULES] AMM-2F, AMM-2IF, AMM-2RF, AMM-2RIF, AMM-4F, AMM-4SF, AOM-2RF, AOM-2SF, AOM-TELF, MMI-10F, MMI-6SF, MMO-6RF, MMO-6SF, MS-7AF, MS-7ASF, MS-7S w/AMM-2F, MS-WS w/AMM-2F, TC81021000, VW-DIS-D [Gamewell FCI] [SLC MODULES] [*] [#3 TYPE ADDR ¦ MODULES] AMM-2F, AMM-2IF, AMM-2RF, AMM-2RIF, AMM-4F, AMM-4SF, AOM-2RF, AOM-2SF, AOM-TELF, MMI-10F, MMI-6SF, MMO-6RF, MMO-6SF, MS-7AF, MS-7ASF, MS-7S w/AMM-2F, MS-WS w/AMM-2F, TC81021000, VW-GATE, WAM-MM, W [Gamewell FCI] [SLC MODULES] [#03 ++] MMI-10F, MMI-6SF, MMO-6RF, MMO-6SF, VW-GATE [Gamewell FCI] [SLC MODULES] [#02 ++] AMM-2IF, AMM-2RIF, AOM-2RF, MMI-10F, MMI-6SF, MMO-6RF, MMO-6SF, VW-GATE [ADT Unimode, Eaton Wheelock, Farenhyt, Firelite, Gamewell FCI, Monaco Enterprises, Notifier, Potter, Secutron, Silent Knight] [AUX POWER] [*] 790-012-00, ACM-16ATF, ACM-30, ACM-32AF, ACM-48A, ACM-8RF, ADT-LCD-80, AEM-16ATF, AEM-32AF, AFM-16AF, AFM-16ATF [Gamewell FCI] [SLC MODULES/SENSORS] [#03 ++] MMI-10F, MMI-6SF, MMO-6RF, MMO-6SF, VW-GATE | [Farenhyt, Firelite, Gamewell FCI, Notifier, Silent Knight] FWSG, VW-GATE, W-GATE, WIDP-WGI, WSK-WGI
cf647d0d-002f-46d4-a907-ee20e1143ca1 | NFPA 170 SPEAKER STROBE CEILING |  |  | North | Eaton Wheelock |  | Speaker/Strobe |  |  |  | Module | TRUE | LSPSTRC3 |  | CEILING SPEAKER STROBE | 1 | [6 empty] | TRUE | TRUE |  |  |  |  | #FF0070C0 | FA-NFPA 170 SPEAKER STROBE CEILING | 1 | FALSE | FALSE | FALSE | 2020 | [16 empty] | C |  |  | DESKTOP-QMKR22O\aucon | 2020-07-31 11:11 | THOR\acont | 2024-09-08 17:27 |  | [Eaton Wheelock] [AUDIO 25v] [25V AUDIO] LSPKC (C), LSPKRC (C), LSPKRC-AL (C), LSPKRC-N (C), LSPKWC (C), LSPKWC-AL (C), LSPKWC-N (C), LSPSTC3 (C), LSPSTR3, LSPSTR3-AL, LSPSTR3-ALA, LSPSTR3-N, LSPSTR3-NA, LSPSTRC3 (C), LSPSTRC3-AL (C), LSPSTW3, LSPSTW3-AL [Eaton Wheelock] [NAC] LSPSTC3 (C), LSPSTRC3 (C), LSPSTRC3-AL (C), LSPSTWC3 (C), LSPSTWC3-AL (C) [Eaton Wheelock] [AUDIO 70.7v] [70V AUDIO] LSPKC (C), LSPKRC (C), LSPKRC-AL (C), LSPKRC-N (C), LSPKWC (C), LSPKWC-AL (C), LSPKWC-N (C), LSPSTC3 (C), LSPSTR3, LSPSTR3-AL, LSPSTR3-ALA, LSPSTR3-N, LSPSTR3-NA, LSPSTRC3 (C), LSPSTRC3-AL (C), LSPSTW3, LSPSTW3-
c62ec0b2-2ed5-4050-833a-ee2a78e55619 | NFPA 170 HORN STROBE |  |  | North | Eaton Wheelock |  | Horn/Strobe |  |  |  | Module | TRUE | HS24-WR |  | Horn Strobe, | 1 | 0 | 0.301 |  |  |  |  | FALSE | FALSE |  |  |  |  | #FF0070C0 | FA-NFPA 170 HORN STROBE | 1 | FALSE | FALSE | FALSE | 2012 | [13 empty] | FALSE | [7 empty] | THOR\acont | 2024-09-08 17:27 |  | [Eaton Wheelock] [NAC] HS24-/WR, HS24-/WW, HS24-60WR, HS24-60WW, HS24-WR, HS24-WW
065e4762-fb4e-46fe-8c4e-ee2b1317a68e | NFPA 170 SMOKE DETECTOR |  |  | North | Firelite |  | Smoke Detector |  |  |  | Module | TRUE | SD365 w/B224RB-WH | + | White, Addressable photoelectric detector, Relay Base | 1 | 0.00045 | 0.0045 |  |  |  |  | FALSE | TRUE |  |  |  |  | #FFFF0000 | FA-NFPA 170 SMOKE DETECTOR | 1 | FALSE | FALSE | FALSE | 1408 | [13 empty] | FALSE | [5 empty] | DESKTOP-7SAL8M7\acont | 2019-03-28 05:23 | THOR\acont | 2024-09-08 17:27 | 20191121 AC Detector with base | [Firelite, System Sensor] [SLC SENSORS] [*] [#4 TYPE ADDR ¦ SENSORS] AD355 w/B200SR-LF-WH (C), AD355 w/B200SR-WH (C), AD355 w/B210LP (C), AD355 w/B224BI-WH (C), AD355 w/B224RB-WH (C), AD355 w/B501 (C), BEAM355 (C), BEAM355S (C), CP355 w/B200SR-WH (C), CP [Firelite, System Sensor] [SLC MODULES SENSORS] [*] [#2 SHARED ADDR ¦ SENSORS] AD355 w/B200SR-LF-WH (C), AD355 w/B200SR-WH (C), AD355 w/B210LP (C), AD355 w/B224BI-WH (C), AD355 w/B224RB-WH (C), AD355 w/B501 (C), BEAM355 (C), BEAM355S (C), CP355 w/B200SR-
6353b100-c15c-4cc9-b368-ee2e213d3352 |  |  |  | North | Potter | [5 empty] | Module | TRUE | CM-4 Series |  | Electronic Chime with Volume Control | 1 | [6 empty] | FALSE | [5 empty] | #FFFFFFFF |  |  | FALSE | FALSE | FALSE | [14 empty] | FALSE | [7 empty] | THOR\acont | 2024-10-09 10:48
28284f22-b105-4fc4-bd03-ee30fdd74eae |  |  |  | North | Siemens |  | Cards & Components |  |  |  | Card | TRUE | VN2003-A1 | S54400-A44-A1 | Ethernet module (Single Mode Fiber) Used for networking fire only and fire/voice panels together over Ethernet using single-mode fiber optic cables. This module mounts in the VCC2001 Voice CPU card (for voice systems) and/or the FN2012 modular Ethernet swtich (for fire systems). | 1 | [6 empty] | TRUE | [5 empty] | #FFFFFFFF |  |  | FALSE | FALSE | FALSE | [20 empty] | AULAPTOP-PC\Aulaptop | 2019-04-20 20:32 | THOR\acont | 2024-10-09 10:48 | 35mA(standby) 36 mA(active) per module
25104080-f0b8-4f50-82ba-ee314a547fae |  |  |  | North | Edwards |  | Cards & Components |  |  |  | Card | TRUE | 2-8RYS |  | OBSOLETE - 8 Red, 8 Yellow, 8 Switch Annunciator Module | 1 | [6 empty] | TRUE | [5 empty] | #FFFFFFFF |  |  | FALSE | FALSE | FALSE | [14 empty] | FALSE | [7 empty] | THOR\acont | 2024-10-09 10:48
ddcf3f92-ad8a-4c89-854d-ee33033210a7 | NFPA 170 STROBE CEILING |  |  | North | Kidde |  | Strobe |  |  |  | Module | TRUE | EGCVHWF-FR |  | Strobe, running man, white, FEU/FIRE, high cd | 1 | [6 empty] | FALSE | TRUE |  |  |  |  | #FF0070C0 | FA-NFPA 170 STROBE CEILING | 1 | FALSE | FALSE | FALSE | 2022 | [13 empty] | FALSE |  |  | C |  |  | XPS-17-9710\August | 2024-10-18 14:34 |  |  | Cloned from Edwards GCVHWF-FR | [Edwards, Kidde] [NAC] [24 VDC] EGCSVHRF (C), EGCSVHRF-FR (C), EGCSVHRF-SP (C), EGCSVHRN (C), EGCSVHWA (C), EGCSVHWF (C), EGCSVHWF-FR (C), EGCSVHWF-SP (C), EGCSVHWN (C), EGCVHRF (C), EGCVHRF-FR (C), EGCVHRF-SP (C), EGCVHRN (C), EGCVHWA (C), [Edwards, Kidde] [NAC] [24 FWR] EGCSVHRF (C), EGCSVHRF-FR (C), EGCSVHRF-SP (C), EGCSVHRN (C), EGCSVHWA (C), EGCSVHWF (C), EGCSVHWF-FR (C), EGCSVHWF-SP (C), EGCSVHWN (C), EGCVHRF (C), EGCVHRF-FR (C), EGCVHRF-SP (C), EGCVHRN (C), EGCVHWA (C),
a70fd06c-f750-449e-abef-ee36d8d1c4bc |  |  |  | North | Siemens |  | Hardware |  |  |  | Hardware | TRUE | FHD2004-U1 | S54400-B52-A1 | Inner door (black) | 1 | [6 empty] | FALSE | [5 empty] | #FFFFFFFF |  |  | FALSE | FALSE | FALSE | [20 empty] | AULAPTOP-PC\Aulaptop | 2019-04-08 04:31 | THOR\acont | 2024-10-09 10:48 | Cloned from Siemens New Part CLONED
a68e23bf-6dc3-43d5-8265-ee37d9acca93 |  |  |  | North | Siemens | [5 empty] | Module | TRUE | RLW-11 | 500-694626 | REMOTE LAMP MODULE - WALL MOUNT | 1 | [12 empty] | #FFFFFFFF |  |  | FALSE | FALSE | FALSE | [20 empty] | DESKTOP-7SAL8M7\acont | 2019-08-13 09:04 | THOR\acont | 2024-10-09 10:48
e6ae7740-8ad3-4538-956c-ee3b56aa827e | NFPA 170 MANUAL PULL |  |  | North | Potter |  | Manual Station |  |  |  | Module | TRUE | PAD100-PSDA | + | Addressable Pull Station Dual Action | 1 | 0.0002 | 0.0002 |  |  |  |  | FALSE | [5 empty] | #FFFF0000 | FA-NFPA 170 MANUAL PULL | 1 | FALSE | FALSE | FALSE | 957 | [13 empty] | FALSE | [7 empty] | THOR\acont | 2024-09-08 17:27 |  | [Potter] [SLC PAD] [*] [#1 SHARED ADDR ¦ MODULES] PAD100-DIM, PAD100-DIM CL-A, PAD100-LED, PAD100-LEDK, PAD100-MIM, PAD100-NAC, PAD100-OROI, PAD100-PSDA, PAD100-PSSA, PAD100-RM, PAD100-SIM, PAD100-SM, PAD100-TRTI, PAD100-TRTI CL-A, PAD100-ZM, PAD100-ZM C
eb0c39e0-ee06-4f43-8f5a-ee3f5b9a7189 |  |  |  | North | Bosch | [5 empty] | Module | TRUE | CH90-24-W | * | CHIME 24VDC ROUND WHITE | 1 | [12 empty] | #FFFFFFFF |  |  | FALSE | FALSE | FALSE | [22 empty] | THOR\acont | 2024-10-09 10:48
4c693fc1-2e6c-4234-889d-ee45697c5963 |  |  |  | North | Edwards |  | Cards & Components |  |  |  | Card | TRUE | MN-HSMP650E5T |  | 650 Watt Omni-directional HPSA Assembly (5 of 5 Active Panels) with lockable NEMA 4 amplifier, 110V/60 Hz inverter/battery charger and electronics enclosure, lockable NEMA 4 battery enclosure (w/o batteries). Enclosures equipped with tamper switches. AC powered amplifier with DC backup. Edwards hard-wire interface included. Batteries and accessories are ordered separately. Eyebolt mount (hanging) or 2" OD mast mount. Tan colored speaker head. | 1 | [6 empty] | TRUE | [5 empty] | #FFFFFFFF |  |  | FALSE | FALSE | FALSE | [14 empty] | FALSE | [7 empty] | THOR\acont | 2024-10-09 10:48
2ab91449-97a6-46dc-a205-ee4a69a7a387 | NFPA 170 AMPLIFIER RACK | RISER AMP |  | North | Evax |  | Amplifier |  |  |  | Assembly | TRUE | HMX-DP50 (25V) | + | Distributed Panel, Dual Channel, 50W | 1 | [6 empty] | FALSE | [5 empty] | #FFFF0000 | FA-NFPA 170 AMPLIFIER RACK | 1 | FALSE | FALSE | FALSE | 300 | [8 empty] | 7,12,18 |  |  |  | 50 | TRUE | [5 empty] | DESKTOP-7SAL8M7\acont | 2020-07-16 11:07 | THOR\acont | 2024-09-08 17:27 | Cloned from Hochiki FNVDP50 (25V)
46ef3282-62f4-4ce6-a5d4-ee5c6aff1f17 | NFPA 170 NOTIFICATION CIRCUIT EXTENDER PANEL | RISER NAC |  | North | Gamewell FCI |  | Notification Circuit Extender Panel |  |  |  | Assembly | TRUE | HPFF8 | + | Nac Power Supply | 1 | [6 empty] | FALSE | [5 empty] | #FFFF0000 | FA-NFPA 170 NOTIFICATION CIRCUIT EXTENDER PANEL | 1 | FALSE | FALSE | FALSE | 212 | [8 empty] | 7,12,18,26 |  |  | 8 |  | TRUE | [7 empty] | THOR\acont | 2024-09-08 17:27
f0a4d49d-3ba8-4cad-83f6-ee67457a08b0 | NFPA 170 SMOKE DETECTOR |  |  | North | Notifier |  | Smoke Detector |  |  |  | Module | TRUE | FSP-951 w/B300-6 | ++ | Addressable low-profile photoelectric smoke detector. FlashScan only. | 1 | 0.0002 | 0.0045 |  |  |  |  | FALSE | TRUE | FLUSH |  | 4" SQ. DEEP | 3 "O" PLASTER RING | #FFFF0000 | FA-NFPA 170 SMOKE DETECTOR | 1 | FALSE | FALSE | FALSE | 1408 |  |  | 7272-0028:0206 | [10 empty] | FALSE | [7 empty] | THOR\acont | 2024-09-08 17:27 | 20191121 AC Detector without base | [Honeywell, Notifier, System Sensor] [SLC SENSORS] [*] [#4 TYPE ADDR ¦ SENSORS] 2251B (C), 2251-COPTIR (C), 2251-COPTIR w/B200S-WH (C), 2251TB (C), 2251TMB (C), 5251B (C), 5251B-WP (C), 5251H (C), 5251RB (C), 5251RB-WP (C), 7251 (C), 7251DH (C), DH200LP [Honeywell, Notifier, System Sensor] [SLC MODULES SENSORS] [*] [#2 SHARED ADDR ¦ SENSORS] 2251B (C), 2251-COPTIR (C), 2251-COPTIR w/B200S-WH (C), 2251TB (C), 2251TMB (C), 5251B (C), 5251B-WP (C), 5251H (C), 5251RB (C), 5251RB-WP (C), 7251 (C), 7251DH (C)
bff879ee-b88d-4c6b-84a7-ee80877f97bf | NFPA 170 SPEAKER WALL |  |  | North | Kidde |  | Speaker |  |  |  | Module | TRUE | 90215A-801-04-L | HyperSpike | UL 1480 listed C1D2 certified TCPA-10 Distributed Audio Speaker with 5 selectable power taps that run off of 25V, 70V and 100 VRMS audio systems. Gray. | 1 | [6 empty] | FALSE |  | 72377B-801 |  |  |  | #FF0070C0 | FA-NFPA 170 SPEAKER WALL | 1 | FALSE | FALSE | FALSE | 2021 | [13 empty] | FALSE | [5 empty] | DESKTOP-7SAL8M7\acont | 2020-01-17 08:50 | THOR\acont | 2024-09-08 17:27 | Cloned from Kidde 90215A-801-01-L | [Kidde] [AUDIO 70.7v] [70V AUDIO] 90215A-801-01-L, 90215A-801-04-L, 90215A-801-05-L, 90215A-801-06-L [Kidde] [AUDIO 25v] [25V AUDIO] 90215A-801-01-L, 90215A-801-04-L, 90215A-801-05-L, 90215A-801-06-L
750ca582-ebc1-4be8-b4be-ee83d0c292e6 | NFPA 170 STROBE WALL |  |  | North | Eaton Wheelock |  | Strobe |  |  |  | Module | TRUE | EL4XMST | ++ | WALL STROBE, CLEAR, WP | 1 | [6 empty] | TRUE | [5 empty] | #FF0070C0 | FA-NFPA 170 STROBE WALL | 1 | FALSE | FALSE | FALSE | 2020 | [16 empty] | WP |  |  | THOR\acont | 2024-09-11 19:08 | THOR\acont | 2024-10-09 10:48 | Cloned from Eaton Wheelock EL3RMST | [Eaton Wheelock] [NAC] [24VDC] EL3RMST, EL3RMTSTA, EL3RST-FR, EL3RST-FW, EL4XMST, EL4XMTSTA, EL4XST-FR, EL4XST-FW
7d03f89d-cbc1-42de-b41a-ee867b131249 | NFPA 170 MANUAL PULL |  |  | North | Kidde |  | Manual Station |  |  |  | Module | TRUE | GSA-M270 |  | Signature single-action fire alarm station, English markings, metal | 1 | 0.00025 | 0.0004 |  |  |  |  | FALSE | [5 empty] | #FFFF0000 | FA-NFPA 170 MANUAL PULL | 1 | FALSE | FALSE | FALSE | 957 | [13 empty] | FALSE | [5 empty] | AULAPTOP-PC\Aulaptop | 2018-09-03 13:55 | THOR\acont | 2024-09-08 17:27 |  | [Edwards, Kidde] [SLC EST MODULES] 03 [*] [EST3, iO1000] 76-330002-101, 84-330002-001, FX-270, FX-278, GSA-M270, GSA-M270P, GSA-M278, SIGA-270, SIGA-278, SIGA-CT1, SIGA-CT1I, SIGA-IO, SIGA-MIO, SIGA-MM1, SIGI-271 [Edwards, Kidde] [SLC EST MODULES/SENSORS] 03 [*] [iO64] 76-330002-101, 84-330002-001, FX-270, FX-278, GSA-M270, GSA-M270P, GSA-M278, SIGA-270, SIGA-278, SIGA-CT1, SIGA-CT1I, SIGA-IO, SIGA-MIO, SIGA-MM1, SIGI-271 [Kidde] [SLC EST MODULES SENSORS] [*] [#1 SHARED ADDR ¦ MODULES] 76-330002-101, 84-330002-001, FX-270, FX-278, FX-2WIRE, FX-IDC1A, FX-IDC1B, FX-IDC2B, FX-IDCWS, FX-ISO, FX-NAC, FX-RLY, GSA-CC1, GSA-CC1S, GSA-CC2, GSA-CR, GSA-CRH, GSA-CRR, GSA-CT1, GSA-CT [Kidde] [SLC EST MODULES] [*] [#3 TYPE ADDR ¦ MODULES] 76-330002-101, 84-330002-001, FX-270, FX-278, FX-2WIRE, FX-IDC1A, FX-IDC1B, FX-IDC2B, FX-IDCWS, FX-ISO, FX-NAC, FX-RLY, GSA-CC1, GSA-CC1S, GSA-CC2, GSA-CR, GSA-CRH, GSA-CRR, GSA-CT1, GSA-CT2, GSA-IO,
d4dbd216-1742-40ab-92e7-ee904f169a5f | NFPA 170 SPEAKER CEILING |  |  | North | Siemens |  | Speaker |  |  |  | Module | TRUE | SECH-W | S54360-F1-A2 | HIGH FIDELITY SPEAKER, ROUND, HIFI, CEILING, WHITE | 1 | [7 empty] | TRUE |  |  |  |  | #FF0070C0 | FA-NFPA 170 SPEAKER CEILING | 1 | FALSE | FALSE | FALSE | [20 empty] | DESKTOP-7SAL8M7\acont | 2019-08-13 09:04 | THOR\acont | 2024-09-08 17:27 |  | [Siemens] [AUDIO 25v] [25V AUDIO] SECH-R (C), SECH-W (C), SEH-AMC-CW-ALERT (C), SEH-CW-ALERT (C), SEH-HMC-CR (C), SEH-HMC-CR-B (C), SEH-HMC-CW (C), SEH-HMC-CW-B (C), SEH-MC-CR (C), SEH-MC-CR-B (C), SEH-MC-CW (C), SEH-MC-CW-ALERT (C), SEH-MC-CW-B (C), SEH [Siemens] [AUDIO 70.7v] [70V AUDIO] SECH-R (C), SECH-W (C), SEH-AMC-CW-ALERT (C), SEH-CW-ALERT (C), SEH-HMC-CR (C), SEH-HMC-CR-B (C), SEH-HMC-CW (C), SEH-HMC-CW-B (C), SEH-MC-CR (C), SEH-MC-CR-B (C), SEH-MC-CW (C), SEH-MC-CW-ALERT (C), SEH-MC-CW-B (C), S
d9c9da28-10c7-4399-8a57-ee916e9b4988 | NFPA 170 DOOR HOLDER |  |  | North | Siemens |  | Door Holder |  |  |  | Module | TRUE | SDH-5A |  | 120VAC, concealed wiring | 1 | 0.017 |  |  |  | 120 |  | FALSE | [5 empty] | #FFFF0000 | FA-NFPA 170 DOOR HOLDER | 1 | FALSE | FALSE | FALSE | 2500 | [13 empty] | FALSE | [5 empty] | THOR\acont | 2023-09-27 09:17 | THOR\acont | 2024-09-08 17:27 | Cloned from Siemens SDH-2A CLONED CLONED CLONED | [Siemens] [VAC ] [*] FCM901-U3, SDH-2A, SDH-3A, SDH-4A, SDH-5A, SDH-6A, SDH-7A, SDH-8A
633e8f0a-0e7f-4b3d-8b8b-ee95bc9766af |  |  |  | North | Edwards |  | Hardware |  |  |  | Hardware | TRUE | 6702-0060 |  | Frontplate, Surface, Red, Breakglass, Lock | 1 | [6 empty] | FALSE | [5 empty] | #FFFFFFFF |  |  | FALSE | FALSE | FALSE | [14 empty] | FALSE | [7 empty] | THOR\acont | 2024-10-09 10:48
78689411-ae39-4f6c-9144-ee966337fffd | NFPA 170 SMOKE DETECTOR |  |  | North | System Sensor |  | Smoke Detector |  |  |  | Module | TRUE | 6424 | ++ | Projected Beam Detector (transmitter/receiver pair) | 1 | 0.01 | 0.0284 |  |  |  |  | FALSE | TRUE |  |  |  |  | #FFFF0000 | FA-NFPA 170 SMOKE DETECTOR | 1 | FALSE | FALSE | FALSE | 1408 | [13 empty] | FALSE |  |  | BT |  |  |  |  | THOR\acont | 2024-09-08 17:27 | 20191121 AC Detector without base | [Firelite, Macurco, Notifier, Silent Knight, System Sensor] [IDC] 01 [IDC 4-WIRE ++] 1251B (C), 1412B (C), 1424 (C), 2112/24AT (C), 2112/24S (C), 2112/24TS (C), 2112AITR (C), 2112ATR (C), 2112R (C), 2124AITR (C), 2124ATR (C), 2124R (C), 2151 w/B110RLP (C [Firelite, Macurco, Notifier, Silent Knight, System Sensor] [AUX POWER] [*] [AUX INPUT ++] 1251B (C), 1412B (C), 1424 (C), 2112/24AT (C), 2112/24S (C), 2112/24TS (C), 2112AITR (C), 2112ATR (C), 2112R (C), 2124AITR (C), 2124ATR (C), 2124R (C), 2151 w/B110
bac929a8-ef62-4475-9484-ee9fc87426e6 | NFPA 170 SMOKE HEAT CO DETECTOR |  |  | North | Autocall |  | Smoke/Heat/CO Detector |  |  |  | Module | TRUE | A4098-9754 w/A4098-9773 | + | TrueAlarm Photoelectric and Heat Sensing Detector w/TrueAlarm CO Sensor Base with 520 Hz Sounder | 1 | 0.0008 | 0.001 |  |  |  |  | TRUE | TRUE |  |  |  |  | #FFFF0000 | FA-NFPA 170 SMOKE HEAT CO DETECTOR | 1 | FALSE | FALSE | FALSE | 1402 | [16 empty] | CO, SB |  |  |  |  | THOR\acont | 2024-09-08 17:27 | 20191121 AC Detector with base | [Autocall, Simplex] [IDNet] [SENSORS ++] 4098-9714 (C), 4098-9714 w/4098-9770 (C), 4098-9714 w/4098-9771 (C), 4098-9714 w/4098-9772 (C), 4098-9714 w/4098-9773 (C), 4098-9714 w/4098-9780 (C), 4098-9714 w/4098-9789 (C), 4098-9714 w/4098-9791 (C), 4098-9714 [Autocall, Simplex] [AUX POWER] [16VDC, 520 HZ SIGNAL] 4098-9714 w/4098-9773 (C), 4098-9733 w/4098-9773 (C), 4098-9754 w/4098-9773 (C), A4098-9714 w/A4098-9773 (C), A4098-9733 w/A4098-9773 (C), A4098-9754 w/A4098-9773 (C)
002a55fd-9fea-48a8-81ee-eea5b1992aef |  |  |  | North | Bosch | [5 empty] | Module | TRUE | D8004 | * | TRANSFORMER KIT UL APPROV | 1 | [12 empty] | #FFFFFFFF |  |  | FALSE | FALSE | FALSE | [20 empty] | DESKTOP-7SAL8M7\acont | 2019-07-08 19:57 | THOR\acont | 2024-10-09 10:48
e6f3a1b7-484a-429a-9df5-eea5e828395f | NFPA 170 DUCT SMOKE DETECTOR |  |  | North | Notifier |  | Duct Smoke Detector |  |  |  | Module | TRUE | DH200RPL(220/240 VAC) | ++ | Intelligent Duct Detector Housing with Relay, 220/240 VAC | 1 | 0.0003 | 0.0003 |  |  |  |  | FALSE | TRUE |  |  |  |  | #FFFF0000 | FA-NFPA 170 DUCT SMOKE DETECTOR | 1 | FALSE | FALSE | FALSE | 1400 | [13 empty] | FALSE | [7 empty] | THOR\acont | 2024-09-08 17:27 | 20191121 AC Detector without base | [Honeywell, Notifier, System Sensor] [SLC SENSORS] [*] [#4 TYPE ADDR ¦ SENSORS] 2251B (C), 2251-COPTIR (C), 2251-COPTIR w/B200S-WH (C), 2251TB (C), 2251TMB (C), 5251B (C), 5251B-WP (C), 5251H (C), 5251RB (C), 5251RB-WP (C), 7251 (C), 7251DH (C), DH200LP [Honeywell, Notifier, System Sensor] [SLC MODULES SENSORS] [*] [#2 SHARED ADDR ¦ SENSORS] 2251B (C), 2251-COPTIR (C), 2251-COPTIR w/B200S-WH (C), 2251TB (C), 2251TMB (C), 5251B (C), 5251B-WP (C), 5251H (C), 5251RB (C), 5251RB-WP (C), 7251 (C), 7251DH (C)
680c375a-e797-4292-9d7f-eea63518fcac | NFPA 170 FIRE PHONE |  |  | North | Potter |  | Fire Phone |  |  |  | Module | TRUE | PVC-FJ | + | Telephone Jack | 1 | [6 empty] | FALSE | [5 empty] | #FFFF0000 | FA-NFPA 170 FIRE PHONE | 1 | FALSE | FALSE | FALSE | [14 empty] | FALSE | [7 empty] | THOR\acont | 2024-09-08 17:27 |  | [Autocall, Potter, Simplex] [FFT] [FFT] 2084-9001, 2084-9002, 2084-9003, 2084-9006, 2084-9007, 2084-9014, 2084-9018, 2084-9023, 2084-9024, A2084-9001, A2084-9002, A2084-9003, A2084-9006, A2084-9007, A2084-9014, A2084-9018, A2084-9023, A2084-9024, FFT-FPJ
188134b2-63fa-4016-a914-eeac40a19ca5 | NFPA 170 HEAT DETECTOR |  |  | North | Potter |  | Heat Detector |  |  |  | Module | TRUE | 302-ET-135 | ++ | Heat Detector, 135°F (57°C) | 1 | [6 empty] | FALSE | TRUE |  |  |  |  | #FFFF0000 | FA-NFPA 170 HEAT DETECTOR | 1 | FALSE | FALSE | FALSE | 1403 |  |  | 7270-0021:0001 | [10 empty] | FALSE | [5 empty] | THOR\acont | 2024-06-04 14:08 | THOR\acont | 2024-09-08 17:27 | Cloned from Thermotech 302-ET-135 | [Edwards, Potter, Thermotech] [IDC] 01 284B-PL (C), 302-135 (C), 302-194 (C), 302-AW-194, 302-EPM-135 (C), 302-EPM-194 (C), 302-ET-135 (C), 302-ET-194 (C)
acb443b2-6ecc-4813-a176-eead99394183 | NFPA 170 HORN STROBE |  |  | North | Eaton Wheelock |  | Horn/Strobe |  |  |  | Module | TRUE | MTWP-2475W-FR |  | NOTIFICATION, MULTI-TONE HORNSTROBE, RED, WALL, WP | 1 | 0 | 0.168 |  |  |  |  | FALSE | FALSE |  |  |  |  | #FF0070C0 | FA-NFPA 170 HORN STROBE | 1 | FALSE | FALSE | FALSE | 2012 | [13 empty] | FALSE |  |  | WP |  |  | DESKTOP-7SAL8M7\acont | 2020-11-17 09:33 | THOR\acont | 2024-09-08 17:27 | Cloned from Eaton Wheelock ASWP-2475W-FR | [Eaton Wheelock, Hochiki] [NAC] [24VDC, Code 3 Horn, STD] MT-12/24-R, MT-12/24-W, MTWP-2475C-FR (C), MTWP-2475C-FW (C), MTWP-2475W-FR, MTWP-2475W-FW, MTWP-24MCCH-FR (C), MTWP-24MCCH-FW (C) [Eaton Wheelock, Hochiki] [NAC] [24VDC, Code 3 Horn, HI] MT-12/24-R, MT-12/24-W, MTWP-2475C-FR (C), MTWP-2475C-FW (C), MTWP-2475W-FR, MTWP-2475W-FW, MTWP-24MCCH-FR (C), MTWP-24MCCH-FW (C)
659ec407-4b20-4e2d-8f41-eeb6c31f9e52 | NFPA 170 VOICE EVACUATION CONTROL UNIT |  |  | North | Evax |  | Voice Evac Control Unit |  |  |  | Assembly | TRUE | HMX-MP32 | + | Master Panel, 32 Switch Control | 1 | [6 empty] | FALSE | [5 empty] | #FFFF0000 | FA-NFPA 170 VOICE EVACUATION CONTROL UNIT | 1 | FALSE | FALSE | FALSE | 211 | [8 empty] | 7,12,18 |  |  |  |  | TRUE | [5 empty] | DESKTOP-7SAL8M7\acont | 2020-07-16 11:07 | THOR\acont | 2024-09-08 17:27 | Cloned from Hochiki FNVMP32
58742d96-e885-4c4c-a490-eecb0097beaf | NFPA 170 DUCT SMOKE DETECTOR |  |  | North | Potter |  | Duct Smoke Detector |  |  |  | Module | TRUE | PAD300-DUCT w/PAD300-DD | ++ | Analog Addressable Duct Detector | 1 | 0.0003 | 0.0003 |  |  |  |  | FALSE | TRUE |  |  |  |  | #FFFF0000 | FA-NFPA 170 DUCT SMOKE DETECTOR | 1 | FALSE | FALSE | FALSE | 1400 | [13 empty] | FALSE | [5 empty] | DESKTOP-7EIEB7A\acont | 2023-01-20 07:18 | THOR\acont | 2024-09-08 17:27 | Cloned from Potter PAD100-DUCT | [Potter] [SLC PAD] [*] [#2 SHARED ADDR ¦ SENSORS] PAD100-CD w/PAD100-4DB, PAD100-CD w/PAD100-6DB, PAD100-CD w/PAD100-IB, PAD100-CD w/PAD100-LFSB, PAD100-CD w/PAD100-RB, PAD100-CD w/PAD100-SB, PAD100-CD w/PAD100-SPKB, PAD100-DUCT (C), PAD100-DUCTR (C), PA
bc54b017-cb6f-41dd-8fda-eeccee435de2 | NFPA 170 HORN STROBE |  |  | North | Eaton Wheelock |  | Horn/Strobe |  |  |  | Module | TRUE | LHSR3-A |  | SLHSWR-A HRN/ST,WALL,RED,AGENT | 1 | [12 empty] | #FF0070C0 | FA-NFPA 170 HORN STROBE | 1 | FALSE | FALSE | FALSE | 2012 | [19 empty] | DESKTOP-7SAL8M7\acont | 2020-10-28 08:07 | THOR\acont | 2024-09-08 17:27 | Cloned from Siemens SLHSWR-A | [Eaton Wheelock] [NAC] [UL MAX, HIGH DB] LHSR3, LHSR3-A, LHSR3-N, LHSW3, LHSW3-A, LHSW3-AL, LHSW3-N
5525ccaa-98db-4d6f-b608-eecd8ca7f8d1 | NFPA 170 REMOTE ANNUNCIATOR | RISER ANNUNCIATOR |  | North | Edwards |  | Remote Annunciator |  |  |  | Assembly | TRUE | RLED24 |  | LED Ann, Y/R LEDs for 24 zones, white | 1 | [6 empty] | FALSE | [5 empty] | #FFFF0000 | FA-NFPA 170 REMOTE ANNUNCIATOR | 1 | FALSE | FALSE | FALSE | 255 | [8 empty] | 7,12,18 |  |  |  |  | TRUE | [7 empty] | THOR\acont | 2024-09-08 17:27
66cce369-0298-406f-8eb9-eed1a21a64d1 |  |  |  | North | Simplex |  | Cards & Components |  |  |  | Card | TRUE | 4009-9401 Main Board | ++ | Main Board | 1 | 0.088 | 0.195 |  |  |  |  | TRUE | [5 empty] | #FFFFFFFF |  |  | FALSE | FALSE | FALSE | [14 empty] | FALSE | [5 empty] | THOR\acont | 2024-01-24 07:52 | THOR\acont | 2024-10-09 10:48 | Cloned from Simplex 4009-9201 Main Board | [Autocall, Simplex] [IDNet] [MODULES ++] 2080-9056, 2080-9057, 2080-9067, 2080-9068, 2080-9069, 2080-9070, 4009-9201 Main Board, 4009-9401 Main Board, 4010-9901, 4090-5261, 4090-9001, 4090-9002, 4090-9005, 4090-9006, 4090-9008, 4090-9116, 4098-9019 (Cont [Autocall, Simplex] [RUI] 4009-9401 Main Board, 4100-9404, 4100-9405, 4100-9616, 4100-9617, 4606-9202, A009-9401 Main Board, A009-970x MAIN BOARD, A009-970xx MAIN BOARD, A100-9404, A100-9405, A100-9616, A100-9617, A4606-9202 | [Autocall, Simplex] 4009-9401 Main Board, A009-9401 Main Board
5c8d9e6e-126d-41a2-b17a-eed6fa2ae0ca | NFPA 170 STROBE CEILING |  |  | North | Autocall |  | Strobe |  |  |  | Module | TRUE | A4906-9117 | + | Multi-candela strobe, Ceiling Mount, Blank, White | 1 | 0 | 0 |  |  |  |  | TRUE | TRUE |  |  |  |  | #FF0070C0 | FA-NFPA 170 STROBE CEILING | 1 | FALSE | FALSE | FALSE | 2022 | [16 empty] | C |  |  | DESKTOP-7EIEB7A\acont | 2022-03-07 06:47 | THOR\acont | 2024-09-08 17:27 | Cloned from Autocall A4906-9104 CLONED CLONED CLONED | [Autocall, Simplex] [NAC] [MAX] 4906-9102 (C), 4906-9104 (C), 4906-9110 (C), 4906-9112 (C), 4906-9114 (C), 4906-9115 (C), 4906-9116 (C), 4906-9117 (C), A4906-9102 (C), A4906-9104 (C), A4906-9110 (C), A4906-9112 (C), A4906-9114 (C), A4906-9115 (C), A4906-
dc7ca0cc-126b-4922-8181-eed7896adccd | NFPA 170 ASPIRATING SMOKE DETECTOR |  |  | North | Simplex |  | Air Sampling Detection |  |  |  | Module | TRUE | 4098-VES-A00-P | ++ | VESDA-E VES with LEDs | 5 | [6 empty] | FALSE |  |  |  | 13.8 in. x 8.9 in. x 5.3 in. (350 mm x 225 mm x 135 mm) |  | #FFFF0000 | FA-NFPA 170 ASPIRATING SMOKE DETECTOR | 1 | FALSE | FALSE | FALSE | [14 empty] | FALSE | [5 empty] | THOR\acont | 2024-02-20 16:55 | THOR\acont | 2024-09-08 17:27 | Cloned from Autocall A4098-VES-A00-P | [Autocall, Simplex, Xtralis] [IDC] [#1] 4098-VEP-A00-1P, 4098-VEP-A00-P, 4098-VEP-A10-P, 4098-VES-A00-P, 4098-VES-A10-P, A4098-VEP-A00-1P, A4098-VEP-A00-P, A4098-VEP-A10-P, A4098-VES-A00-P, A4098-VES-A10-P, VEP-A00-1P, VEP-A00-1P-NTF, VEP-A00-P, VEP-A10- [Autocall, Simplex, Xtralis] [IDC] [#4] 4098-VEP-A00-1P, 4098-VEP-A00-P, 4098-VEP-A10-P, 4098-VES-A00-P, 4098-VES-A10-P, A4098-VEP-A00-1P, A4098-VEP-A00-P, A4098-VEP-A10-P, A4098-VES-A00-P, A4098-VES-A10-P, VEP-A00-1P, VEP-A00-1P-NTF, VEP-A00-P, VEP-A10- [Autocall, Simplex, Xtralis] [IDC] [#2] 4098-VEP-A00-1P, 4098-VEP-A00-P, 4098-VEP-A10-P, 4098-VES-A00-P, 4098-VES-A10-P, A4098-VEP-A00-1P, A4098-VEP-A00-P, A4098-VEP-A10-P, A4098-VES-A00-P, A4098-VES-A10-P, VEP-A00-1P, VEP-A00-1P-NTF, VEP-A00-P, VEP-A10- [Autocall, Simplex] [IDNet] [MODULES ++] 2080-9056, 2080-9057, 2080-9067, 2080-9068, 2080-9069, 2080-9070, 4009-9201 Main Board, 4009-9401 Main Board, 4010-9901, 4090-5261, 4090-9001, 4090-9002, 4090-9005, 4090-9006, 4090-9008, 4090-9116, 4098-9019 (Cont [Autocall, Simplex, Xtralis] [IDC] [#5] 4098-VEP-A00-1P, 4098-VEP-A00-P, 4098-VEP-A10-P, 4098-VES-A00-P, 4098-VES-A10-P, A4098-VEP-A00-1P, A4098-VEP-A00-P, A4098-VEP-A10-P, A4098-VES-A00-P, A4098-VES-A10-P, VEP-A00-1P, VEP-A00-1P-NTF, VEP-A00-P, VEP-A10- [Autocall, Simplex] [RS-485] 4098-VEP-A00-1P, 4098-VEP-A00-P, 4098-VEP-A10-P, 4098-VES-A00-P, 4098-VES-A10-P, A4098-VEP-A00-1P, A4098-VEP-A00-P, A4098-VEP-A10-P, A4098-VES-A00-P, A4098-VES-A10-P [Autocall, Simplex, Xtralis] [IDC] [#3] 4098-VEP-A00-1P, 4098-VEP-A00-P, 4098-VEP-A10-P, 4098-VES-A00-P, 4098-VES-A10-P, A4098-VEP-A00-1P, A4098-VEP-A00-P, A4098-VEP-A10-P, A4098-VES-A00-P, A4098-VES-A10-P, VEP-A00-1P, VEP-A00-1P-NTF, VEP-A00-P, VEP-A10- [Autocall, Simplex, Xtralis] [AUX POWER] [ASPIRATOR SETTING 1, ASPIRATOR SETTING 10, ASPIRATOR SETTING 5] 4098-VES-A00-P, A4098-VES-A00-P, VES-A00-P
6719f6e4-d337-4ba0-85d6-eedce8631519 |  |  |  | North | Potter |  | Cards & Components |  |  |  | Card | TRUE | PVC-DCC | + |  | 1 | 0.083 | 0.083 |  |  |  |  | TRUE | [5 empty] | #FFFFFFFF |  |  | FALSE | FALSE | FALSE | [20 empty] | DESKTOP-7SAL8M7\acont | 2020-11-03 16:06 | THOR\acont | 2024-10-09 10:48 | Cloned from Hochiki FNV-DCC | [Potter] [NetComm] PVC-DCC | [Potter] PVC-DCC
a22ddd0b-a23d-4273-b6a8-eedefbd99728 | CADGEN MOTION DETECTOR CEILING |  |  | North | Honeywell |  | Motion Detector |  |  |  | Module | TRUE | DT8050 | ++ | DUAL TEC Motion Detector, 50 foot | 1 | 0.015 | 0.017 | [5 empty] | TRUE |  |  |  |  | #FFFF0000 | FA-CADGEN MOTION DETECTOR CEILING | 1 | FALSE | FALSE | FALSE | [20 empty] | DESKTOP-7EIEB7A\acont | 2023-01-30 10:37 | THOR\acont | 2024-09-08 17:27 | Cloned from Honeywell DT8035 | [Honeywell] [ACCESS CONTROL INPUT] [INPUT] DT8035 (C), DT8050 (C), FG-1525FD, FG-1625F, IS3035 (C), IS3050 (C) [Honeywell] [IDC] 02 [INPUT] DT8035 (C), DT8050 (C), FG-1525FD, FG-1625F, IS3035 (C), IS3050 (C) [Honeywell] [AUX POWER] [*] [12VDC ++] DT8035 (C), DT8050 (C), IS3035 (C), IS3050 (C)
d792a1d6-bf1b-49f0-a44b-eedf5ea75a62 |  |  |  | North | Edwards |  | Cards & Components |  |  |  | Card | TRUE | 4-FWAL2 | n | Firewall Module | 1 | 0.092 | 0.092 |  |  |  |  | TRUE | [5 empty] | #FFFFFFFF |  |  | FALSE | FALSE | FALSE | [20 empty] | DESKTOP-7SAL8M7\acont | 2019-12-13 12:52 | THOR\acont | 2024-10-09 10:48
034fae2e-f7c3-450e-b20e-eee5e657a825 | NFPA 170 VOICE EVACUATION CONTROL UNIT |  |  | North | Potter |  | Voice Evac Control Unit |  |  |  | Assembly | TRUE | PVC-MP64/P | + | Master Panel, 64 Switch Control, Master Fire Phone | 1 | [6 empty] | FALSE | [5 empty] | #FFFF0000 | FA-NFPA 170 VOICE EVACUATION CONTROL UNIT | 1 | FALSE | FALSE | FALSE | 211 | [8 empty] | 7,12,18 |  |  |  |  | TRUE | [5 empty] | DESKTOP-7SAL8M7\acont | 2020-11-03 16:06 | THOR\acont | 2024-09-08 17:27 | Cloned from Hochiki FNVMP64/P
7731140b-8965-4a51-a827-eee79070936a | NFPA 170 MANUAL PULL |  |  | North | MIRCOM |  | Manual Station |  |  |  | Module | TRUE | MPS-810MP | ++ | Estación Manual de doble acción, direccionable, protocolo MP de una etapa, con listado ULC | 1 | 0.002 | 0.0033 |  |  | 30 | 15 | FALSE |  |  |  | 5 ½” H x 4 1/8” W x 1 3/8” D |  | #FFFF0000 | FA-NFPA 170 MANUAL PULL | 1 | FALSE | FALSE | FALSE | 957 | [13 empty] | FALSE | [5 empty] | THOR\acont | 2024-08-12 14:32 | THOR\acont | 2024-09-08 17:27 | Cloned from MIRCOM MPS-810MP | [MIRCOM] [SLC MODULES SENSORS] [*] [#1 SHARED ADDR ¦ MODULES] CR-6, CZ-6, IM-10, MIX-100P, MIX-100R, MIX-100S, MIX-100X, MIX-101P, MIX-4040, MIX-4040M, MIX-4041, MIX-4045, MIX-4045-M, MIX-4046, MIX-M500DM, MIX-M500DMAP, MIX-M500FP, MIX-M500M, MIX-M500MAP
ebbff200-301e-4d15-a5cf-eef363f3fcc3 | NFPA 170 AMPLIFIER RACK | RISER AMP |  | North | Notifier |  | Amplifier |  |  |  | Assembly | TRUE | DAA2-5025 Assembly | + | Amplifier Assembly with 1x DAA2-5025 | 1 | [6 empty] | FALSE |  | SURFACE |  | PROVIDED ("WX"HX"D) | N/A | #FFFF0000 | FA-NFPA 170 AMPLIFIER RACK | 1 | FALSE | FALSE | FALSE | 300 |  |  | 7165-0028:0224 | [5 empty] | 7,12,18,26,55,100 |  |  |  | 50 | TRUE | [7 empty] | THOR\acont | 2024-09-08 17:27
9dc47504-d1db-4c8c-8d7c-eef9e7cbd300 | NFPA 170 STROBE WALL |  |  | North | Eaton Wheelock |  | Strobe |  |  |  | Module | TRUE | XB15 | + | Explosionproof Strobe | 1 | 0 | 0 |  |  |  |  | FALSE | [5 empty] | #FF0070C0 | FA-NFPA 170 STROBE WALL | 1 | FALSE | FALSE | FALSE | 2023 | [13 empty] | FALSE |  |  | XP |  |  | DESKTOP-7EIEB7A\acont | 2022-06-24 12:00 | THOR\acont | 2024-09-08 17:27 | Cloned from Eaton Wheelock XB16 | [Eaton Wheelock] [NAC] [24 VDC, 10J, 24 VDC, 15J, 24 VDC, 5J] XB15
ba141559-8200-4d0b-ac9c-ef07b84cc8f1 |  |  |  | North | Keltron |  | Cards & Components |  |  |  | Card | TRUE | RF774F Main Board | ++ | Main Board | 1 | 0.21 | 1.2 |  |  |  |  | TRUE | [5 empty] | #FFFFFFFF |  |  | FALSE | FALSE | FALSE | [14 empty] | FALSE | [5 empty] | XPS-17-9710\August | 2024-11-25 16:29 |  |  | Cloned from AES 7788F Main Board | [AES, Keltron] [IDC] 03 [IDC3] 7706-ULF MAIN CARD, 7707P-44-M, 7707P-44-ULP-M, 7707P-88-M, 7707P-88-ULP-M, 7788F Main Board, RF774F Main Board [AES, Keltron] [IDC] 05 [IDC7] 7706-ULF MAIN CARD, 7707P-44-M, 7707P-44-ULP-M, 7707P-88-M, 7707P-88-ULP-M, 7788F Main Board, RF774F Main Board [AES, Keltron] [IDC] 01 [IDC1] 7706-ULF MAIN CARD, 7707P-44-M, 7707P-44-ULP-M, 7707P-88-M, 7707P-88-ULP-M, 7788F Main Board, 7794, RF774F Main Board [AES, Keltron] [IDC] 08 [IDC4] 7706-ULF MAIN CARD, 7707P-44-M, 7707P-44-ULP-M, 7707P-88-M, 7707P-88-ULP-M, 7788F Main Board, RF774F Main Board [AES, Keltron] [IDC] 07 [IDC8] 7706-ULF MAIN CARD, 7707P-44-M, 7707P-44-ULP-M, 7707P-88-M, 7707P-88-ULP-M, 7788F Main Board, RF774F Main Board [AES, Keltron] [IDC] 02 [IDC6] 7706-ULF MAIN CARD, 7707P-44-M, 7707P-44-ULP-M, 7707P-88-M, 7707P-88-ULP-M, 7788F Main Board, RF774F Main Board [AES, Keltron] [IDC] 06 [IDC2] 7706-ULF MAIN CARD, 7707P-44-M, 7707P-44-ULP-M, 7707P-88-M, 7707P-88-ULP-M, 7788F Main Board, RF774F Main Board [AES, Keltron] [IDC] 04 [IDC5] 7706-ULF MAIN CARD, 7707P-44-M, 7707P-44-ULP-M, 7707P-88-M, 7707P-88-ULP-M, 7788F Main Board, RF774F Main Board | [AES, Keltron] 7706-ULF MAIN CARD, 7788F Main Board, 7794, RF774F Main Board [AES, Keltron] 7707P-44-M, 7707P-44-ULP-M, 7707P-88-M, 7707P-88-ULP-M, 7788F Main Board, RF774F Main Board
79c6aa74-6660-4e7e-8207-ef08c061841b | NFPA 170 HORN CEILING |  |  | North | Apollo |  | Horn |  |  |  | Module | FALSE | 55000-002 | ++ | Sounder - White - Apollo, Slow whoop and DIN tones | 1 | 0.000333 | 0.005 |  |  |  |  | FALSE | TRUE |  |  |  |  | #FF0070C0 | FA-NFPA 170 HORN CEILING | 1 | FALSE | FALSE | FALSE | 1408 | [13 empty] | FALSE | [5 empty] | DESKTOP-7EIEB7A\acont | 2023-02-13 08:54 | THOR\acont | 2024-09-08 17:27 | Cloned from Apollo 55000-001 | [Apollo] [SLC APOLLO MODULES/SENSORS] [*] [#1] 45681-800 (C), 45681-805 (C), 55000-001 (C), 55000-002 (C), 55000-005 (C), 55000-006 (C), 55000-009 (C), 55000-010 (C), 55000-450 w/45681-210UL (C), 55000-450 w/45681-225APO (C), 55000-450 w/45681-250USA (C) [Advanced, Apollo] [SLC APOLLO MODULES SENSORS] [*] [#1 SHARED ADDR ¦ MODULES] 45681-800 (C), 45681-805 (C), 55000-001 (C), 55000-002 (C), 55000-005 (C), 55000-006 (C), 55000-009 (C), 55000-010 (C), 55000-765 (C), 55000-790ADV, 55000-805ADV, 55000-806ADV
28c151f2-ae9d-49af-b6b6-ef0a26bff109 | NFPA 170 STROBE WALL |  |  | North | Potter |  | Strobe |  |  |  | Module | TRUE | S-24PWR-WP |  | Outdoor Strobe, Fixed 75 Candela, Standard Enclosure, Red-Plain | 1 | 0 | 0.17 |  |  |  |  | FALSE | [5 empty] | #FF0070C0 | FA-NFPA 170 STROBE WALL | 1 | FALSE | FALSE | FALSE | 2023 | [13 empty] | FALSE | [7 empty] | THOR\acont | 2024-09-08 17:27 |  | [Potter] [NAC] [UL MAX] S-24PWR-WP, S-24PWW-WP, SLP-24PWR-WP, SLP-24PWW-WP, SLP-24WR-WP, SLP-24WW-WP [Potter] [NAC] [24 VDC] S-24PWR-WP, S-24PWW-WP, S-24WR-WP, S-24WW-WP, SLP-24PWR-WP, SLP-24PWW-WP, SLP-24WR-WP, SLP-24WW-WP
84db9366-35bd-46f4-81f3-ef0a46e75f00 | NFPA 170 ADDRESSABLE INPUT MONITOR MODULE |  |  | North | Bosch |  | Addressable Module |  |  |  | Module | TRUE | D129 | ++ | Initiating circuit module, dual class A | 1 | 0.023 | 0.025 |  |  | 12 |  | FALSE | [5 empty] | #FFFF0000 | FA-NFPA 170 ADDRESSABLE INPUT MONITOR MODULE | 1 | FALSE | FALSE | FALSE | [20 empty] | DESKTOP-7EIEB7A\acont | 2021-08-13 06:25 | THOR\acont | 2024-09-08 17:27 |  |  | [Bosch] D129
88a9c44e-5b4a-4ec9-80ed-ef0b04c67b4c |  |  |  | North | Potter |  | Cards & Components |  |  |  | Card | TRUE | PSN-64 MAIN BOARD | + | PSN-64 MAIN BOARD | 1 | 0.075 | 0.075 |  |  |  |  | TRUE | [5 empty] | #FFFFFFFF |  |  | FALSE | FALSE | FALSE | [14 empty] | FALSE | [7 empty] | THOR\acont | 2024-10-09 10:48 |  | [Advanced, Potter] [NAC Trigger] [#1 NAC Trigger] AX-PSN104 Main Board, AX-PSN106 Main Board, AX-PSN108 Main Board, AX-PSN-64 Main Board, PSN-106 MAIN BOARD, PSN-106B MAIN BOARD, PSN-64 MAIN BOARD [Potter] [IDC] [#1 ALARM] AFC-100 Main Board, AFC-1000 Main Board, AFC-50 Main Board, ARC-100 Main Board, IPA-100 MAIN BOARD, IPA-4000 MAIN BOARD, IPA-4000V MAIN BOARD, IPA-60 MAIN BOARD, P200 MAIN BOARD, PFC-4064 MAIN BOARD, PFC-4410G3 MAIN BOARD, PFC-4 [Advanced, Potter] [VAC ] [120VAC] AFC-100 Main Board, AFC-1000 Main Board, AFC-50 Main Board, ARC-100 Main Board, AX-PSN104 Main Board, AX-PSN106 Main Board, AX-PSN108 Main Board, AX-PSN-64 Main Board, DCA-10025 (25V) Main Board, DCA-10025 (70V) Main Bo [Potter] [IDC] [#3 SUPERVISORY] AFC-100 Main Board, AFC-1000 Main Board, AFC-50 Main Board, ARC-100 Main Board, IPA-100 MAIN BOARD, IPA-4000 MAIN BOARD, IPA-4000V MAIN BOARD, IPA-60 MAIN BOARD, P200 MAIN BOARD, PFC-4064 MAIN BOARD, PFC-4410G3 MAIN BOARD, [Potter] [IDC] [#2 TROUBLE] AFC-100 Main Board, AFC-1000 Main Board, AFC-50 Main Board, ARC-100 Main Board, IPA-100 MAIN BOARD, IPA-4000 MAIN BOARD, IPA-4000V MAIN BOARD, IPA-60 MAIN BOARD, P200 MAIN BOARD, PFC-4064 MAIN BOARD, PFC-4410G3 MAIN BOARD, PFC [Advanced, Potter] [NAC Trigger] [#2 NAC Trigger] AX-PSN104 Main Board, AX-PSN106 Main Board, AX-PSN108 Main Board, AX-PSN-64 Main Board, PSN-106 MAIN BOARD, PSN-106B MAIN BOARD, PSN-64 MAIN BOARD | [Potter] PSN-64 MAIN BOARD
924b8744-43d4-4bcc-9894-ef0cb43de503 | NFPA 170 AREA OF REFUGE REMOTE |  |  | North | Cornell |  | Area of Refuge Component |  |  |  | Module | TRUE | 4201B/VM |  | Call Station | 1 | [6 empty] | TRUE | [5 empty] | #FF00B050 | FA-NFPA 170 AREA OF REFUGE REMOTE | 1 | FALSE | FALSE | FALSE | 4002 | [19 empty] | DESKTOP-7SAL8M7\acont | 2020-08-27 08:09 | THOR\acont | 2024-09-08 17:27 | Cloned from Cornell A-4208 | [Cornell] [AOR Call Circuit] 4201B/V, 4201B/VM, 4202
c3c38bae-0ca6-4f15-8d44-ef0ff1011fbd | NFPA 170 SPEAKER STROBE CEILING |  |  | North | Siemens |  | Speaker/Strobe |  |  |  | Module | TRUE | SE-MC-CR | 500-636031++ | SE Speaker / Speaker-Strobe: Multi-Candela Ceiling, Red | 1 | [7 empty] | TRUE |  |  |  |  | #FF0070C0 | FA-NFPA 170 SPEAKER STROBE CEILING | 1 | FALSE | FALSE | FALSE | [20 empty] | DESKTOP-7SAL8M7\acont | 2019-08-13 09:04 | THOR\acont | 2024-09-08 17:27 |  | [Siemens] [AUDIO 70.7v] [70V AUDIO] SEC-R (C), SEC-W (C), SE-MC-CR (C), SE-MC-CW (C), SE-MC-R, SE-MC-W, SE-R, SE-W [Siemens] [AUDIO 25v] [25V AUDIO] SEC-R (C), SEC-W (C), SE-MC-CR (C), SE-MC-CW (C), SE-MC-R, SE-MC-W, SE-R, SE-W
caf36388-0d44-4597-9352-ef191c8d4f06 | NFPA 170 FIRE PHONE |  |  | North | Potter |  | Fire Phone |  |  |  | Module | TRUE | PVC-FH | + | Portable Phone Handset | 1 | [6 empty] | FALSE | [5 empty] | #FFFF0000 | FA-NFPA 170 FIRE PHONE | 1 | FALSE | FALSE | FALSE | 208 | [13 empty] | FALSE | [7 empty] | THOR\acont | 2024-09-08 17:27
bc54dfd4-53d5-43d4-ba54-ef1d869333c4 | NFPA 170 AMPLIFIER RACK | RISER AMP |  | North | Potter |  | Cards & Components |  |  |  | Card | TRUE | SCA-2570 (25V) Main Board | + | Main Board | 1 | 0.058 | 0.608 |  |  |  |  | TRUE | [5 empty] | #FFFF0000 | FA-NFPA 170 AMPLIFIER RACK | 1 | FALSE | FALSE | FALSE | 300 | [13 empty] | FALSE | [5 empty] | DESKTOP-7EIEB7A\acont | 2021-12-21 08:40 | THOR\acont | 2024-09-08 17:27 | Cloned from Potter SCA-2570 (25V) | [Potter] [P-LINK] [*] [P-LINK] DCA-10025 (25V) Main Board, DCA-10025 (70V) Main Board, DCA-5025 (25V) Main Board, FFT-1000 Main Board, LOC-1000 Main Board, SCA-10070 (25V) Main Board, SCA-10070 (70V) Main Board, SCA-2525 (25V) Main Board, SCA-2570 (25V) [Advanced, Potter] [VAC ] [120VAC] AFC-100 Main Board, AFC-1000 Main Board, AFC-50 Main Board, ARC-100 Main Board, AX-PSN104 Main Board, AX-PSN106 Main Board, AX-PSN108 Main Board, AX-PSN-64 Main Board, DCA-10025 (25V) Main Board, DCA-10025 (70V) Main Bo [Potter] [V-LINK] [#2 V-LINK] DCA-10025 (25V) Main Board, DCA-10025 (70V) Main Board, DCA-5025 (25V) Main Board, LOC-1000 Main Board, SCA-10070 (25V) Main Board, SCA-10070 (70V) Main Board, SCA-2525 (25V) Main Board, SCA-2570 (25V) Main Board, SCA-2570 ( | [Potter] DCA-10025 (25V) Main Board, DCA-5025 (25V) Main Board, SCA-10070 (25V) Main Board, SCA-2525 (25V) Main Board, SCA-2570 (25V) Main Board, SCA-5025 (25V) Main Board, SCA-5070 (25V) Main Board
f1e6b0ca-71fb-4c4a-94a0-ef1de2f65c8e |  |  |  | North | Siemens | [5 empty] | Module | TRUE | VPM-MP | S54430-F95-A2 | VPM MOUNTING PLATE FOR XLS | 1 | [12 empty] | #FFFFFFFF |  |  | FALSE | FALSE | FALSE | [20 empty] | DESKTOP-7SAL8M7\acont | 2019-08-13 09:04 | THOR\acont | 2024-10-09 10:48
df9f8f52-7e1f-4eea-a726-ef1df6262387 | NFPA 170 CELL COMM | RISER CELL COMM |  | North | NAPCO |  | Cellular Communicator |  |  |  | Assembly | TRUE | SLE-MAX2-FIRE |  | Universal Fire Communicator, Dual SIM, Dual Path, Panel-Powered Technology, ABS Plastic Housing | 1 | [6 empty] | TRUE | [5 empty] | #FFFF0000 | FA-NFPA 170 CELL COMM | 1 | FALSE | FALSE | FALSE | [20 empty] | XPS-17-9710\August | 2024-04-27 05:48 | THOR\acont | 2024-09-08 17:27
cc931744-d200-4205-a2a5-ef20de677953 | CADGEN DATA_POE SWITCH |  |  | North | Generic |  | Data Telecom |  |  |  | Module | TRUE | DATA/POE SWITCH |  | ETHERNET DATA/POE SWITCH RACK MOUNT 16 PORT | 1 | [6 empty] | TRUE | [5 empty] | #FFFF0000 | FA-CADGEN DATA_POE SWITCH | 1 | FALSE | FALSE | FALSE | [20 empty] | XPS-17-9710\August | 2024-04-03 02:35 | THOR\acont | 2024-09-08 17:27 |  |  | [Generic] DATA/POE SWITCH
443a110c-1407-4e5d-86a5-ef257c0d6ec8 |  |  |  | North | Siemens | [5 empty] | Module | TRUE | RL-30 | 500-390671 | REMOTE LAMP, RND PLATE FOR OCTG | 1 | [12 empty] | #FFFFFFFF |  |  | FALSE | FALSE | FALSE | [20 empty] | DESKTOP-7SAL8M7\acont | 2019-08-13 09:04 | THOR\acont | 2024-10-09 10:48 |  | [Siemens] [LED, RTS] [INPUT TYPE] RL-30, RL-40, RL-HC (C), RL-HW
2ed1e1a2-1e95-47b9-a935-ef2731c18183 | NFPA 170 HEAT DETECTOR |  |  | North | Edwards |  | Heat Detector |  |  |  | Module | TRUE | SIGA2-HCOS w/SIGA-AB4G-LF BASE | ++ | Heat / Carbon Monoxide Detector | 1 | 4.5e-05 | 4.5e-05 |  |  |  |  | FALSE | [5 empty] | #FFFF0000 | FA-NFPA 170 HEAT DETECTOR | 1 | FALSE | FALSE | FALSE | 1403 | [13 empty] | FALSE |  |  | LF |  |  |  |  | THOR\acont | 2024-10-08 16:33 | 20191121 AC Detector with base | [Edwards, Kidde] [SLC EST SENSORS] [*] [#4 TYPE ADDR ¦ SENSORS] KI-DDOS (C), SIGA2-COS w/SIGA-AB4G BASE, SIGA2-COS w/SIGA-AB4G-LF BASE, SIGA2-COS w/SIGA-AB4GT BASE, SIGA2-COS w/SIGA-IB BASE, SIGA2-COS w/SIGA-RB BASE, SIGA2-COS w/SIGA-SB BASE, SIGA2-HCOS [Edwards, Kidde] [SLC EST MODULES SENSORS] [*] [#2 SHARED ADDR ¦ SENSORS] KI-DDOS (C), SIGA2-COS w/SIGA-AB4G BASE, SIGA2-COS w/SIGA-AB4G-LF BASE, SIGA2-COS w/SIGA-AB4GT BASE, SIGA2-COS w/SIGA-IB BASE, SIGA2-COS w/SIGA-RB BASE, SIGA2-COS w/SIGA-SB BASE, S [Edwards, Kidde] [AUX POWER] FX-HD w/SB4U-LF BASE, FX-PD w/SB4U-LF BASE (C), FX-PHD w/SB4U-LF BASE (C), SIGA2-COS w/SIGA-AB4G-LF BASE, SIGA2-HCOS w/SIGA-AB4G-LF BASE, SIGA2-HFS w/SIGA-AB4G-LF BASE, SIGA2-HRS w/SIGA-AB4G-LF BASE, SIGA2-PCOS w/SIGA-AB4G-LF [Edwards, Kidde] [SLC EST SENSORS] 01 [*] [EST3, iO1000] DS-HFS (C), DS-PS (C), FX-HD w/IB4U BASE, FX-HD w/RB4U BASE, FX-HD w/SB4U BASE, FX-HD w/SB4U-LF BASE, FX-HD wB4U BASE, FX-PD w/B4U BASE (C), FX-PD w/IB4U BASE (C), FX-PD w/SB4U BASE (C), FX-PD w/SB [Edwards, Kidde] [SLC EST MODULES/SENSORS] 01 [*] [iO64] DS-HFS (C), DS-PS (C), FX-HD w/IB4U BASE, FX-HD w/RB4U BASE, FX-HD w/SB4U BASE, FX-HD w/SB4U-LF BASE, FX-HD wB4U BASE, FX-PD w/B4U BASE (C), FX-PD w/IB4U BASE (C), FX-PD w/SB4U BASE (C), FX-PD w/SB
474f84df-166a-41f2-b37a-ef2dbc031566 |  |  |  | North | ADT Unimode |  | Cards & Components |  |  |  | Card | TRUE | 200UDLS Main Board | ++ | Intelligent Addressable FACP Main Board | 1 | 0.225 | 0.325 |  |  |  |  | TRUE | FALSE |  |  |  |  | #FFFFFFFF |  |  | FALSE | FALSE | FALSE | [14 empty] | FALSE | [7 empty] | THOR\acont | 2024-10-09 10:48 |  | [ADT Unimode, Firelite] [IDC] [#3 SUPERVISORY] 200UDLS Main Board, MS-4012 Main Board, MS-4024 Main Board, MS-5024 Main Board, MS-5210UD Main Board [ADT Unimode, AES, Firelite, NAPCO, Notifier] [VAC ] [VAC] 1640, 200UDLS Main Board, 411UDAC Main Board, ACC-25/50 Main Board, BE-500 CPU, CPU-N16LD, CPU-N16LND, ECC-125DA (25V) Main Board, ECC-50/100 Main Board (100W, 25V), ECC-50/100 Main Board (100W, [ADT Unimode] [AUX POWER] 200UDLS Main Board [ADT Unimode, Firelite] [IDC] [#1 ALARM] 200UDLS Main Board, MS-4012 Main Board, MS-4024 Main Board, MS-5024 Main Board, MS-5210UD Main Board [ADT Unimode, Firelite] [IDC] [#1 TROUBLE] 200UDLS Main Board, MS-4012 Main Board, MS-4024 Main Board, MS-5024 Main Board, MS-5210UD Main Board | [Gamewell FCI] SLP-E3 [Gamewell FCI, MIRCOM] 7100 Main Board, FX-2000MNS Main Card [ADT Unimode] 200UDLS Main Board [ADT Unimode] 200UDLS Main Board
c5cf0b62-96b8-4e65-8ce2-ef3448b379fc | NFPA 170 HEAT DETECTOR |  |  | North | Hochiki |  | Heat Detector |  |  |  | Module | TRUE | DSC-EA w/HSC-221L LATCHING LED BASE | DSC-EA w/HSC-221L LATCHING LED BASE | HEAT DETECTOR w/ LATCHING LED BASE | 1 | 0.00011 | 0.191 |  |  |  |  | TRUE | TRUE |  | *Refer to Install Sheet |  |  | #FFFF0000 | FA-NFPA 170 HEAT DETECTOR | 1 | FALSE | FALSE | FALSE | 1403 | [16 empty] | L |  |  | DESKTOP-0D6CQVA\lousc | 2019-10-12 07:53 | THOR\acont | 2024-09-08 17:27 | Cloned from Hochiki DCD-135 w/HSC-221L LATCHING LED BASE | [Hochiki] [IDC] 01 [IDC] DCD-135 w/HSC-220L LATCHING LED BASE (C), DCD-135 w/HSC-220R - 2 WIRE RELAY BASE (C), DCD-135 w/HSC-221L LATCHING LED BASE (C), DCD-135 w/HSC-221R - 2 WIRE RELAY BASE (C), DCD-135 w/HSC-224L LATCHING LED BASE (C), DCD-135 w
05527a58-5b89-4b41-9199-ef35afdb779a |  |  |  | North | Siemens |  | Hardware |  |  |  | Hardware | TRUE | FHA2032-U1 | S54400-B43-A1 | Battery bracket | 1 | [12 empty] | #FFFFFFFF |  |  | FALSE | FALSE | FALSE | [20 empty] | AULAPTOP-PC\Aulaptop | 2019-04-20 11:42 | THOR\acont | 2024-10-09 10:48
c376820b-3dd3-4ac4-a46b-ef3ca896f92b | NFPA 170 HEAT DETECTOR |  |  | North | MIRCOM |  | Heat Detector |  |  |  | Module | TRUE | MIX-5251HAP w/B200SR | + | White, Low-profile 190°F fixed thermal sensor, Sounder Base | 1 | 0.0003 | 0.0065 |  |  |  |  | FALSE | TRUE |  |  |  |  | #FFFF0000 | FA-NFPA 170 HEAT DETECTOR | 1 | FALSE | FALSE | FALSE | 1403 | [13 empty] | FALSE |  |  | 190° |  |  | DESKTOP-7SAL8M7\acont | 2019-04-12 13:26 | THOR\acont | 2024-09-08 17:27 | 20191121 AC Detector with base | [MIRCOM, Monaco Enterprises] [AUX POWER] 721-121-00 w/B200SR-WH (C), 721-124-00 w/B200SR-WH (C), 722-121-00 w/B200SR-WH (C), 722-406-00 w/B200SR-WH (C), 723-345-00 w/B200SR-WH (C), 723-353-00 w/B200SR-WH (C), 723-361-00 w/B200SR-WH (C), MIX-1251AP w/B200 [MIRCOM] [SLC MODULES SENSORS] [*] [#2 SHARED ADDR ¦ SENSORS] DNR w/MIX-2251BR (C), DNR w/MIX-2351RAP (C), MIX-1251AP w/B200SR-LF-WH (C), MIX-1251AP w/B200SR-WH (C), MIX-1251AP w/B210LP (C), MIX-1251AP w/B224RB-WH (C), MIX-1251AP w/B501 (C), MIX-1251B w/ [MIRCOM] [SLC SENSORS] [*] [#4 TYPE ADDR ¦ SENSORS] DNR w/MIX-2251BR (C), DNR w/MIX-2351RAP (C), MIX-1251AP w/B200SR-LF-WH (C), MIX-1251AP w/B200SR-WH (C), MIX-1251AP w/B210LP (C), MIX-1251AP w/B224RB-WH (C), MIX-1251AP w/B501 (C), MIX-1251B w/B200SR-LF-
c6ad846c-36bf-43b1-a95d-ef4062eb7752 | NFPA 170 HORN STROBE |  |  | North | Generic |  | Horn/Strobe |  |  |  | Module | TRUE | Existing NAC Load (.04A) |  |  | 1 |  | 0.04 |  |  |  |  | TRUE | [5 empty] | #FF0070C0 | FA-NFPA 170 HORN STROBE | 1 | FALSE | FALSE | FALSE | 2012 | [16 empty] | EXP |  |  | DESKTOP-7SAL8M7\acont | 2020-11-20 07:26 | THOR\acont | 2024-09-08 17:27 | Cloned from Existing NAC Load (.01A) | [Generic] [NAC] [*] Existing NAC Load (.01A), Existing NAC Load (.02A), Existing NAC Load (.03A), Existing NAC Load (.04A), Existing NAC Load (.05A), Existing NAC Load (.06A), Existing NAC Load (.07A), Existing NAC Load (.08A), Existing NAC Load (.09A),
4a591d7f-81eb-4d71-b204-ef4228cef5f9 | E12 |  |  | East | Ademco |  | Notification Appliance |  |  |  | Module | TRUE | Wave2F | ++ | Indoor Electronic Siren | 1 | [6 empty] | FALSE |  |  |  | 4.4”W x 4.4”H x .750”D |  | #FFFF0000 | FA-E12 | 1 | FALSE | FALSE | FALSE | 2010 | [13 empty] | FALSE | [5 empty] | XPS-17-9710\August | 2024-02-08 04:49 | THOR\acont | 2024-09-08 17:27 | Cloned from Ademco Wave2 | [Ademco] [NAC] [12VDC ] Wave2, Wave2F, Wave4
5d459600-c119-4896-9463-ef434b9063c9 |  |  |  | North | Siemens | [5 empty] | Module | TRUE | MC-5K | 545-520627 | SB-5K MTG KIT SB-5R | 1 | [12 empty] | #FFFFFFFF |  |  | FALSE | FALSE | FALSE | [20 empty] | DESKTOP-7SAL8M7\acont | 2019-08-13 09:04 | THOR\acont | 2024-10-09 10:48
f2a2bdae-fc40-4232-927e-ef4c820fb22f | NFPA 170 SMOKE DETECTOR |  |  | North | Notifier |  | Smoke Detector |  |  |  | Module | TRUE | FSD-751P w/B200S-LF | ++ | DETECTOR, SMOKE, ADDRESSABLE PHOTO w/SOUNDER BASE, LOW FREQUENCY | 1 | 0.0003 | 0.0003 |  |  |  |  | FALSE | TRUE |  |  |  |  | #FFFF0000 | FA-NFPA 170 SMOKE DETECTOR | 1 | FALSE | FALSE | FALSE | 1408 | [13 empty] | FALSE |  |  | LF¦SB |  |  |  |  | THOR\acont | 2024-09-08 17:27 | 20191121 AC Detector with base | [Honeywell, Notifier, System Sensor] [SLC MODULES SENSORS] [*] [#2 SHARED ADDR ¦ SENSORS] 2251B (C), 2251-COPTIR (C), 2251-COPTIR w/B200S-WH (C), 2251TB (C), 2251TMB (C), 5251B (C), 5251B-WP (C), 5251H (C), 5251RB (C), 5251RB-WP (C), 7251 (C), 7251DH (C) [Notifier] [AUX POWER] [16VDC, HIGH VOLUME] B200S-LF-WH, FCO-851 w/B200S-LF (C), FCO-951 w/B200S-LF-WH (C), FPC-951 w/B200S-LF-IV (C), FPC-951 w/B200S-LF-WH (C), FPTI-951 w/B200S-LF-IV (C), FPTI-951 w/B200S-LF-WH (C), FSCO-951 w/B200S-LF-IV (C), FSCO-951 [Honeywell, Notifier, System Sensor] [SLC SENSORS] [*] [#4 TYPE ADDR ¦ SENSORS] 2251B (C), 2251-COPTIR (C), 2251-COPTIR w/B200S-WH (C), 2251TB (C), 2251TMB (C), 5251B (C), 5251B-WP (C), 5251H (C), 5251RB (C), 5251RB-WP (C), 7251 (C), 7251DH (C), DH200LP [Notifier] [AUX POWER] [16VDC, LOW VOLUME] B200S-LF-WH, FCO-851 w/B200S-LF (C), FCO-951 w/B200S-LF-WH (C), FPC-951 w/B200S-LF-IV (C), FPC-951 w/B200S-LF-WH (C), FPTI-951 w/B200S-LF-IV (C), FPTI-951 w/B200S-LF-WH (C), FSCO-951 w/B200S-LF-IV (C), FSCO-951
9f01aced-9d78-489c-a46c-ef4ce49f6d63 | NFPA 170 FIRE ALARM COMMUNICATOR |  |  | North | Monaco Enterprises |  | Cards & Components |  |  |  | Card | TRUE | 227-630-xx | + | BT-X Communicator | 1 | 0.075 | 0.076 |  |  |  |  | FALSE | [5 empty] | #FFFF0000 | FA-NFPA 170 FIRE ALARM COMMUNICATOR | 1 | FALSE | FALSE | FALSE | 251 | [8 empty] | 7 |  |  |  |  | TRUE | [5 empty] | DESKTOP-7EIEB7A\acont | 2021-11-02 12:15 | THOR\acont | 2024-09-08 17:27 | Cloned from Monaco Enterprises 227-618-00 | [Monaco Enterprises] [RELAY] 176-206-xx, 176-208-00, 176-212-00, 176-214-00, 227-44x-xx, 227-600-xx, 227-600-xx w/BT-XM Upgrade, 227-618-00, 227-623-xx, 227-630-xx, 803-119-01 | [Monaco Enterprises] 176-206-00, 176-206-xx, 227-630-xx
3c93d1e1-01db-44fc-8ffd-ef4ff11f6348 |  |  |  | North | Autocall | [5 empty] | Module | TRUE | A100-1268 |  | Expansion Signal Module Constant Supervision Adapter for 25 VRMS or 70.7 VRMS | 1 | 0.038 | 0.07 |  |  |  |  | TRUE | [5 empty] | #FFFFFFFF |  |  | FALSE | FALSE | FALSE | [20 empty] | DESKTOP-0D6CQVA\lousc | 2019-07-07 14:17 | THOR\acont | 2024-10-09 10:48 | Cloned from AutoCall A100-1267
a4f5c856-3355-4aa3-ad82-ef5bc6f76d05 |  |  |  | North | Siemens | [5 empty] | Module | TRUE | EN-PAD | 310-099073 | BLACK ENCLOSURE FOR PAD-3 | 1 | [12 empty] | #FFFFFFFF |  |  | FALSE | FALSE | FALSE | [20 empty] | DESKTOP-7SAL8M7\acont | 2019-08-13 09:04 | THOR\acont | 2024-10-09 10:48
ceb622bd-a67e-4229-b177-ef5c6736c778 | NFPA 170 STROBE WALL |  |  | North | BluePoint |  | Strobe |  |  |  | Module | TRUE | BP04-101LP | + | Interior Wall Strobe (IWS) | 1 | 0 | 0.043 |  |  |  |  | FALSE | [5 empty] | #FF0070C0 | FA-NFPA 170 STROBE WALL | 1 | FALSE | FALSE | FALSE | 2023 | [13 empty] | FALSE | [5 empty] | THOR\acont | 2024-04-12 13:13 | THOR\acont | 2024-09-08 17:27 | Cloned from System Sensor SWL | [BluePoint, System Sensor] [NAC] [VFWR] BP04-101LP, BP04-111LP, BP04-A101LP, BP04-A111LP, SGRL, SGWL, SPSRL, SPSRL-P, SPSRL-SP, SPSWL, SPSWL-ALERT, SPSWL-CLR-ALERT, SPSWL-P, SRL, SRL w/ WAV-RL, SRL-P, SRL-SP, SWL, SWL w/ WAV-WL, SWL-ALERT, SWL-CLR-ALERT, [BluePoint, System Sensor] [NAC] [VDC] BP04-101LP, BP04-111LP, BP04-A101LP, BP04-A111LP, SGRL, SGWL, SPSRL, SPSRL-P, SPSRL-SP, SPSWL, SPSWL-ALERT, SPSWL-CLR-ALERT, SPSWL-P, SRL, SRL w/ WAV-RL, SRL-P, SRL-SP, SWL, SWL w/ WAV-WL, SWL-ALERT, SWL-CLR-ALERT,
9575ce77-e4b7-4de0-afb1-ef6404c69849 |  |  |  | North | Edwards |  | Hardware |  |  |  | Hardware | TRUE | 12V4A |  | 4.5 AH Battery | 1 | [6 empty] | FALSE | [5 empty] | #FFFFFFFF |  |  | FALSE | FALSE | FALSE | [14 empty] | FALSE | [7 empty] | THOR\acont | 2024-10-09 10:48
bb96759d-be65-4714-9533-ef670a6f60b2 | CADGEN AUX POWER SUPPLY |  |  | North | Bosch |  | Auxilliary Power Supply |  |  |  | Assembly | TRUE | IPP-AL400-ULKT3 | 100578886 | POWER SUPPLY AL400 ENCLOSURE PD4UL ASSEMBLED | 1 | [6 empty] | FALSE | FALSE |  |  |  |  | #FFFF0000 | FA-CADGEN AUX POWER SUPPLY | 1 | FALSE | FALSE | FALSE | [9 empty] | 18 |  |  | 3 |  | TRUE | [5 empty] | DESKTOP-7SAL8M7\acont | 2019-07-09 06:38 | THOR\acont | 2024-09-08 17:27 | Cloned from Firelite FCPS-24FS6
301b96fc-4990-4a72-8fcf-ef6ac9c22ba0 | NFPA 170 FIRE ALARM CONTROL UNIT | RISER FACP |  | North | Autocall |  | Fire Alarm Control Unit |  |  |  | Assembly | TRUE | A010-9622 | ++ | Basic control unit with 2x40 LCD Operator Interface, 6 A ESS/battery charger, (1) Two-loop Isolated IDNet 2 Communications Channel and (1) Fourloop Isolated IDNet 2+2 Communications Module, Class A or Class B, with support for up to 500 addressable IDNet points; and (2) 3 A, Class B, IDNAC SLCs with support for up to 254 addressable notification appliances, Platinum | 1 | [6 empty] | TRUE | [5 empty] | #FFFF0000 | FA-NFPA 170 FIRE ALARM CONTROL UNIT | 1 | FALSE | FALSE | FALSE | 202 | [8 empty] | 7,12,18,26,33,55,65,110 |  | 50 |  |  | TRUE | [5 empty] | DESKTOP-7EIEB7A\acont | 2022-08-17 10:50 | THOR\acont | 2024-09-08 17:27 | Cloned from Autocall A010-9601
1318a7bb-c08f-4f42-a797-ef6d057cf2ae | NFPA 170 SYNC MODULE |  |  | North | Monaco Enterprises |  | Sync Module |  |  |  | Module | TRUE | 790-012-00 | + | MDL,SUPV:END OF LINE,9/40VDC | 1 | 0.011 | 0.02 |  |  |  |  | TRUE | [5 empty] | #FFFF0000 | FA-NFPA 170 SYNC MODULE | 1 | FALSE | FALSE | FALSE | 5050 | [16 empty] | R |  |  | DESKTOP-7SAL8M7\acont | 2020-03-02 16:49 | THOR\acont | 2024-09-08 17:27 | Cloned from Firelite EOLR-1 | [ADT Unimode, Eaton Wheelock, Farenhyt, Firelite, Gamewell FCI, Monaco Enterprises, Notifier, Potter, Secutron, Silent Knight] [AUX POWER] [*] 790-012-00, ACM-16ATF, ACM-30, ACM-32AF, ACM-48A, ACM-8RF, ADT-LCD-80, AEM-16ATF, AEM-32AF, AFM-16AF, AFM-16ATF
f36b9a39-b61a-4429-9f69-ef6d52087bb7 | NFPA 170 VOICE EVACUATION CONTROL UNIT |  |  | North | MIRCOM |  | Voice Evac Control Unit |  |  |  | Assembly | TRUE | QX-MINI-W (25v) | + | Master Panel: Microphone, Main Display, Main Board , 1 x 30W Amplifier, Deadfront, White Door, Backbox, Back Plate, Transformer | 1 | [6 empty] | FALSE | [5 empty] | #FFFF0000 | FA-NFPA 170 VOICE EVACUATION CONTROL UNIT | 1 | FALSE | FALSE | FALSE | 211 | [8 empty] | 7,12,18 |  |  | 9.5 |  | TRUE | [7 empty] | THOR\acont | 2024-09-08 17:27
93ea2d62-3006-4777-86fe-ef6fe2f424d5 | NFPA 170 HORN |  |  | North | Siemens |  | Horn |  |  |  | Module | TRUE | LFS-F-R | S54329-A1-A1 | Low Frequency Sounder / "Fire" Text / Red | 1 | [12 empty] | #FF0070C0 | FA-NFPA 170 HORN | 1 | FALSE | FALSE | FALSE | [17 empty] | LF |  |  | DESKTOP-7SAL8M7\acont | 2019-08-13 09:04 | THOR\acont | 2024-09-08 17:27 |  | [Siemens] [NAC] [VDC CONTINUOUS] LFS-AL-R, LFS-AL-W, LFS-CO-R, LFS-CO-W, LFS-F-R, LFS-F-W, LFS-N-R, LFS-N-W [Siemens] [NAC] [VFWR CONTINUOUS] LFS-AL-R, LFS-AL-W, LFS-CO-R, LFS-CO-W, LFS-F-R, LFS-F-W, LFS-N-R, LFS-N-W
0b7552a5-d2f2-4ea2-90e0-ef74426dc16f |  |  |  | North | Edwards |  | Cards & Components |  |  |  | Card | TRUE | MN-HS64T5P |  | 6400 Watt Non-Omni directional HPSA Assembly (5 of 5 Active Panels) with lockable NEMA 4 amplifier, 110V/60 Hz. inverter/battery charger and electronics enclosure, lockable NEMA 4 battery enclosure (w/o batteries). Enclosures equipped with tamper switches. AC powered amplifier with DC backup. Edwards hard-wire interface included. Batteries and accessories are ordered separately. Tan colored speaker head. | 1 | [6 empty] | TRUE | [5 empty] | #FFFFFFFF |  |  | FALSE | FALSE | FALSE | [14 empty] | FALSE | [7 empty] | THOR\acont | 2024-10-09 10:48
aa888711-8191-4f2e-a185-ef7662a5c40a | NFPA 170 DUCT SMOKE DETECTOR |  |  | North | Gamewell FCI |  | Duct Smoke Detector |  |  |  | Module | TRUE | DNRW w/ASD-PL3R | + | Intelligent duct detector housing, non-relay, watertight w/ASD-PL3R | 1 | 0.0002 | 0.0045 |  |  |  |  | FALSE | TRUE | FLUSH |  | N/A | N/A | #FFFF0000 | FA-NFPA 170 DUCT SMOKE DETECTOR | 1 | FALSE | FALSE | FALSE | 1400 |  |  | 3242-1653:0209 | [10 empty] | FALSE | [5 empty] | DESKTOP-7SAL8M7\acont | 2019-04-25 07:03 | THOR\acont | 2024-09-08 17:27 | 20191121 AC Detector with base | [Gamewell FCI] [SLC SENSORS] [*] [#4 TYPE ADDR ¦ SENSORS] ADPF (C), ASD-PL2F w/B200S-LF-WH (C), ASD-PL2F w/B210LP (C), ASD-PL2FR (C), ASD-PL3 w/B200S-LF-WH (C), ASD-PL3 w/B200SR-LF-WH (C), ASD-PL3 w/B200SR-WH (C), ASD-PL3 w/B224BI-WH (C), ASD-PL3 w/B224R [Gamewell FCI] [SLC MODULES SENSORS] [*] [#2 SHARED ADDR ¦ SENSORS] ADPF (C), ASD-PL2F w/B200S-LF-WH (C), ASD-PL2F w/B210LP (C), ASD-PL2FR (C), ASD-PL3 w/B200S-LF-WH (C), ASD-PL3 w/B200SR-LF-WH (C), ASD-PL3 w/B200SR-WH (C), ASD-PL3 w/B224BI-WH (C), ASD-P | [Gamewell FCI] ASD-PL2FR, ASD-PL3R, ASD-PL3R-IV, DNR w/ASD-PL2FR, DNR w/ASD-PL3R, DNRW w/ASD-PL2FR, DNRW w/ASD-PL3, DNRW w/ASD-PL3R
acc781e5-6809-4e6a-8552-ef78544d22b9 | NFPA 170 MANUAL PULL |  |  | North | Silent Knight |  | Manual Station |  |  |  | Module | TRUE | PS-DA |  | CONVENTIONAL DUAL ACTION MANUAL PULL STATION | 1 | [6 empty] | FALSE | [5 empty] | #FFFF0000 | FA-NFPA 170 MANUAL PULL | 1 | FALSE | FALSE | FALSE | 957 | [13 empty] | FALSE | [5 empty] | DESKTOP-7EIEB7A\acont | 2022-01-07 09:19 | THOR\acont | 2024-09-08 17:27 | Cloned from Silent Knight PS-SA | [Edwards, Silent Knight] [IDC] 01 284B-PL (C), Hood Zone, PS-DA, PS-SA, PS-SATK [Silent Knight] [IDC] 04 Hood Zone, PS-DA, PS-SA, PS-SATK
6a7e0337-a4c8-40c9-8259-ef789de1ca4d | Circuit Breaker |  |  | North | Generic |  | Miscellaneous |  |  |  | Module | TRUE | 10 Amp Circuit Breaker |  | 10 Amp Circuit Breaker | 1 | [6 empty] | TRUE | [5 empty] | #FFFF0000 | FA-Circuit Breaker | 1 | FALSE | FALSE | FALSE | [20 empty] | OFFICE-ALIENWIN\AugWin7 | 2021-10-09 09:49 | THOR\acont | 2024-11-08 13:34 |  | [Generic, Gentex, Kidde, N/A] [SMOKE ALARM TANDEM] [TANDEM] 10 Amp Circuit Breaker, 120VAC SMOKE DETECTOR (C), 15 Amp Circuit Breaker, 20 Amp Circuit Breaker, 9120 (C), 9120F (C), 9120H (C), 9120HF (C), 9120T (C), 9120TF (C), 9123 (C), 9123F (C), 9123H ( | [Generic, N/A] 10 Amp Circuit Breaker, 15 Amp Circuit Breaker, 20 Amp Circuit Breaker, FURNISHED BY OTHERS, GENERIC FIRE ALARM DISCONNECT
fd7efc4a-a3a0-427e-a75d-ef795a8b6c9e |  |  |  | North | MIRCOM |  | Cards & Components |  |  |  | Card | TRUE | FX-400 Main Board | + | FX-400 Main Board | 1 | 0.225 | 0.43 |  |  |  |  | TRUE | [5 empty] | #FFFFFFFF |  |  | FALSE | FALSE | FALSE | [14 empty] | FALSE | [5 empty] | DESKTOP-7EIEB7A\acont | 2022-03-09 11:19 | THOR\acont | 2024-10-09 10:48 | Cloned from MIRCOM FX-3500 Main Board |  | [MIRCOM] FX-400 Main Board
4d7ce5db-614f-4cd1-86e7-ef7bc144f537 | NFPA 170 HEAT DETECTOR |  |  | North | Edwards |  | Heat Detector |  |  |  | Module | TRUE | 284B-PL |  | Heat Detector, 194 FT, /w plastic mtg plate | 1 | [6 empty] | FALSE | [5 empty] | #FFFF0000 | FA-NFPA 170 HEAT DETECTOR | 1 | FALSE | FALSE | FALSE | 1403 | [13 empty] | FALSE | [7 empty] | THOR\acont | 2024-09-08 17:27 | 20191121 AC Detector without base | [Edwards, Kidde, Monaco Enterprises] [IDC] 01 1534-1, 200-GAOF, 270A-DPO, 270A-SPO, 270-DOC, 270-DOC-B, 270-DOC-F, 270-DPO, 270-GAO, 270-GAOB, 270-GAO-DOC, 270-GAO-DOCF, 270P-DPO, 270P-SPO, 270-SPO, 270-SPOW, 270-SPOWB, 270-SPOWF, 271-KR1/SR/GS, 276A-REL
02df5b7d-7b86-4b6f-8155-ef7f7e21aa92 |  |  |  | North | Evax |  | Cards & Components |  |  |  | Card | TRUE | HMX-DCC | + |  | 1 | 0.077 | 0.083 |  |  |  |  | TRUE | [5 empty] | #FFFFFFFF |  |  | FALSE | FALSE | FALSE | [20 empty] | DESKTOP-7SAL8M7\acont | 2020-07-16 11:07 | THOR\acont | 2024-10-09 10:48 | Cloned from Hochiki FNV-DCC | [Evax] [NetComm] HMX-DCC | [Evax] HMX-DCC
e08ea433-f00f-4ca0-9ebf-ef83271483c1 | NFPA 170 GAS DETECTOR |  |  | North | Edwards |  | Gas Detection |  |  |  | Module | TRUE | SIGA-COD w/SIGA-RB BASE | ++ | Intelligent Carbon Monoxide Detector | 1 | 3.2e-05 | 3.2e-05 |  |  |  |  | FALSE | TRUE |  |  |  |  | #FFFF0000 | FA-NFPA 170 GAS DETECTOR | 1 | FALSE | FALSE | FALSE | 1408 | [13 empty] | FALSE | [7 empty] | THOR\acont | 2024-10-08 16:26 | 20191121 AC Detector with base | [Edwards, Kidde] [SLC EST MODULES SENSORS] [*] [#2 SHARED ADDR ¦ SENSORS] KI-DDOS (C), SIGA2-COS w/SIGA-AB4G BASE, SIGA2-COS w/SIGA-AB4G-LF BASE, SIGA2-COS w/SIGA-AB4GT BASE, SIGA2-COS w/SIGA-IB BASE, SIGA2-COS w/SIGA-RB BASE, SIGA2-COS w/SIGA-SB BASE, S [Edwards, Kidde] [SLC EST SENSORS] 01 [*] [EST3, iO1000] DS-HFS (C), DS-PS (C), FX-HD w/IB4U BASE, FX-HD w/RB4U BASE, FX-HD w/SB4U BASE, FX-HD w/SB4U-LF BASE, FX-HD wB4U BASE, FX-PD w/B4U BASE (C), FX-PD w/IB4U BASE (C), FX-PD w/SB4U BASE (C), FX-PD w/SB [Edwards, Kidde] [SLC EST SENSORS] [*] [#4 TYPE ADDR ¦ SENSORS] KI-DDOS (C), SIGA2-COS w/SIGA-AB4G BASE, SIGA2-COS w/SIGA-AB4G-LF BASE, SIGA2-COS w/SIGA-AB4GT BASE, SIGA2-COS w/SIGA-IB BASE, SIGA2-COS w/SIGA-RB BASE, SIGA2-COS w/SIGA-SB BASE, SIGA2-HCOS [Edwards, Kidde] [SLC EST MODULES/SENSORS] 01 [*] [iO64] DS-HFS (C), DS-PS (C), FX-HD w/IB4U BASE, FX-HD w/RB4U BASE, FX-HD w/SB4U BASE, FX-HD w/SB4U-LF BASE, FX-HD wB4U BASE, FX-PD w/B4U BASE (C), FX-PD w/IB4U BASE (C), FX-PD w/SB4U BASE (C), FX-PD w/SB
c6275ea1-4043-4799-958f-ef8c893e44f0 | NFPA 170 ADDRESSABLE INPUT MONITOR MODULE |  |  | North | System Sensor |  | Addressable Module |  |  |  | Module | TRUE | M500M | + | Monitor Module | 1 | 0.0004 | 0.0055 |  |  |  |  | FALSE | [5 empty] | #FFFF0000 | FA-NFPA 170 ADDRESSABLE INPUT MONITOR MODULE | 1 | FALSE | FALSE | FALSE | 1000 | [13 empty] | FALSE | [5 empty] | DESKTOP-7SAL8M7\acont | 2020-02-23 12:20 | THOR\acont | 2024-09-08 17:27 | Cloned from MIRCOM MIX-M500M | [Honeywell, Notifier, System Sensor] [SLC MODULES SENSORS] [*] [#1 SHARED ADDR ¦ MODULES] 30-3013 w/FMM-101, Q3013D, ACM-8R, ACPS-610, AMPS-24, AMPS-24E, EM-1M, EM-1MI, EM-1MM, EM-1MMI, EM-1R, EM-1RI, EM-1SR, EM-1SRI, FCM-1, FCM-1-REL, FD7044 MM-101, FDM [System Sensor] [SLC MODULES/SENSORS] 01 M500DM, M500M, M500R, M500S, M501M, M502M [System Sensor] [SLC MODULES] 01 M500DM, M500M, M500R, M500S, M501M, M502M [Honeywell, Notifier, System Sensor] [SLC MODULES] [*] [#3 TYPE ADDR ¦ MODULES] 30-3013 w/FMM-101, Q3013D, ACM-8R, ACPS-610, AMPS-24, AMPS-24E, EM-1M, EM-1MI, EM-1MM, EM-1MMI, EM-1R, EM-1RI, EM-1SR, EM-1SRI, FCM-1, FCM-1-REL, FD7044 MM-101, FDM-1, FDRM-1 | [MIRCOM, Monaco Enterprises, System Sensor] 729-142-00, 729-143-00, 729-217-00, 729-218-00, M500M, M501M, MIX-M500M, MIX-M500MAP, MIX-M501M, MIX-M501MAP
e4fa6b2d-7fc8-40a6-b36f-ef8d2fa660b8 | NFPA 170 SMOKE DETECTOR |  |  | North | Siemens |  | Smoke Detector |  |  |  | Module | TRUE | OSI-10 | S54333-F19-A1 | Open-Area Smoke-Imaging Detection (OSID) Imager that sends infrared, ultraviolet coded light signals to the imager (7° coverage, rated at 24VDC) | 1 | [7 empty] | TRUE |  |  |  |  | #FFFF0000 | FA-NFPA 170 SMOKE DETECTOR | 1 | FALSE | FALSE | FALSE | 1408 | [21 empty] | THOR\acont | 2024-09-08 17:27 | 20191121 AC Detector without base | [Siemens] [AUX POWER] OSI-10 (C) [Siemens] [IDC] [#1 ALARM] OSI-10 (C), OSI-90 (C) [Siemens] [IDC] [#2 TROUBLE] OSI-10 (C), OSI-90 (C)
699335ba-05bf-4a26-813e-ef8d9e54f810 | NFPA 170 SMOKE DETECTOR |  |  | North | Hochiki |  | Smoke Detector |  |  |  | Module | TRUE | AIE-EA w/HSB-NSA-6 STANDARD BASE | AIE-EA SMOKE SENSOR | AIE-EA SMOKE SENSOR w/HSB-NSA-6 STANDARD BASE | 1 | 0.00035 | 0.00046 |  |  |  |  | TRUE | TRUE |  | *Refer to Install Sheet |  |  | #FFFF0000 | FA-NFPA 170 SMOKE DETECTOR | 1 | FALSE | FALSE | FALSE | 1408 | [19 empty] | DESKTOP-0D6CQVA\lousc | 2019-10-12 10:14 | THOR\acont | 2024-09-08 17:27 | Cloned from Hochiki ALN-V w/HSB-NSA-6 STANDARD BASE | [Hochiki, VES] [SLC HOCHIKI] 01 [*] [SLC] ACC-EN (C), ACD-V w/ASBL SOUNDER BASE (C), ACD-V w/HSB-NSA-6 STANDARD BASE (C), ACD-V w/SCI-B4 SHORT CIRCUIT ISOLATOR BASE (C), ACD-V w/SCI-B6 SHORT CIRCUIT ISOLATOR BASE (C), ACD-V w/YBN-NSA-4 STANDARD BASE (C),
893cb42b-5f31-40d0-b7f7-ef8e4883ffab | NFPA 170 HORN STROBE CEILING |  |  | North | Edwards |  | Horn/Strobe |  |  |  | Module | TRUE | GCWN-HDVMHG |  | MNEC Horn-Strobe, white, no markings, 95-177 cd, green | 1 | 0 | 0.341 |  |  |  |  | FALSE | TRUE |  |  |  |  | #FF0070C0 | FA-NFPA 170 HORN STROBE CEILING | 1 | FALSE | FALSE | FALSE | 2013 | [13 empty] | FALSE |  |  | C |  |  |  |  | THOR\acont | 2024-09-08 17:27 |  | [Edwards, Kidde] [NAC] [16 VDC, LOW DB] EGCF-HDVMH (C), GCF-HDVMH (C), GC-HDVMH (C), GCWA-HDVMHA (C), GCWA-HDVMHB (C), GCWA-HDVMHC (C), GCWA-HDVMHG (C), GCWA-HDVMHR (C), GCWN-HDVMHA (C), GCWN-HDVMHB (C), GCWN-HDVMHC (C), GCWN-HDVMHG (C), GCWN-HDVMHR (C) [Edwards, Kidde] [NAC] [16 VDC, HIGH DB] EGCF-HDVMH (C), GCF-HDVMH (C), GC-HDVMH (C), GCWA-HDVMHA (C), GCWA-HDVMHB (C), GCWA-HDVMHC (C), GCWA-HDVMHG (C), GCWA-HDVMHR (C), GCWN-HDVMHA (C), GCWN-HDVMHB (C), GCWN-HDVMHC (C), GCWN-HDVMHG (C), GCWN-HDVMHR (C) [Edwards, Kidde] [NAC] [24 VDC, HIGH DB] EGCF-HDVMH (C), GCF-HDVMH (C), GC-HDVMH (C), GCWA-HDVMHA (C), GCWA-HDVMHB (C), GCWA-HDVMHC (C), GCWA-HDVMHG (C), GCWA-HDVMHR (C), GCWN-HDVMHA (C), GCWN-HDVMHB (C), GCWN-HDVMHC (C), GCWN-HDVMHG (C), GCWN-HDVMHR (C) [Edwards, Kidde] [NAC] [24 VDC, LOW DB] EGCF-HDVMH (C), GCF-HDVMH (C), GC-HDVMH (C), GCWA-HDVMHA (C), GCWA-HDVMHB (C), GCWA-HDVMHC (C), GCWA-HDVMHG (C), GCWA-HDVMHR (C), GCWN-HDVMHA (C), GCWN-HDVMHB (C), GCWN-HDVMHC (C), GCWN-HDVMHG (C), GCWN-HDVMHR (C)
2d07e4d7-70d3-4109-bac5-ef8efd1df888 |  |  |  | North | HID | Security/Access Control |  |  |  |  | Module | TRUE | 1597 |  |  | 1 | [12 empty] | #FFFFFFFF |  |  | FALSE | FALSE | FALSE | [20 empty] | THOR\acont | 2024-03-12 21:20 | THOR\acont | 2024-10-09 10:48
298b67b3-df65-4df4-8448-ef8fb326a9d1 | NFPA 170 HORN STROBE |  |  | North | Simplex |  | Horn/Strobe |  |  |  | Module | TRUE | 49AV-APPLW-O | + | Wall Mount Weatherproof Visible and Audible/Visible Notification Appliances, Specify Cover | 1 | 0 | 0 |  |  |  |  | TRUE | [5 empty] | #FF0070C0 | FA-NFPA 170 HORN STROBE | 1 | FALSE | FALSE | FALSE | 2012 | [16 empty] | WP |  |  | DESKTOP-7EIEB7A\acont | 2022-02-21 21:51 | THOR\acont | 2024-09-08 17:27 | Cloned from Autocall A49AV-APPLW-O | [Autocall, Simplex] [IDNac] [23VDC UL1638, STEADY HIGH] 49AV-APPLW-O, 49AV-APPLW-O-BA, A49AV-APPLW-O, A49AV-APPLW-O-BA [Autocall, Simplex] [IDNac] [23VDC UL1971, STEADY HIGH] 49AV-APPLW-O, 49AV-APPLW-O-BA, A49AV-APPLW-O, A49AV-APPLW-O-BA
83e2e761-6f09-4582-a127-ef9ae7e734bb | NFPA 170 SMOKE BEAM DETECTOR CONTROLLER |  |  | North | Kidde |  | Beam Detector |  |  |  | Module | TRUE | EC5000R (Controller) | + | Fireray 5000 Beam Detector Controller | 1 | 0.005 | 0.0085 |  |  |  |  | FALSE | TRUE |  |  |  |  | #FFFF0000 | FA-NFPA 170 SMOKE BEAM DETECTOR CONTROLLER | 1 | FALSE | FALSE | FALSE | 1406 | [13 empty] | FALSE | [5 empty] | DESKTOP-QGO6JOK\acont | 2023-12-19 09:58 | THOR\acont | 2024-09-08 17:27 | Cloned from Simplex 4098-9019 (Controller) | [Edwards, Kidde] [IDC] 04 [Trouble] EC5000R (Controller) (C) [Edwards, Kidde] [AUX POWER] [*] EC5000R (Controller) (C) [Edwards, Kidde] [IDC] 03 [Alarm] EC5000R (Controller) (C) | [Autocall, Edwards, Kidde, Simplex] 4098-9019 (Controller), A4098-9019 (Controller), EC5000R (Controller)
85a8bc83-0d04-454f-a7e4-efa380ce19d6 | NFPA 170 DUCT SMOKE DETECTOR |  |  | North | Kidde |  | Duct Smoke Detector |  |  |  | Module | TRUE | GSA-SD | + | Signature SuperDuct photoelectric duct smoke detector | 1 | 4.5e-05 | 4.5e-05 |  |  |  |  | FALSE | TRUE |  |  |  |  | #FFFF0000 | FA-NFPA 170 DUCT SMOKE DETECTOR | 1 | FALSE | FALSE | FALSE | 1400 | [13 empty] | FALSE | [5 empty] | AULAPTOP-PC\Aulaptop | 2018-09-03 13:55 | THOR\acont | 2024-09-08 17:27 | 20191121 AC Detector without base | [Edwards, Kidde] [SLC EST SENSORS] 01 [*] [EST3, iO1000] DS-HFS (C), DS-PS (C), FX-HD w/IB4U BASE, FX-HD w/RB4U BASE, FX-HD w/SB4U BASE, FX-HD w/SB4U-LF BASE, FX-HD wB4U BASE, FX-PD w/B4U BASE (C), FX-PD w/IB4U BASE (C), FX-PD w/SB4U BASE (C), FX-PD w/SB [Kidde] [SLC EST MODULES SENSORS] [*] [#2 SHARED ADDR ¦ SENSORS] DS-HFS (C), DS-PS (C), FX-HD w/IB4U BASE, FX-HD w/RB4U BASE, FX-HD w/SB4U BASE, FX-HD w/SB4U-LF BASE, FX-HD wB4U BASE, FX-PD w/B4U BASE (C), FX-PD w/IB4U BASE (C), FX-PD w/SB4U BASE (C), FX [Edwards, Kidde] [SLC EST MODULES/SENSORS] 01 [*] [iO64] DS-HFS (C), DS-PS (C), FX-HD w/IB4U BASE, FX-HD w/RB4U BASE, FX-HD w/SB4U BASE, FX-HD w/SB4U-LF BASE, FX-HD wB4U BASE, FX-PD w/B4U BASE (C), FX-PD w/IB4U BASE (C), FX-PD w/SB4U BASE (C), FX-PD w/SB [Kidde] [SLC EST SENSORS] [*] [#4 TYPE ADDR ¦ SENSORS] DS-HFS (C), DS-PS (C), FX-HD w/IB4U BASE, FX-HD w/RB4U BASE, FX-HD w/SB4U BASE, FX-HD w/SB4U-LF BASE, FX-HD wB4U BASE, FX-PD w/B4U BASE (C), FX-PD w/IB4U BASE (C), FX-PD w/SB4U BASE (C), FX-PD w/SB4U | [Edwards, Kidde] FX-PDD, GSA-SD, KI-DDOS, KI-SDH, KI-SDHR, SD-2W, SIGA-DDOS, SIGA-SD
a40f460c-a614-4612-90ef-efa985475af4 |  |  |  | North | Bosch | [5 empty] | Module | TRUE | IC0-EZTS | * | TAMPER SWITCH | 1 | [12 empty] | #FFFFFFFF |  |  | FALSE | FALSE | FALSE | [20 empty] | DESKTOP-7EIEB7A\acont | 2021-08-13 06:25 | THOR\acont | 2024-10-09 10:48
2860bf8a-9063-40d5-bdf1-efada471aeb4 | NFPA 170 MANUAL PULL |  |  | North | Siemens |  | Manual Station |  |  |  | Module | TRUE | HMS-D | 500-033400 | MANUAL STATION -DUAL ACTION | 1 | 0.0009 | 0.0009 |  |  |  |  | FALSE | [5 empty] | #FFFF0000 | FA-NFPA 170 MANUAL PULL | 1 | FALSE | FALSE | FALSE | 957 | [13 empty] | FALSE | [7 empty] | THOR\acont | 2024-09-08 17:27 |  | [Siemens] [SLC MODULES SENSORS] [*] [#1 SHARED ADDR ¦ MODULES] AD-11P (C), FDBZ492 w/OP921 (C), FDBZ492-HR w/FDO421 (C), FDBZ492-HR w/OP921 (C), FDBZ492-R (C), FDCIO422, HCP, HCP-Z, HFPO-11, HFPT-11, HMS-D, HMS-DE, HMS-DP, HMS-DZ, HMS-S, HMS-SA, HMS-SE,
95cae8e5-fdc1-476d-ab52-efafb2d0c349 | NFPA 170 HEAT DETECTOR |  |  | North | Simplex |  | Heat Detector |  |  |  | Module | TRUE | 4098-9614E w/4098-9684E | + | Electronic Heat Detector 2-Wire 200° F (57° C) with remote LED, High Humidity | 1 | 0.0001 | 0.086 |  |  |  |  | TRUE | TRUE |  |  |  |  | #FFFF0000 | FA-NFPA 170 HEAT DETECTOR | 1 | FALSE | FALSE | FALSE | 1403 | [16 empty] | 200 |  |  | THOR\acont | 2024-02-22 15:56 | THOR\acont | 2024-09-08 17:27 | Cloned from Simplex 4098-9612E w/4098-9684E | [Autocall, Simplex] [IDC] 02 [*] 4090-9008, 4098-9612E w/4098-9683E (C), 4098-9612E w/4098-9684E (C), 4098-9612E w/4098-9788E (C), 4098-9613E w/4098-9683E (C), 4098-9613E w/4098-9684E (C), 4098-9613E w/4098-9788E (C), 4098-9614E w/4098-9683E (C), 4098-96 | [Autocall, Simplex] 4098-9612 w/4098-9682, 4098-9612E w/4098-9682E, 4098-9612E w/4098-9683E, 4098-9612E w/4098-9684E, 4098-9612E w/4098-9788E, 4098-9613 w/4098-9682, 4098-9613E w/4098-9682E, 4098-9613E w/4098-9683E, 4098-9613E w/4098-9684E, 4098-9613E w/4
efcf720f-c0b4-4a5b-886d-efb91832029d |  |  |  | North | Siemens | [5 empty] | Module | TRUE | SDH-3D | 500-690395 | 24VDC SURFACE WIRING | 1 | [12 empty] | #FFFFFFFF |  |  | FALSE | FALSE | FALSE | [20 empty] | DESKTOP-7SAL8M7\acont | 2019-08-13 09:04 | THOR\acont | 2024-10-09 10:48
c0ac568c-8645-4200-a04e-efc058d9fda2 | NFPA 170 AMPLIFIER RACK |  |  | North | Edwards |  | Amplifier |  |  |  | Assembly | TRUE | 90272A-802 | ++ | Encompass LT 600W Cabinet w/IP | 1 | [6 empty] | TRUE | [5 empty] | #FFFF0000 | FA-NFPA 170 AMPLIFIER RACK | 1 | FALSE | FALSE | FALSE | [17 empty] | 10 AMP REQ'D |  |  | DESKTOP-EUPOT3B\aucon | 2022-01-20 05:31 | THOR\acont | 2024-09-08 17:27 | Cloned from Edwards New Part
db956a37-b35e-40b7-9dd6-efc091860cfa | NFPA 170 SMOKE DETECTOR |  |  | North | Edwards |  | Smoke Detector |  |  |  | Module | TRUE | SIGA-IPHS w/SIGA-AB4GT BASE | ++ | 4D Multisensor Detector | 1 | 4.5e-05 | 4.5e-05 |  |  |  |  | FALSE | TRUE |  |  |  |  | #FFFF0000 | FA-NFPA 170 SMOKE DETECTOR | 1 | FALSE | FALSE | FALSE | 1408 | [13 empty] | FALSE | [7 empty] | THOR\acont | 2024-10-08 16:31 | 20191121 AC Detector with base | [Edwards, Kidde] [SLC EST SENSORS] [*] [#4 TYPE ADDR ¦ SENSORS] KI-DDOS (C), SIGA2-COS w/SIGA-AB4G BASE, SIGA2-COS w/SIGA-AB4G-LF BASE, SIGA2-COS w/SIGA-AB4GT BASE, SIGA2-COS w/SIGA-IB BASE, SIGA2-COS w/SIGA-RB BASE, SIGA2-COS w/SIGA-SB BASE, SIGA2-HCOS [Edwards, Kidde] [SLC EST MODULES/SENSORS] 01 [*] [iO64] DS-HFS (C), DS-PS (C), FX-HD w/IB4U BASE, FX-HD w/RB4U BASE, FX-HD w/SB4U BASE, FX-HD w/SB4U-LF BASE, FX-HD wB4U BASE, FX-PD w/B4U BASE (C), FX-PD w/IB4U BASE (C), FX-PD w/SB4U BASE (C), FX-PD w/SB [Edwards, Kidde] [AUX POWER] KI-COD w/KI-ABDT BASE (C), KI-HCD w/KI-ABDT BASE, KI-HRD w/KI-ABDT BASE, KI-PCD w/KI-ABDT BASE (C), KI-PD w/KI-ABDT BASE (C), KI-PHCD w/KI-ABDT BASE (C), KI-PHD w/KI-ABDT BASE (C), KIR-COD w/KI-ABDT BASE (C), KIR-HCD w/KI-ABD [Edwards, Kidde] [SLC EST SENSORS] 01 [*] [EST3, iO1000] DS-HFS (C), DS-PS (C), FX-HD w/IB4U BASE, FX-HD w/RB4U BASE, FX-HD w/SB4U BASE, FX-HD w/SB4U-LF BASE, FX-HD wB4U BASE, FX-PD w/B4U BASE (C), FX-PD w/IB4U BASE (C), FX-PD w/SB4U BASE (C), FX-PD w/SB [Edwards, Kidde] [SLC EST MODULES SENSORS] [*] [#2 SHARED ADDR ¦ SENSORS] KI-DDOS (C), SIGA2-COS w/SIGA-AB4G BASE, SIGA2-COS w/SIGA-AB4G-LF BASE, SIGA2-COS w/SIGA-AB4GT BASE, SIGA2-COS w/SIGA-IB BASE, SIGA2-COS w/SIGA-RB BASE, SIGA2-COS w/SIGA-SB BASE, S
dd00c063-afa1-48f5-b475-efc37edcbedf | NFPA 170 HEAT DETECTOR |  |  | North | Edwards |  | Heat Detector |  |  |  | Module | TRUE | SIGA-HRD w/SIGA-RB BASE | ++ | Intelligent fixed temperature/Rate-of-rise heat detector, Relay Detector Base | 1 | 5.1e-05 | 6.8e-05 |  |  |  |  | FALSE | [5 empty] | #FFFF0000 | FA-NFPA 170 HEAT DETECTOR | 1 | FALSE | FALSE | FALSE | 1403 | [13 empty] | FALSE | [7 empty] | THOR\acont | 2024-10-08 16:26 | 20191121 AC Detector with base | [Edwards, Kidde] [SLC EST MODULES SENSORS] [*] [#2 SHARED ADDR ¦ SENSORS] KI-DDOS (C), SIGA2-COS w/SIGA-AB4G BASE, SIGA2-COS w/SIGA-AB4G-LF BASE, SIGA2-COS w/SIGA-AB4GT BASE, SIGA2-COS w/SIGA-IB BASE, SIGA2-COS w/SIGA-RB BASE, SIGA2-COS w/SIGA-SB BASE, S [Edwards, Kidde] [SLC EST SENSORS] 01 [*] [EST3, iO1000] DS-HFS (C), DS-PS (C), FX-HD w/IB4U BASE, FX-HD w/RB4U BASE, FX-HD w/SB4U BASE, FX-HD w/SB4U-LF BASE, FX-HD wB4U BASE, FX-PD w/B4U BASE (C), FX-PD w/IB4U BASE (C), FX-PD w/SB4U BASE (C), FX-PD w/SB [Edwards, Kidde] [SLC EST MODULES/SENSORS] 01 [*] [iO64] DS-HFS (C), DS-PS (C), FX-HD w/IB4U BASE, FX-HD w/RB4U BASE, FX-HD w/SB4U BASE, FX-HD w/SB4U-LF BASE, FX-HD wB4U BASE, FX-PD w/B4U BASE (C), FX-PD w/IB4U BASE (C), FX-PD w/SB4U BASE (C), FX-PD w/SB [Edwards, Kidde] [SLC EST SENSORS] [*] [#4 TYPE ADDR ¦ SENSORS] KI-DDOS (C), SIGA2-COS w/SIGA-AB4G BASE, SIGA2-COS w/SIGA-AB4G-LF BASE, SIGA2-COS w/SIGA-AB4GT BASE, SIGA2-COS w/SIGA-IB BASE, SIGA2-COS w/SIGA-RB BASE, SIGA2-COS w/SIGA-SB BASE, SIGA2-HCOS
b9e40ef8-6059-401c-a86f-efc6d59e49f6 | NFPA 170 ADDRESSABLE OUTPUT MODULE |  |  | North | Kidde |  | Addressable Module |  |  |  | Module | TRUE | GSA-CC1 |  | Signature single output signal module, two-gang standard mount | 1 | 0.000223 | 0.0001 |  |  |  |  | FALSE | [5 empty] | #FFFF0000 | FA-NFPA 170 ADDRESSABLE OUTPUT MODULE | 1 | FALSE | FALSE | FALSE | 1000 | [13 empty] | FALSE | [5 empty] | AULAPTOP-PC\Aulaptop | 2018-09-03 13:55 | AUGUSTALIEN\aucon | 2024-11-21 10:33 |  | [Edwards, Kidde] [SLC EST MODULES] 01 [*] [EST3, iO1000 ] FX-2WIRE, FX-IDC1A, FX-IDC1B, FX-IDC2B, FX-IDCWS, FX-ISO, FX-NAC, GSA-CC1, GSA-CC1S, GSA-CC2, GSA-CT1, GSA-CT2, GSA-IO, GSA-MAB, GSA-MCC1, GSA-MCC1S, GSA-MCC2, GSA-MCT2, GSA-MIO, GSA-MM1, GSA-MRM1 [Kidde] [SLC EST MODULES] [*] [#3 TYPE ADDR ¦ MODULES] 76-330002-101, 84-330002-001, FX-270, FX-278, FX-2WIRE, FX-IDC1A, FX-IDC1B, FX-IDC2B, FX-IDCWS, FX-ISO, FX-NAC, FX-RLY, GSA-CC1, GSA-CC1S, GSA-CC2, GSA-CR, GSA-CRH, GSA-CRR, GSA-CT1, GSA-CT2, GSA-IO, [Edwards, Kidde] [SLC EST MODULES/SENSORS] 02 [*] [iO64] 70-417008-001, FX-2WIRE, FX-IDC1A, FX-IDC1B, FX-IDC2B, FX-IDCWS, FX-NAC, GSA-CC1, GSA-CC1S, GSA-CC2, GSA-CT1, GSA-CT2, GSA-IO, GSA-MAB, GSA-MCC1, GSA-MCC1S, GSA-MCC2, GSA-MCT2, GSA-MIO, GSA-MM1, GS [Kidde] [SLC EST MODULES SENSORS] [*] [#1 SHARED ADDR ¦ MODULES] 76-330002-101, 84-330002-001, FX-270, FX-278, FX-2WIRE, FX-IDC1A, FX-IDC1B, FX-IDC2B, FX-IDCWS, FX-ISO, FX-NAC, FX-RLY, GSA-CC1, GSA-CC1S, GSA-CC2, GSA-CR, GSA-CRH, GSA-CRR, GSA-CT1, GSA-CT [Edwards, Kidde] [AUDIO 25v, AUDIO 70.7v, AUX POWER, FFT, HORN, NAC] [RISER INPUT] ANSZM4B2A, FX-NAC, GSA-CC1, GSA-CC1S, GSA-CC2, GSA-MAB, GSA-MCC1, GSA-MCC1S, GSA-MCC2, GSA-MRM1, GSA-RM1, GSA-UM, SIGA-CC1, SIGA-CC1S, SIGA-CC2, SIGA-CC2A, SIGA-MAB, SIGA- | [Apollo, Edwards, Kidde] 55000-825ADV , FX-NAC, GSA-CC1, GSA-CC1S, GSA-CC2, GSA-MAB, GSA-MCC1, GSA-MCC1S, GSA-MCC2, GSA-UM, SIGA-CC1, SIGA-CC1S, SIGA-CC2, SIGA-CC2A, SIGA-MAB, SIGA-MCC1, SIGA-MCC1S, SIGA-MCC2, SIGA-MCC2A, SIGA-UM
856a1cd7-4ba3-49ec-b3eb-efd275b47dc1 |  |  |  | North | Secutron |  | Cards & Components |  |  |  | Card | TRUE | MRDL | ++ | DACT Module | 1 | 0.033 | 0.06 |  |  |  |  | TRUE | [5 empty] | #FFFFFFFF |  |  | FALSE | FALSE | FALSE | [12 empty] | 3 | [7 empty] | DESKTOP-7EIEB7A\acont | 2023-06-24 11:42 | THOR\acont | 2024-10-09 10:48 | Cloned from Firelite XRM-24B |  | [Secutron] MRDL
171be7ed-1492-45c8-b5c6-efd429ebcd21 | NFPA 170 LCD ANNNUNCIATOR DISPLAY |  |  | North | Fike |  | LCD Annunciator |  |  |  | Module | TRUE | 10-2631 | ++ | Ten Button Remote Display | 1 | 0.036 | 0.139 |  |  | 24 | 15 | TRUE |  |  |  | 8.875”L x 4.575”H |  | #FFFF0000 | FA-NFPA 170 LCD ANNNUNCIATOR DISPLAY | 1 | FALSE | FALSE | FALSE | [14 empty] | FALSE | [5 empty] | AULAPTOP-PC\Aulaptop | 2018-12-12 04:50 | THOR\acont | 2024-09-08 17:27 | Cloned from Fike New Part CLONED CLONED CLONED CLONED | [Fike] [RS-485] 10-2631, 10-2646, 10-2800‐1‐0‐01‐0‐1‐01, 10-2801-1-0-01-0-1-01 [Fike] [AUX POWER] [*] [AUX INPUT ++] 10-2631, 10-2646, 10-2800‐1‐0‐01‐0‐1‐01, 10-2801-1-0-01-0-1-01, FIK-5883
7e78a1d8-0d59-4f3d-874d-efd4e31b8ac6 |  |  |  | North | LANTRONIX | Structured Cabling |  |  |  |  | Module | TRUE | SM16TAT2SA-xx |  | (16) 10/100/1000Base-T ports + (2) 100/1000Base-X SFP slots | 1 | [12 empty] | #FFFFFFFF |  |  | FALSE | FALSE | FALSE | [20 empty] | THOR\acont | 2024-03-12 21:43 | THOR\acont | 2024-10-09 10:48
5b7b4003-625c-49e1-8691-efd63dc8df3b | NFPA 170 SMOKE CO DETECTOR |  |  | North | Edwards |  | Smoke/CO Detector |  |  |  | Module | TRUE | SIGA-PCD w/SIGA-AB4GT BASE | ++ | Photoelectric smoke and carbon monoxide life safety detector, | 1 | 5.1e-05 | 6.8e-05 |  |  |  |  | FALSE | TRUE |  |  |  |  | #FFFF0000 | FA-NFPA 170 SMOKE CO DETECTOR | 1 | FALSE | FALSE | FALSE | 1408 | [13 empty] | FALSE | [7 empty] | THOR\acont | 2024-10-08 16:47 | 20191121 AC Detector with base | [Edwards, Kidde] [SLC EST MODULES SENSORS] [*] [#2 SHARED ADDR ¦ SENSORS] KI-DDOS (C), SIGA2-COS w/SIGA-AB4G BASE, SIGA2-COS w/SIGA-AB4G-LF BASE, SIGA2-COS w/SIGA-AB4GT BASE, SIGA2-COS w/SIGA-IB BASE, SIGA2-COS w/SIGA-RB BASE, SIGA2-COS w/SIGA-SB BASE, S [Edwards, Kidde] [SLC EST SENSORS] 01 [*] [EST3, iO1000] DS-HFS (C), DS-PS (C), FX-HD w/IB4U BASE, FX-HD w/RB4U BASE, FX-HD w/SB4U BASE, FX-HD w/SB4U-LF BASE, FX-HD wB4U BASE, FX-PD w/B4U BASE (C), FX-PD w/IB4U BASE (C), FX-PD w/SB4U BASE (C), FX-PD w/SB [Edwards, Kidde] [AUX POWER] KI-COD w/KI-ABDT BASE (C), KI-HCD w/KI-ABDT BASE, KI-HRD w/KI-ABDT BASE, KI-PCD w/KI-ABDT BASE (C), KI-PD w/KI-ABDT BASE (C), KI-PHCD w/KI-ABDT BASE (C), KI-PHD w/KI-ABDT BASE (C), KIR-COD w/KI-ABDT BASE (C), KIR-HCD w/KI-ABD [Edwards, Kidde] [SLC EST MODULES/SENSORS] 01 [*] [iO64] DS-HFS (C), DS-PS (C), FX-HD w/IB4U BASE, FX-HD w/RB4U BASE, FX-HD w/SB4U BASE, FX-HD w/SB4U-LF BASE, FX-HD wB4U BASE, FX-PD w/B4U BASE (C), FX-PD w/IB4U BASE (C), FX-PD w/SB4U BASE (C), FX-PD w/SB [Edwards, Kidde] [SLC EST SENSORS] [*] [#4 TYPE ADDR ¦ SENSORS] KI-DDOS (C), SIGA2-COS w/SIGA-AB4G BASE, SIGA2-COS w/SIGA-AB4G-LF BASE, SIGA2-COS w/SIGA-AB4GT BASE, SIGA2-COS w/SIGA-IB BASE, SIGA2-COS w/SIGA-RB BASE, SIGA2-COS w/SIGA-SB BASE, SIGA2-HCOS
82e76086-b23b-401e-aac5-efddc1905801 | NFPA 170 MANUAL PULL |  |  | North | Sigcom |  | Manual Station |  |  |  | Module | TRUE | SG-42CXK1-RD | +x | Dual Action Pull Station, DPDT, Red | 1 | [6 empty] | TRUE | [5 empty] | #FFFF0000 | FA-NFPA 170 MANUAL PULL | 1 | FALSE | FALSE | FALSE | 957 | [19 empty] | XPS-17-9710\August | 2025-01-02 15:38 |  |  | Cloned from Sigcom SG-42SK1 | [Sigcom] [IDC] 01 SG-42CXK1-BL, SG-42CXK1E-BL, SG-42CXK1E-GR, SG-42CXK1E-RD, SG-42CXK1E-YL, SG-42CXK1-GR, SG-42CXK1-RD, SG-42CXK1-YL, SG-42CXK2-BL, SG-42CXK2-GR, SG-42CXK2-RD, SG-42CXK2-YL, SG-42SK1, SG-42SK1-SC, SG-42SK2, SG-42SK2-SC, SGX-32SK1-SC
8feb88a0-5954-4a66-ba52-efe034a36f9b | NFPA 170 STROBE CEILING |  |  | North | Potter |  | Strobe |  |  |  | Module | TRUE | SL24C-177 |  | 177 Candela Ceiling Strobe | 1 | 0 | 0.347 |  |  |  |  | FALSE | TRUE |  |  |  |  | #FF0070C0 | FA-NFPA 170 STROBE CEILING | 1 | FALSE | FALSE | FALSE | 2022 | [13 empty] | FALSE |  |  | C |  |  |  |  | THOR\acont | 2024-09-08 17:27 |  | [Potter] [NAC] [UL MAX] SL24C-177 (C)
23b6749b-bb34-4e6b-92b3-efe66e22077e | NFPA 170 DUCT SMOKE DETECTOR |  |  | North | Harrington |  | Duct Smoke Detector |  |  |  | Module | TRUE | SL-DAA-P |  | Addressable Duct Smoke Detector, Photoelectric | 1 | 0.0004 | 0.0034 |  |  |  |  | FALSE | TRUE |  |  |  |  | #FFFF0000 | FA-NFPA 170 DUCT SMOKE DETECTOR | 1 | FALSE | FALSE | FALSE | 1400 | [13 empty] | FALSE |  |  | P |  |  |  |  | THOR\acont | 2024-09-08 17:27 | 20191121 AC Detector without base | [Harrington] [SLC ISPY] 02 [*] IS802 (C), SL-DAA-N (C), SL-DAA-P (C)
f4196106-43a0-4503-b522-efe7d53adf30 | NFPA 170 HORN STROBE CEILING |  |  | North | Siemens |  | Horn/Strobe |  |  |  | Module | TRUE | MTH-HMC-CR-WP | 500-636185 | MULTI TONE HORN HI MULTI CD CEILING RED WEATHERPROOF | 1 | [7 empty] | TRUE |  |  |  |  | #FF0070C0 | FA-NFPA 170 HORN STROBE CEILING | 1 | FALSE | FALSE | FALSE | 2013 | [16 empty] | C |  |  | DESKTOP-7SAL8M7\acont | 2019-08-13 09:04 | THOR\acont | 2024-09-08 17:27 | B,T
9e280651-1031-44c0-a40b-efe91e030e38 | NFPA 170 HORN STROBE |  |  | North | Generic |  | Horn/Strobe |  |  |  | Module | TRUE | Existing NAC Load (1A) |  |  | 1 |  | 1 |  |  |  |  | TRUE | [5 empty] | #FF0070C0 | FA-NFPA 170 HORN STROBE | 1 | FALSE | FALSE | FALSE | 2012 | [16 empty] | EXP |  |  | DESKTOP-7SAL8M7\acont | 2020-11-20 07:32 | THOR\acont | 2024-09-08 17:27 | Cloned from Generic Existing NAC Load (.1A) | [Generic] [NAC] [*] Existing NAC Load (.01A), Existing NAC Load (.02A), Existing NAC Load (.03A), Existing NAC Load (.04A), Existing NAC Load (.05A), Existing NAC Load (.06A), Existing NAC Load (.07A), Existing NAC Load (.08A), Existing NAC Load (.09A),
9c89a47e-499f-451a-8c57-efe9223d7fcf |  |  |  | North | Edwards |  | Hardware |  |  |  | Hardware | TRUE | 960A-4RF |  | 4" Backbox - round, flush | 1 | [6 empty] | FALSE | [5 empty] | #FFFFFFFF |  |  | FALSE | FALSE | FALSE | [14 empty] | FALSE | [7 empty] | THOR\acont | 2024-10-09 10:48
86c1529f-be09-4bf9-a6c9-efeaff620183 | NFPA 170 FAN |  |  | North | Block Definition Only |  | HVAC Unit |  |  |  | Module | TRUE | NFPA 170 FAN |  | NFPA 170 FAN | 1 | [12 empty] | #FFFF0000 | FA-NFPA 170 FAN | 1 | FALSE | FALSE | FALSE | 1950 | [19 empty] | AULAPTOP-PC\Aulaptop | 2020-03-26 07:41 | THOR\acont | 2024-09-08 17:27
a30e5168-d634-4957-9096-efeb2007b751 |  |  |  | North | Edwards |  | Hardware |  |  |  | Hardware | TRUE | FW-RCZZFP |  | PIN Code -New redundant system client License . Auto Added | 1 | [6 empty] | FALSE | [5 empty] | #FFFFFFFF |  |  | FALSE | FALSE | FALSE | [14 empty] | FALSE | [7 empty] | THOR\acont | 2024-10-09 10:48
0a73c3fe-4d20-4425-adac-efef20db3e1e | NFPA 170 FIRE ALARM CONTROL UNIT | RISER FACP |  | North | First Alert |  | Fire Alarm Control Unit |  |  |  | Assembly | TRUE | FA1600C-24 | + | Integrated Fire and Burglary Control, 12V Burglary 2.3A 24V Fire, 3.2A for fire notification appliances | 1 | [6 empty] | FALSE | [5 empty] | #FFFF0000 | FA-NFPA 170 FIRE ALARM CONTROL UNIT | 1 | FALSE | FALSE | FALSE | 202 | [8 empty] | 7,12,17.2 |  |  |  |  | TRUE | [5 empty] | DESKTOP-7EIEB7A\acont | 2022-02-25 09:58 | THOR\acont | 2024-09-08 17:27 | Cloned from Honeywell FA1600C
f8427ccf-6dea-430d-b1f3-eff2661d620d |  |  |  | North | Monaco Enterprises |  | Cards & Components |  |  |  | Card | TRUE | 227-855-XX MAIN BOARD |  | MAAP(+) FIRE ALARM CONTROL PANEL MAIN BOARD | 1 | 0.028 | 0.075 |  |  |  |  | TRUE | [5 empty] | #FFFFFFFF |  |  | FALSE | FALSE | FALSE | [20 empty] | AULAPTOP-PC\Aulaptop | 2019-04-19 14:20 | THOR\acont | 2024-10-09 10:48 | Cloned from Monaco Enterprises New Part |  | [Monaco Enterprises] 227-855-XX MAIN BOARD [Monaco Enterprises] 227-855-XX MAIN BOARD
b99e27c0-4a19-48d7-8e39-eff70e25428c |  |  |  | North | Gamewell FCI |  | Hardware |  |  |  | Hardware | TRUE | E3ID2-TA | ++ | Inner Door, 2 Slots, (INCC-TEL & ASM-16) | 1 | [6 empty] | TRUE | [5 empty] | #FFFFFFFF |  |  | FALSE | FALSE | FALSE | [20 empty] | DESKTOP-7EIEB7A\acont | 2022-08-29 12:03 | THOR\acont | 2024-10-09 10:48 | Cloned from Gamewell FCI E3BB-BAA
09aa608a-41b6-4ffc-b2fe-effd6f802593 | NFPA 170 ADDRESSABLE OUTPUT MODULE |  |  | North | Silent Knight |  | Addressable Control/Relay |  |  |  | Module | TRUE | SK-RELAY | ++ | Relay Module | 1 | 0.000255 | 0.000255 |  |  |  |  | FALSE | [5 empty] | #FFFF0000 | FA-NFPA 170 ADDRESSABLE OUTPUT MODULE | 1 | FALSE | FALSE | FALSE | 1100 | [13 empty] | FALSE | [7 empty] | THOR\acont | 2024-09-08 17:27 |  | [Farenhyt, Silent Knight] [AUX POWER, RELAY] [RISER INPUT] IDP-RELAY, IDP-RELAY-6, SK-RELAY, SK-RELAY-6 [Silent Knight] [SLC SK MODULES] [*] [#3 TYPE ADDR ¦ MODULES] HFS-MM, SK-CONTROL, SK-CONTROL-6, SK-MINIMON, SK-MON-10, SK-MONITOR, SK-MONITOR-2, SK-PULL-DA, SK-PULL-SA, SK-RELAY, SK-RELAY-6, SK-RELAYMON-2, SK-ZONE, SK-ZONE-6, WAV-CRL, WAV-CWL, WAV-RL, WA [Farenhyt, Silent Knight] [SLC MODULES SENSORS] [*] [#1 SHARED ADDR ¦ MODULES] HFS-MM, Hood System/IDP-MINIMON, IDP-CONTROL, IDP-CONTROL-6, IDP-MINIMON, IDP-MON-10, IDP-MONITOR, IDP-MONITOR-2, IDP-PULL-DA, IDP-PULL-SA, IDP-RELAY, IDP-RELAY-6, IDP-RELAYMO | [Farenhyt, Silent Knight] IDP-RELAY, SK-RELAY
9d203ebe-cacc-4139-99f0-efff4e198cd9 | NFPA 170 SPEAKER WALL |  |  | North | Siemens |  | Speaker |  |  |  | Module | TRUE | SLSPWR-N | S54329-F40-A1 | SLSPWR-N SPK,WALL,RED,NO-TXT | 1 | [12 empty] | #FF0070C0 | FA-NFPA 170 SPEAKER WALL | 1 | FALSE | FALSE | FALSE | 2021 | [19 empty] | DESKTOP-7SAL8M7\acont | 2019-08-13 09:04 | THOR\acont | 2024-09-08 17:27 |  | [Siemens] [AUDIO 25v] [25V AUDIO] SL2SPSCW-F (C), SLSPCR-A (C), SLSPCR-AL (C), SLSPCR-F (C), SLSPCR-N (C), SLSPCW-A (C), SLSPCW-AL (C), SLSPCW-F (C), SLSPCW-N (C), SLSPSCR-A (C), SLSPSCR-AL (C), SLSPSCR-ALA (C), SLSPSCR-F (C), SLSPSCR-N (C), SLSPSCR-NA ( [Siemens] [AUDIO 70.7v] [70V AUDIO] SL2SPSCW-F (C), SLSPCR-A (C), SLSPCR-AL (C), SLSPCR-F (C), SLSPCR-N (C), SLSPCW-A (C), SLSPCW-AL (C), SLSPCW-F (C), SLSPCW-N (C), SLSPSCR-A (C), SLSPSCR-AL (C), SLSPSCR-ALA (C), SLSPSCR-F (C), SLSPSCR-N (C), SLSPSCR-NA
60758481-fabf-44c1-ae41-efff9852830e | NFPA 170 SMOKE DETECTOR |  |  | North | FFE |  | Smoke Detector |  |  |  | Module | TRUE | 3000-103 (Detector) | ++ | Fireray 3000 Beam Detector Head | 1 | 0.008 | 0.008 |  |  |  |  | FALSE | TRUE |  |  |  |  | #FFFF0000 | FA-NFPA 170 SMOKE DETECTOR | 1 | FALSE | FALSE | FALSE | 1408 | [13 empty] | FALSE |  |  | SBD |  |  | THOR\acont | 2024-04-29 11:16 | THOR\acont | 2024-09-08 17:27 | Cloned from FFE 5000-103 (Detector) | [FFE, Potter] [BEAM DET] 1430185 (Detector) (C), 3000-103 (Detector) (C), 5000-031 (Detector) (C), 5000-103 (Detector) (C), 6030-300 (Detector) (C)
9085a8da-895c-4220-b28a-f002cb6bb5b7 | NFPA 170 HEAT DETECTOR |  |  | North | Simplex |  | Heat Detector |  |  |  | Module | TRUE | 4098-9613E w/4098-9788E | + | Electronic Heat Detector 2-Wire 135° F (57° C), High Humidity | 1 | 0.0001 | 0.086 |  |  |  |  | TRUE | TRUE |  |  |  |  | #FFFF0000 | FA-NFPA 170 HEAT DETECTOR | 1 | FALSE | FALSE | FALSE | 1403 | [16 empty] | 135 |  |  | THOR\acont | 2024-02-22 15:58 | THOR\acont | 2024-09-08 17:27 | Cloned from Simplex 4098-9612E w/4098-9788E | [Autocall, Simplex] [IDC] 02 [*] 4090-9008, 4098-9612E w/4098-9683E (C), 4098-9612E w/4098-9684E (C), 4098-9612E w/4098-9788E (C), 4098-9613E w/4098-9683E (C), 4098-9613E w/4098-9684E (C), 4098-9613E w/4098-9788E (C), 4098-9614E w/4098-9683E (C), 4098-96 | [Autocall, Simplex] 4098-9612 w/4098-9682, 4098-9612E w/4098-9682E, 4098-9612E w/4098-9683E, 4098-9612E w/4098-9684E, 4098-9612E w/4098-9788E, 4098-9613 w/4098-9682, 4098-9613E w/4098-9682E, 4098-9613E w/4098-9683E, 4098-9613E w/4098-9684E, 4098-9613E w/4
f63ad6be-d115-4770-97ca-f007c8419996 | NFPA 170 MANUAL PULL |  |  | North | Firelite |  | Manual Station |  |  |  | Module | TRUE | BG-12LXSP | + | Addressable manual pull station with interface module mounted inside, Spanish | 1 | 0.000375 | 0.005 |  |  |  |  | FALSE | FALSE |  |  |  |  | #FFFF0000 | FA-NFPA 170 MANUAL PULL | 1 | FALSE | FALSE | FALSE | 957 | [13 empty] | FALSE | [5 empty] | DESKTOP-7SAL8M7\acont | 2019-03-28 09:50 | THOR\acont | 2024-09-08 17:27 | Cloned from Firelite BG-12LX | [Firelite] [SLC MODULES] [*] [#3 TYPE ADDR ¦ MODULES] BG-12LX, BG-12LXSP, CDRM-300, CMF-300, CMF-300-6, CRF-300, CRF-300-6, MDF-300, MMF-300, MMF-300-10, MMF-301, MMF-302, MMF-302-6, WAV-CRL, WAV-CWL, WAV-RL, WAV-WL, W-BG12LX, W-CRF, W-GATE, W-MMF, W-SYN [Firelite] [SLC MODULES SENSORS] [*] [#1 SHARED ADDR ¦ MODULES] BG-12LX, BG-12LXSP, CDRM-300, CMF-300, CMF-300-6, CRF-300, CRF-300-6, MDF-300, MMF-300, MMF-300-10, MMF-301, MMF-302, MMF-302-6, WAV-CRL, WAV-CWL, WAV-RL, WAV-WL, W-BG12LX, W-CRF, W-DIS-D, W
dc88acfe-4159-43fa-a62b-f01c410654be |  |  |  | North | Edwards |  | Hardware |  |  |  | Hardware | TRUE | 73162SCI |  | 16/2 CIC, shld (circuit Integrity) Cable FPLR-CIC | 1 | [6 empty] | FALSE | [5 empty] | #FFFFFFFF |  |  | FALSE | FALSE | FALSE | [14 empty] | FALSE | [7 empty] | THOR\acont | 2024-10-09 10:48
bae84d37-7a16-4f05-a0a9-f02065b58033 | NFPA 170 FIRE ALARM CONTROL UNIT | RISER FACP |  | North | Simplex |  | Fire Alarm Control Unit |  |  |  | Assembly | TRUE | 2975-9451 |  | 4100ES 2 BAY CABINET | 1 | [6 empty] | TRUE | [5 empty] | #FFFF0000 | FA-NFPA 170 FIRE ALARM CONTROL UNIT | 1 | FALSE | FALSE | FALSE | 202 | [8 empty] | 6.2,10,12.7,18,25,33,50,110 |  |  |  |  | TRUE | [5 empty] | AULAPTOP-PC\Aulaptop | 2019-06-27 11:14 | THOR\acont | 2024-09-08 17:27 | Cloned from Simplex 2975-9452
e15310f9-613c-472c-9351-f0219bd7a111 | CADGEN PUSH TO EXIT |  |  | North | STI | Security/Access Control | Push Button |  |  |  | Module | TRUE | SS2401EX-EN | ++ | Station Series, Blue, No Cover, Turn to Reset, Emergency Exit, English | 1 | [6 empty] | FALSE | [5 empty] | #FFFF0000 | FA-CADGEN PUSH TO EXIT | 1 | FALSE | FALSE | FALSE | [14 empty] | FALSE | [5 empty] | DESKTOP-7EIEB7A\acont | 2023-01-30 07:00 | THOR\acont | 2024-09-08 17:27 | Cloned from STI STI-13210FR | [STI] [IDC] 01 SS2329LD-EN w/KIT-71100A-W, SS2401EX-EN, SS2421EM-EN, SS2441HV-EN
a0158374-495e-4ed6-95e2-f0249056b037 | NFPA 170 DGP |  |  | North | Notifier |  | Hardware |  |  |  | Hardware | TRUE | DR-A4BR |  | Door assembly, solid door, one tier, RED, 15 lbs. | 1 | [6 empty] | FALSE | [5 empty] | #FFFF0000 | FA-NFPA 170 DGP | 1 | FALSE | FALSE | FALSE | [9 empty] | 7,12,18 |  |  |  |  | TRUE | [5 empty] | DESKTOP-7EIEB7A\acont | 2021-04-01 14:48 | THOR\acont | 2024-09-08 17:27 | Cloned from Notifier DR-AA4BR
ca945a1b-0469-4fd4-8640-f028f91287d7 | NFPA 170 HORN STROBE CEILING |  |  | North | Hochiki |  | Horn/Strobe |  |  |  | Module | TRUE | ASWP-2475C-FW |  | NOTIFICATION, HORNSTROBE, WHITE, CEILING, 15CD, WP | 1 | 0 | 0.168 |  |  |  |  | FALSE | TRUE |  | *Refer to Install Sheet |  |  | #FF0070C0 | FA-NFPA 170 HORN STROBE CEILING | 1 | FALSE | FALSE | FALSE | 2013 | [13 empty] | FALSE |  |  | C¦WP |  |  |  |  | THOR\acont | 2024-09-08 17:27 |  | [Eaton Wheelock, Hochiki] [NAC] [24VDC, HIGH DB UL 1971] ASWP-2475C-FR (C), ASWP-2475C-FW (C) [Eaton Wheelock, Hochiki] [NAC] [24VDC, MED DB UL 1638 @ 77°F] ASWP-2475C-FR (C), ASWP-2475C-FW (C), ASWP-2475W-FR, ASWP-2475W-FW [Eaton Wheelock, Hochiki] [NAC] [24VDC, LOW DB UL 1638 @ –40°F] ASWP-2475C-FR (C), ASWP-2475C-FW (C), ASWP-2475W-FR, ASWP-2475W-FW [Eaton Wheelock, Hochiki] [NAC] [24VDC, HIGH DB UL 1638 @ 77°F] ASWP-2475C-FR (C), ASWP-2475C-FW (C), ASWP-2475W-FR, ASWP-2475W-FW [Eaton Wheelock, Hochiki] [NAC] [24VDC, MED DB UL 1638 @ –40°F] ASWP-2475C-FR (C), ASWP-2475C-FW (C), ASWP-2475W-FR, ASWP-2475W-FW [Eaton Wheelock, Hochiki] [NAC] [24VDC, LOW DB UL 1971] ASWP-2475C-FR (C), ASWP-2475C-FW (C) [Eaton Wheelock, Hochiki] [NAC] [24VDC, HIGH DB UL 1638 @ –40°F] ASWP-2475C-FR (C), ASWP-2475C-FW (C), ASWP-2475W-FR, ASWP-2475W-FW [Eaton Wheelock, Hochiki] [NAC] [24VDC, LOW DB UL 1638 @ 77°F] ASWP-2475C-FR (C), ASWP-2475C-FW (C), ASWP-2475W-FR, ASWP-2475W-FW [Eaton Wheelock, Hochiki] [NAC] [24VDC, MED DB UL 1971] ASWP-2475C-FR (C), ASWP-2475C-FW (C)
1ab25be0-a0c6-4cd0-b680-f03353a74f07 | NFPA 170 HEAT DETECTOR |  |  | North | Edwards |  | Heat Detector |  |  |  | Module | TRUE | SIGA-HCD w/SIGA-IB BASE | ++ | Multisensor Heat, and CO Detector | 1 | 5.1e-05 | 6.8e-05 |  |  |  |  | FALSE | [5 empty] | #FFFF0000 | FA-NFPA 170 HEAT DETECTOR | 1 | FALSE | FALSE | FALSE | 1403 | [13 empty] | FALSE | [7 empty] | THOR\acont | 2024-09-08 17:27 | 20191121 AC Detector with base | [Edwards, Kidde] [SLC EST MODULES SENSORS] [*] [#2 SHARED ADDR ¦ SENSORS] KI-DDOS (C), SIGA2-COS w/SIGA-AB4G BASE, SIGA2-COS w/SIGA-AB4G-LF BASE, SIGA2-COS w/SIGA-AB4GT BASE, SIGA2-COS w/SIGA-IB BASE, SIGA2-COS w/SIGA-RB BASE, SIGA2-COS w/SIGA-SB BASE, S [Edwards, Kidde] [SLC EST MODULES/SENSORS] 01 [*] [iO64] DS-HFS (C), DS-PS (C), FX-HD w/IB4U BASE, FX-HD w/RB4U BASE, FX-HD w/SB4U BASE, FX-HD w/SB4U-LF BASE, FX-HD wB4U BASE, FX-PD w/B4U BASE (C), FX-PD w/IB4U BASE (C), FX-PD w/SB4U BASE (C), FX-PD w/SB [Edwards, Kidde] [SLC EST SENSORS] [*] [#4 TYPE ADDR ¦ SENSORS] KI-DDOS (C), SIGA2-COS w/SIGA-AB4G BASE, SIGA2-COS w/SIGA-AB4G-LF BASE, SIGA2-COS w/SIGA-AB4GT BASE, SIGA2-COS w/SIGA-IB BASE, SIGA2-COS w/SIGA-RB BASE, SIGA2-COS w/SIGA-SB BASE, SIGA2-HCOS [Edwards, Kidde] [SLC EST SENSORS] 01 [*] [EST3, iO1000] DS-HFS (C), DS-PS (C), FX-HD w/IB4U BASE, FX-HD w/RB4U BASE, FX-HD w/SB4U BASE, FX-HD w/SB4U-LF BASE, FX-HD wB4U BASE, FX-PD w/B4U BASE (C), FX-PD w/IB4U BASE (C), FX-PD w/SB4U BASE (C), FX-PD w/SB
5edf6f21-71d7-411d-a5d2-f038e3230386 |  |  |  | North | Edwards |  | Hardware |  |  |  | Hardware | TRUE | G4ARA-CVR | ++ | Replacement Appliance Cover, Horn, Red, ALERT | 1 | [12 empty] | #FFFFFFFF |  |  | FALSE | FALSE | FALSE | [20 empty] | THOR\acont | 2024-06-05 08:37 | THOR\acont | 2024-10-09 10:48 | Cloned from Edwards 3-RCC14R
f5e8c1a1-e194-4881-aed2-f03e48f227ed | NFPA 170 FIRE SUPPRESSION CONTROL PANEL |  |  | North | Fike |  | Fire Suppression Control Panel |  |  |  | Assembly | TRUE | 10-063 |  | SHP Pro Fire Supression Control Panel | 1 | [6 empty] | FALSE | [5 empty] | #FFFF0000 | FA-NFPA 170 FIRE SUPPRESSION CONTROL PANEL | 1 | FALSE | FALSE | FALSE | 204 | [8 empty] | 7,18,33,40,75 |  |  |  |  | TRUE | [7 empty] | THOR\acont | 2024-09-08 17:27
ee1c8422-ff8a-47c9-890d-f03efed357f2 | NFPA 170 SPEAKER STROBE CEILING |  |  | North | Edwards |  | Speaker/Strobe |  |  |  | Module | TRUE | GCWN-S2VMHA |  | 25V Speaker/Strobe white, no markings, High cd, amber | 1 | 0 | 0.502 |  |  |  |  | FALSE | TRUE |  |  |  |  | #FF0070C0 | FA-NFPA 170 SPEAKER STROBE CEILING | 1 | FALSE | FALSE | FALSE | 2020 | [13 empty] | FALSE |  |  | C |  |  |  |  | THOR\acont | 2024-09-08 17:27 |  | [Edwards, Kidde] [NAC] [16 VDC] EGCF-S2VMH (C), EGCF-VMH (C), GCF-S2VMH (C), GCF-S7VMH (C), GCF-VMH (C), GCHFRF-S2VMCH (C), GCHFRF-S7VMCH (C), GCHFRN-S2VMCH (C), GCHFRN-S7VMCH (C), GCHFWA-S2VMAH (C), GCHFWA-S2VMCH (C), GCHFWA-S7VMAH (C), GCHFWA-S7VMCH (C [Edwards, Kidde] [AUDIO 25v] [25V AUDIO] EGCF-S2VMH (C), G4F-S2, G4F-S2V1575, G4F-S2VM, G4HFRF-S2, G4HFRF-S2VMC, G4HFRN-S2, G4HFRN-S2VMC, G4HFWA-S2, G4HFWA-S2VMA, G4HFWA-S2VMC, G4HFWF-S2, G4HFWF-S2VMC, G4HFWN-S2, G4HFWN-S2VMA, G4HFWN-S2VMC, G4RF-S2, G4RF [Edwards, Kidde] [NAC] [24 VDC] EGCF-S2VMH (C), EGCF-VMH (C), GCF-S2VMH (C), GCF-S7VMH (C), GCF-VMH (C), GCHFRF-S2VMCH (C), GCHFRF-S7VMCH (C), GCHFRN-S2VMCH (C), GCHFRN-S7VMCH (C), GCHFWA-S2VMAH (C), GCHFWA-S2VMCH (C), GCHFWA-S7VMAH (C), GCHFWA-S7VMCH (C
52768864-d329-4994-b8c3-f04d800ed1f5 |  |  |  | North | Autocall |  | Cards & Components |  |  |  | Card | TRUE | A100-9709 | ++ | Main Board | 1 | 0.277 | 0.321 |  |  |  |  | TRUE | [5 empty] | #FFFFFFFF |  |  | FALSE | FALSE | FALSE | [20 empty] | THOR\acont | 2025-02-05 08:45 | THOR\acont | 2025-02-05 08:46 | Cloned from Autocall A100-9706 |  | [Autocall] A100-9701, A100-9706, A100-9709
da618e73-2baf-4437-9343-f05349a53ce0 | NFPA 170 SPEAKER STROBE |  |  | North | Siemens |  | Speaker/Strobe |  |  |  | Module | TRUE | SL2SPSWW-ALA | S54329-F211-A1++ | Speaker-Strobe, Wall, Amber, White, Alert | 1 | [12 empty] | #FF0070C0 | FA-NFPA 170 SPEAKER STROBE | 1 | FALSE | FALSE | FALSE | 2023 | [19 empty] | DESKTOP-7EIEB7A\acont | 2023-08-03 07:56 | THOR\acont | 2024-09-08 17:27 | Cloned from Siemens SL2SWW-ALA | [Siemens] [NAC] [16.0 – 33.0 VDC] SL2SPSWR-AL, SL2SPSWR-ALA, SL2SPSWR-F, SL2SPSWR-FB, SL2SPSWR-M, SL2SPSWR-N, SL2SPSWR-NA, SL2SPSWW-AL, SL2SPSWW-ALA, SL2SPSWW-F, SL2SPSWW-FB, SL2SPSWW-M, SL2SPSWW-N, SL2SPSWW-NA, SL2SWR-A, SL2SWR-AL, SL2SWR-ALA, SL2SWR-AL [Siemens] [AUDIO 25v] [25V AUDIO] SL2SPSCR-A (C), SL2SPSCR-AL (C), SL2SPSCR-ALA (C), SL2SPSCR-F (C), SL2SPSCR-FB (C), SL2SPSCR-N (C), SL2SPSCR-NA (C), SL2SPSCW-A (C), SL2SPSCW-AL (C), SL2SPSCW-ALA (C), SL2SPSCW-F (C), SL2SPSCW-FB (C), SL2SPSCW-N (C), SL2 [Siemens] [AUDIO 70.7v] [70V AUDIO] SL2SPSCR-A (C), SL2SPSCR-AL (C), SL2SPSCR-ALA (C), SL2SPSCR-F (C), SL2SPSCR-FB (C), SL2SPSCR-N (C), SL2SPSCR-NA (C), SL2SPSCW-A (C), SL2SPSCW-AL (C), SL2SPSCW-ALA (C), SL2SPSCW-F (C), SL2SPSCW-FB (C), SL2SPSCW-N (C), S
8d829f78-bc22-47cd-9b9f-f054b86a1d43 | NFPA 170 LOCAL OPERATOR CONSOLE | RISER LOC |  | North | Farenhyt |  | Local Operator Console |  |  |  | Assembly | TRUE | ECS-LOC2100 | + | Local Operator Console a | 1 | [6 empty] | FALSE | [5 empty] | #FFFF0000 | FA-NFPA 170 LOCAL OPERATOR CONSOLE | 1 | FALSE | FALSE | FALSE | 107 | [8 empty] | 7,12,18 |  |  |  |  | TRUE | [5 empty] | DESKTOP-7SAL8M7\acont | 2020-02-19 14:04 | THOR\acont | 2024-09-08 17:27 | Cloned from Firelite ECC-50/100 (100W, 25V)
5734e14d-be82-4823-8a0d-f0566ebd146b |  |  |  | North | Siemens |  | Cards & Components |  |  |  | Card | TRUE | ABHW-4SZ | S54320-F14-A2 | ABHW-4SZ AUDIBLE BASE | 1 | [6 empty] | TRUE | [5 empty] | #FFFFFFFF |  |  | FALSE | FALSE | FALSE | [20 empty] | DESKTOP-7SAL8M7\acont | 2019-08-13 09:04 | THOR\acont | 2024-10-09 10:48
847c6c6a-02f8-455a-94de-f05977a1b23f |  |  |  | North | Bosch | [5 empty] | Module | TRUE | NIN-73023-A3AS | * | DOME 2MP HDR 3-9MM AUTO IP66 SURFACE | 1 | [12 empty] | #FFFFFFFF |  |  | FALSE | FALSE | FALSE | [20 empty] | DESKTOP-7EIEB7A\acont | 2021-08-13 06:25 | THOR\acont | 2024-10-09 10:48
66b67b77-dc0f-4d3c-958b-f0622c83ac3b | NFPA 170 HEAT DETECTOR |  |  | North | Notifier |  | Heat Detector |  |  |  | Module | TRUE | FST-851H w/B501 | ++ | Intelligent Addressable 195°F (88°C) Thermal Heat Detector w/ Flashscan, Relay Base | 1 | 0.0003 | 0.0065 |  |  |  |  | FALSE | TRUE | FLUSH |  | 4" SQ. DEEP | 3 "O" PLASTER RING | #FFFF0000 | FA-NFPA 170 HEAT DETECTOR | 1 | FALSE | FALSE | FALSE | 1403 |  |  | 7270-0028:0196 | [10 empty] | FALSE |  |  | RB |  |  |  |  | THOR\acont | 2024-09-08 17:27 | 20191121 AC Detector with base | [Honeywell, Notifier, System Sensor] [SLC SENSORS] [*] [#4 TYPE ADDR ¦ SENSORS] 2251B (C), 2251-COPTIR (C), 2251-COPTIR w/B200S-WH (C), 2251TB (C), 2251TMB (C), 5251B (C), 5251B-WP (C), 5251H (C), 5251RB (C), 5251RB-WP (C), 7251 (C), 7251DH (C), DH200LP [Honeywell, Notifier, System Sensor] [SLC MODULES SENSORS] [*] [#2 SHARED ADDR ¦ SENSORS] 2251B (C), 2251-COPTIR (C), 2251-COPTIR w/B200S-WH (C), 2251TB (C), 2251TMB (C), 5251B (C), 5251B-WP (C), 5251H (C), 5251RB (C), 5251RB-WP (C), 7251 (C), 7251DH (C)
db15af2b-d5ef-4d20-8530-f073fd13b63e | NFPA 170 SPEAKER STROBE |  |  | North | Kidde |  | Speaker/Strobe |  |  |  | Module | TRUE | WGSVWF-SP | ++ | Outdoor rated speaker strobe, wall, white, feugo | 1 | [6 empty] | FALSE | FALSE |  |  |  |  | #FF0070C0 | FA-NFPA 170 SPEAKER STROBE | 1 | FALSE | FALSE | FALSE | 2019 | [13 empty] | FALSE |  |  | WP |  |  | THOR\acont | 2024-12-19 13:51 | THOR\acont | 2024-12-19 13:57 | Cloned from Edwards WGSVWF-SP | [Edwards, Kidde] [NAC] [VDC] WGSVRA, WGSVRF, WGSVRF-FR, WGSVRF-SP, WGSVRN, WGSVWA, WGSVWF, WGSVWF-FR, WGSVWF-SP, WGSVWN, WGVRA, WGVRF, WGVRF-FR, WGVRF-SP, WGVRN, WGVWA, WGVWF, WGVWF-FR, WGVWF-SP, WGVWN [Edwards, Hochiki, Kidde] [AUDIO 70.7v] [70V AUDIO] EG4SRF, EG4SRN, EG4SVRF, EG4SVRN, EG4SVWA, EG4SVWF, EG4SVWN, EG4SWA, EG4SWF, EG4SWN, G4SRF, G4SRN, G4SVRF, G4SVRN, G4SVWA, G4SVWF, G4SVWN, G4SWA, G4SWF, G4SWN, WGSRA, WGSRF, WGSRF-FR, WGSRF-SP, WGSRN, W [Edwards, Hochiki, Kidde] [AUDIO 25v] [25V AUDIO] EG4SRF, EG4SRN, EG4SVRF, EG4SVRN, EG4SVWA, EG4SVWF, EG4SVWN, EG4SWA, EG4SWF, EG4SWN, G4SRF, G4SRN, G4SVRF, G4SVRN, G4SVWA, G4SVWF, G4SVWN, G4SWA, G4SWF, G4SWN, WGSRA, WGSRF, WGSRF-FR, WGSRF-SP, WGSRN, WGS
034a8ff7-93b3-4f60-a4b5-f0784d64c45a | NFPA 170 BELL |  |  | North | Eaton Wheelock |  | Bell |  |  |  | Module | TRUE | MB-G6-24-R | + | MOTORIZED BELL, 6 INCH, 24 V | 1 | 0 | 0.04 | [10 empty] | #FFFF0000 | FA-NFPA 170 BELL | 1 | FALSE | FALSE | FALSE | [20 empty] | DESKTOP-7EIEB7A\acont | 2022-04-14 08:16 | THOR\acont | 2024-09-08 17:27 | Cloned from Bosch MB-G6-24-R | [Bosch, Eaton Wheelock] [NAC] [VDC] MB-G10-24-R, MB-G6-24-R
36679e2c-fe6b-4e2b-b8ef-f07a8f40dd52 | NFPA 170 HEAT DETECTOR |  |  | North | Firelite |  | Heat Detector |  |  |  | Module | TRUE | H365HT w/B300-6 | + | White, Low-profile 190°F fixed thermal sensor, Standard Base | 1 | 0.0002 | 0.0045 |  |  |  |  | FALSE | TRUE |  |  |  |  | #FFFF0000 | FA-NFPA 170 HEAT DETECTOR | 1 | FALSE | FALSE | FALSE | 1403 | [13 empty] | FALSE |  |  | 190° |  |  | DESKTOP-7SAL8M7\acont | 2019-03-28 05:42 | THOR\acont | 2024-09-08 17:27 | 20191121 AC Detector with base | [Firelite, System Sensor] [SLC SENSORS] [*] [#4 TYPE ADDR ¦ SENSORS] AD355 w/B200SR-LF-WH (C), AD355 w/B200SR-WH (C), AD355 w/B210LP (C), AD355 w/B224BI-WH (C), AD355 w/B224RB-WH (C), AD355 w/B501 (C), BEAM355 (C), BEAM355S (C), CP355 w/B200SR-WH (C), CP [Firelite, System Sensor] [SLC MODULES SENSORS] [*] [#2 SHARED ADDR ¦ SENSORS] AD355 w/B200SR-LF-WH (C), AD355 w/B200SR-WH (C), AD355 w/B210LP (C), AD355 w/B224BI-WH (C), AD355 w/B224RB-WH (C), AD355 w/B501 (C), BEAM355 (C), BEAM355S (C), CP355 w/B200SR-
6ef9a7d1-9413-4389-9baa-f07eb20daf44 | NFPA 170 AMPLIFIER RACK | RISER AMP |  | North | Notifier |  | Amplifier |  |  |  | Assembly | TRUE | NFC-50DA (50W, 25V) | + | Distributed (Remote) Audio Amplifier, 50 watts | 1 | [6 empty] | FALSE | [5 empty] | #FFFF0000 | FA-NFPA 170 AMPLIFIER RACK | 1 | FALSE | FALSE | FALSE | 300 | [8 empty] | 7,12,18,26,33 |  |  |  | 50 | TRUE | [5 empty] | DESKTOP-7SAL8M7\acont | 2019-10-02 17:27 | THOR\acont | 2024-09-08 17:27
d09eed94-1391-4a9e-874b-f0905db7a988 | NFPA 170 CELL COMM | RISER CELL COMM |  | North | Telguard |  | Cellular Communicator |  |  |  | Module | TRUE | TG-7FE | + | Commercial Fire Cellular Alarm Communicator For LTE Networks, Internet | 1 | [6 empty] | FALSE | [5 empty] | #FFFF0000 | FA-NFPA 170 CELL COMM | 1 | FALSE | FALSE | FALSE | 250 | [13 empty] | FALSE | [5 empty] | DESKTOP-7EIEB7A\acont | 2022-05-09 14:56 | THOR\acont | 2024-09-08 17:27 | Cloned from Telguard TG-7FS | [Telguard] [AUX POWER] [12VDC AUX INPUT] TG-7FE, TG-7FP, TG-7FS [Telguard] [DACT] [#1 DACT] TG-7A, TG-7A w/(2) TG-PEM, TG-7FE, TG-7FP, TG-7FS, TG-7FS LTE + TG-PEM, TG-7FS w/(2) TG-PEM [Telguard] [IDC] [#2 SUPERVISORY INPUT] TG-7A, TG-7A w/(2) TG-PEM, TG-7FE, TG-7FP, TG-7FS, TG-7FS LTE + TG-PEM, TG-7FS w/(2) TG-PEM [Telguard] [AUX POWER] [24VDC AUX INPUT] TG-7FE, TG-7FP, TG-7FS [Telguard] [IDC] [#1 SUPERVISORY INPUT] TG-7A, TG-7A w/(2) TG-PEM, TG-7FE, TG-7FP, TG-7FS, TG-7FS LTE + TG-PEM, TG-7FS w/(2) TG-PEM
b0d12907-e0a7-46cb-93ad-f09527c207e8 |  |  |  | North | Simplex |  | Hardware |  |  |  | Hardware | TRUE | 4098-9854 | + | Sampling Tube 12" (305 mm) | 1 | 0 | 0 |  |  |  |  | TRUE | [5 empty] | #FFFFFFFF |  |  | FALSE | FALSE | FALSE | [20 empty] | DESKTOP-7EIEB7A\acont | 2022-02-21 12:58 | THOR\acont | 2024-10-09 10:48 | Cloned from Autocall 4098-9854
e6fcb6de-4362-426f-b53d-f09c17c2dc6b |  |  |  | North | MIRCOM |  | Hardware |  |  |  | Hardware | TRUE | UB-1024DS |  | Universal Backbox. | 1 | [6 empty] | FALSE | [5 empty] | #FFFFFFFF |  |  | FALSE | FALSE | FALSE | [14 empty] | FALSE | [7 empty] | THOR\acont | 2024-10-09 10:48
968a2f3f-9918-419a-8774-f09efdc64880 | NFPA 170 LCD ANNNUNCIATOR DISPLAY |  |  | North | Fike |  | LCD Annunciator |  |  |  | Module | TRUE | 10-2646 | ++ | Fourteen Button Remote Display | 1 | 0.036 | 0.139 |  |  | 24 | 15 | TRUE |  |  |  | 10.687”L x 4.575”H |  | #FFFF0000 | FA-NFPA 170 LCD ANNNUNCIATOR DISPLAY | 1 | FALSE | FALSE | FALSE | [14 empty] | FALSE | [5 empty] | AULAPTOP-PC\Aulaptop | 2019-07-06 06:59 | THOR\acont | 2024-09-08 17:27 | Cloned from Fike XXXX CLONED | [Fike] [AUX POWER] [*] [AUX INPUT ++] 10-2631, 10-2646, 10-2800‐1‐0‐01‐0‐1‐01, 10-2801-1-0-01-0-1-01, FIK-5883 [Fike] [RS-485] 10-2631, 10-2646, 10-2800‐1‐0‐01‐0‐1‐01, 10-2801-1-0-01-0-1-01
0cbdc444-bae0-437f-8df3-f09f3e41d906 | NFPA 170 ADDRESSABLE INPUT MONITOR MODULE |  |  | North | Potter |  | Addressable Module |  |  |  | Module | TRUE | SCM-4 | + | Single Contact Module | 1 | 0.000325 | 0.001 |  |  |  |  | FALSE | [5 empty] | #FFFF0000 | FA-NFPA 170 ADDRESSABLE INPUT MONITOR MODULE | 1 | FALSE | FALSE | FALSE | 1000 | [13 empty] | FALSE | [7 empty] | THOR\acont | 2024-09-08 17:27 |  | [Potter] [SLC NOHMI] [*] [#1 SHARED ADDR ¦ MODULES] APS-DA, APS-SA, CIZM-4, DCM-4, MCM, MOM-4, SCM-4, TRM-4 | [Potter] CIZM-4, MCM, SCM-4
b467a784-224f-465e-824c-f0a95e14db81 | NFPA 170 MANUAL PULL |  |  | North | Edwards |  | Manual Station |  |  |  | Module | TRUE | 270P-SPO |  | Pull Station, cast metal, 2 stage | 1 | [6 empty] | FALSE | [5 empty] | #FFFF0000 | FA-NFPA 170 MANUAL PULL | 1 | FALSE | FALSE | FALSE | 957 | [13 empty] | FALSE | [7 empty] | THOR\acont | 2024-09-08 17:27 |  | [Edwards, Kidde, Monaco Enterprises] [IDC] 01 1534-1, 200-GAOF, 270A-DPO, 270A-SPO, 270-DOC, 270-DOC-B, 270-DOC-F, 270-DPO, 270-GAO, 270-GAOB, 270-GAO-DOC, 270-GAO-DOCF, 270P-DPO, 270P-SPO, 270-SPO, 270-SPOW, 270-SPOWB, 270-SPOWF, 271-KR1/SR/GS, 276A-REL
ded5ac3e-5cbf-4a20-ac26-f0b27892bbf2 |  |  |  | North | Siemens | [5 empty] | Module | TRUE | XLS-250-ZIC4A-EP | S54430-S5-A1 | XLS-250-ZIC4A-EP INCLUDES: (1) DLC , (1)PMI-3, (1) ZIC-4A, (1) CC-5, (1) PSC-12 | 1 | [12 empty] | #FFFFFFFF |  |  | FALSE | FALSE | FALSE | [20 empty] | DESKTOP-7SAL8M7\acont | 2019-08-13 09:04 | THOR\acont | 2024-10-09 10:48
daf88a60-a045-450c-bfbe-f0b4e1446934 | NFPA 170 HORN |  |  | North | System Sensor |  | Horn |  |  |  | Module | TRUE | HRL-LF | + | LF Sounder, Wall, Red | 1 | 0 | 0.047 |  |  |  |  | FALSE | [5 empty] | #FF0070C0 | FA-NFPA 170 HORN | 1 | FALSE | FALSE | FALSE | 2010 | [13 empty] | FALSE |  |  | LF |  |  | DESKTOP-7SAL8M7\acont | 2020-01-28 07:14 | THOR\acont | 2024-09-08 17:27 | Cloned from System Sensor HRL | [Notifier, System Sensor] [NAC] [VDC. TEMPORAL LOW] HCRL-LF (C), HCWL-LF (C), HGRL-LF, HGWL-LF, HRL-LF, HRL-LF w/ WAV-RL, HWL-LF, HWL-LF w/ WAV-WL [Notifier, System Sensor] [NAC] [VFWR. TEMPORAL LOW] HCRL-LF (C), HCWL-LF (C), HGRL-LF, HGWL-LF, HRL-LF, HRL-LF w/ WAV-RL, HWL-LF, HWL-LF w/ WAV-WL [Notifier, System Sensor] [NAC] [VFWR. TEMPORAL HIGH] HCRL-LF (C), HCWL-LF (C), HGRL-LF, HGWL-LF, HRL-LF, HRL-LF w/ WAV-RL, HWL-LF, HWL-LF w/ WAV-WL [Notifier, System Sensor] [NAC] [VDC. TEMPORAL HIGH] HCRL-LF (C), HCWL-LF (C), HGRL-LF, HGWL-LF, HRL-LF, HRL-LF w/ WAV-RL, HWL-LF, HWL-LF w/ WAV-WL
e28fdb4c-7662-40ce-9d4f-f0b596306e07 | NFPA 170 HEAT DETECTOR |  |  | North | Monaco Enterprises |  | Heat Detector |  |  |  | Module | TRUE | 721-121-00 w/B210LP | + | DETECTOR,HEAT:135 F,RATE-OF-RISE & FIXED,INTELLIGENT,LOW PROFILE,HEAD | 1 | 0.0003 | 0.0065 |  |  |  |  | FALSE | TRUE |  |  |  |  | #FFFF0000 | FA-NFPA 170 HEAT DETECTOR | 1 | FALSE | FALSE | FALSE | 1403 | [13 empty] | FALSE |  |  | R |  |  | DESKTOP-7SAL8M7\acont | 2020-03-03 09:18 | THOR\acont | 2024-09-08 17:27 | Cloned from Monaco Enterprises 721-124-00 w/B210LP | [Monaco Enterprises] [SLC SENSORS] 01 [*] 721-121-00 w/B200SR-LF-WH (C), 721-121-00 w/B200SR-WH (C), 721-121-00 w/B210LP (C), 721-121-00 w/B224RB-WH (C), 721-121-00 w/B501 (C), 721-124-00 w/B200SR-LF-WH (C), 721-124-00 w/B200SR-WH (C), 721-124-00 w/B210L [Monaco Enterprises] [SLC MODULES/SENSORS] 01 [*] 721-121-00 w/B200SR-LF-WH (C), 721-121-00 w/B200SR-WH (C), 721-121-00 w/B210LP (C), 721-121-00 w/B224RB-WH (C), 721-121-00 w/B501 (C), 721-124-00 w/B200SR-LF-WH (C), 721-124-00 w/B200SR-WH (C), 721-124-00 [Monaco Enterprises] [SLC SENSORS] 01 [*] 721-121-00 w/B200SR-LF-WH (C), 721-121-00 w/B200SR-WH (C), 721-121-00 w/B210LP (C), 721-121-00 w/B224RB-WH (C), 721-121-00 w/B501 (C), 721-124-00 w/B200SR-LF-WH (C), 721-124-00 w/B200SR-WH (C), 721-124-00 w/B210L [Monaco Enterprises] [SLC MODULES SENSORS] 01 [*] 708-026-01, 708-031-00, 721-121-00 w/B200SR-LF-WH (C), 721-121-00 w/B200SR-WH (C), 721-121-00 w/B210LP (C), 721-121-00 w/B224RB-WH (C), 721-121-00 w/B501 (C), 721-124-00 w/B200SR-LF-WH (C), 721-124-00 w/B
f1a2dd3d-9b72-4def-89ad-f0b7acbbd024 | CADGEN SIREN |  |  | North | DMP |  | Notification Appliance |  |  |  | Module | TRUE | 335 |  | BURGLAR ALARM SIREN | 1 | [6 empty] | TRUE | [5 empty] | #FFFF0000 | FA-CADGEN SIREN | 1 | FALSE | FALSE | FALSE | [20 empty] | AUGUSTXPS17-EUP\aucon | 2022-11-29 13:54 | THOR\acont | 2024-09-08 17:27 | Cloned from NASCOM ALA-H508 | [DMP] [NAC] [VDC] 335
241727a7-ca0a-4750-9d0f-f0ba4cfc2430 | NFPA 170 REMOTE ANNUNCIATOR | RISER ANNUNCIATOR |  | North | Silent Knight |  | Remote Annunciator |  |  |  | Module | TRUE | 5865-3 | ++ | LED Annunciator, Red | 1 | 0.035 | 0.145 |  |  | 24 |  | FALSE |  |  |  | 5.56” x 4.1” x 1.75” (14.1 x 10.4 x 4.45 cm |  | #FFFF0000 | FA-NFPA 170 REMOTE ANNUNCIATOR | 1 | FALSE | FALSE | FALSE | 255 | [13 empty] | FALSE | [7 empty] | THOR\acont | 2024-09-08 17:27 |  | [Silent Knight] [SBUS] [*] [SBUS ++] 5635R, 5635W, 5815XL, 5860, 5860R, 5865-3, 5865-4, 6815, 6855, 6860, EVS-LOC, EVS-RCU, RA-100, RA-1000, RA-1000R, RA-2000, SK-5210, SK-5217
e9f6d82d-a314-4cba-887d-f0c53c217e10 |  |  |  | North | Edwards |  | Cards & Components |  |  |  | Card | TRUE | QS4-CPU-2-PG |  | CPU/Display with 2 Annunciator Option Space, Portuguese | 1 | 0.199 | 0.235 |  |  |  |  | TRUE | [5 empty] | #FFFFFFFF |  |  | FALSE | FALSE | FALSE | [14 empty] | FALSE | [7 empty] | THOR\acont | 2024-10-09 10:48
b9050faa-8591-44a1-be0f-f0c8a273c134 | NFPA 170 HORN |  |  | North | Block Definition Only |  | Horn |  |  |  | Module | TRUE | NFPA 170 HORN |  | NFPA 170 HORN | 1 | [12 empty] | #FF0070C0 | FA-NFPA 170 HORN | 1 | FALSE | FALSE | FALSE | 2010 | [19 empty] | AULAPTOP-PC\Aulaptop | 2020-03-26 07:41 | THOR\acont | 2024-09-08 17:27
351f4d57-e34d-4485-85d7-f0ccaa409448 |  |  |  | North | Notifier |  | Cards & Components |  |  |  | Card | TRUE | EBFI | ++ | Detector Base Flanged mouting 4" | 1 | [6 empty] | TRUE | FALSE |  |  |  |  | #FFFFFFFF |  |  | FALSE | FALSE | FALSE | [14 empty] | FALSE | [7 empty] | THOR\acont | 2024-10-09 10:48
fcca8940-949a-4d16-b950-f0d3c6032c76 | NFPA 170 HORN STROBE CEILING |  |  | North | FCI |  | Strobe |  |  |  | Module | TRUE | PC24115 | ++ | Horn, electronic, red, w/115 cd strobe | 1 | 0 | 0.347 |  |  |  |  | FALSE | TRUE |  |  |  |  | #FF0070C0 | FA-NFPA 170 HORN STROBE CEILING | 1 | FALSE | FALSE | FALSE | 2022 | [13 empty] | FALSE |  |  | C |  |  | THOR\acont | 2025-02-25 16:23 | THOR\acont | 2025-02-25 16:25 | Cloned from FCI PC2415W CLONED CLONED CLONED CLONED CLONED CLONED | [Eaton Wheelock, FCI] [NAC] [DC MAX] PC24115 (C), PC24115W (C), RS-2415W-FR
a05508b3-8755-4a63-b81b-f0d4a0230a64 |  |  |  | North | Siemens | [5 empty] | Module | TRUE | PBA-1191 | 500-095076 | LINEAR BEAM DETECTOR | 1 | [12 empty] | #FFFFFFFF |  |  | FALSE | FALSE | FALSE | [20 empty] | DESKTOP-7SAL8M7\acont | 2019-08-13 09:04 | THOR\acont | 2024-10-09 10:48
00f1e4bc-8397-489f-96cc-f0d5d3b26be1 |  |  |  | North | Edwards |  | Cards & Components |  |  |  | Card | TRUE | ANSZS4B |  | 4 Cl 'B' circuits (max. 25W ea) /w zone switches & All Call switch | 1 | [6 empty] | TRUE | [5 empty] | #FFFFFFFF |  |  | FALSE | FALSE | FALSE | [14 empty] | FALSE | [7 empty] | THOR\acont | 2024-10-09 10:48
19c04c18-001e-41b0-a0c2-f0d6703ea59c | NFPA 170 REMOTE VOICE EVACUATION MICROPHONE |  |  | North | Kidde |  | Remote Microphone |  |  |  | Module | TRUE | ANSREMR |  | Remote Mic, Red surface / semi-flush cabinet | 1 | 0.02 | 0.04 |  |  |  |  | TRUE | [5 empty] | #FFFF0000 | FA-NFPA 170 REMOTE VOICE EVACUATION MICROPHONE | 1 | FALSE | FALSE | FALSE | 265 | [13 empty] | FALSE | [5 empty] | DESKTOP-7SAL8M7\acont | 2020-01-02 07:49 | THOR\acont | 2024-09-08 17:27 | Cloned from Edwards ANSREMR | [Edwards, Kidde] [MIC] [Remote Microphone] ANSREMG, ANSREMR
d820d59e-2895-49f9-9d26-f0e4933440be | NFPA 170 STROBE WALL |  |  | North | Eaton Wheelock |  | Strobe |  |  |  | Module | TRUE | RSSWP-24MCWH-FW |  | NOTIFICATION,STROBE, WHITE, WALL, 135CD/185CD, WP | 1 | 0 | 0.42 |  |  |  |  | FALSE | FALSE |  |  |  |  | #FF0070C0 | FA-NFPA 170 STROBE WALL | 1 | FALSE | FALSE | FALSE | 2023 | [13 empty] | FALSE |  |  | WP |  |  |  |  | THOR\acont | 2024-09-08 17:27 |  | [Eaton Wheelock, Hochiki] [NAC] [24VDC] RSSWP-24MCWH-FR, RSSWP-24MCWH-FW
f919cb99-0add-47f2-805f-f0e6e6213345 | NFPA 170 SPEAKER STROBE |  |  | North | Edwards |  | Speaker/Strobe |  |  |  | Module | TRUE | WGSVWA | ++ | Outdoor rated speaker strobe, wall, white, alert | 1 | [6 empty] | FALSE | FALSE |  |  |  |  | #FF0070C0 | FA-NFPA 170 SPEAKER STROBE | 1 | FALSE | FALSE | FALSE | 2019 | [13 empty] | FALSE |  |  | WP |  |  | THOR\acont | 2024-04-09 09:09 | THOR\acont | 2024-09-08 17:27 | Cloned from Edwards WGSVRA CLONED CLONED CLONED CLONED | [Edwards, Kidde] [NAC] [VDC] WGSVRA, WGSVRF, WGSVRF-FR, WGSVRF-SP, WGSVRN, WGSVWA, WGSVWF, WGSVWF-FR, WGSVWF-SP, WGSVWN, WGVRA, WGVRF, WGVRF-FR, WGVRF-SP, WGVRN, WGVWA, WGVWF, WGVWF-FR, WGVWF-SP, WGVWN [Edwards, Hochiki, Kidde] [AUDIO 25v] [25V AUDIO] EG4SRF, EG4SRN, EG4SVRF, EG4SVRN, EG4SVWA, EG4SVWF, EG4SVWN, EG4SWA, EG4SWF, EG4SWN, G4SRF, G4SRN, G4SVRF, G4SVRN, G4SVWA, G4SVWF, G4SVWN, G4SWA, G4SWF, G4SWN, WGSRA, WGSRF, WGSRF-FR, WGSRF-SP, WGSRN, WGS [Edwards, Hochiki, Kidde] [AUDIO 70.7v] [70V AUDIO] EG4SRF, EG4SRN, EG4SVRF, EG4SVRN, EG4SVWA, EG4SVWF, EG4SVWN, EG4SWA, EG4SWF, EG4SWN, G4SRF, G4SRN, G4SVRF, G4SVRN, G4SVWA, G4SVWF, G4SVWN, G4SWA, G4SWF, G4SWN, WGSRA, WGSRF, WGSRF-FR, WGSRF-SP, WGSRN, W
88c24d11-25e3-4632-a0bb-f0e8f2f86093 | NFPA 170 FIRE ALARM CONTROL UNIT | RISER FACP |  | North | Edwards |  | Fire Alarm Control Unit |  |  |  | Assembly | TRUE | FSP302R |  | FACP - 3 Cl 'B' IDCs, 2 Cl 'B' NACs, 120V, Red | 1 | [6 empty] | FALSE | [5 empty] | #FFFF0000 | FA-NFPA 170 FIRE ALARM CONTROL UNIT | 1 | FALSE | FALSE | FALSE | 202 | [8 empty] | 7,12,18 |  |  |  |  | TRUE | [7 empty] | THOR\acont | 2024-09-08 17:27
0c7e6018-6376-48e7-8ca0-f0eae33612db | NFPA 170 SPEAKER STROBE |  |  | North | Potter |  | Speaker/Strobe |  |  |  | Module | TRUE | WCSPKSTR-24BR |  | Weatherproof Plain Blue Speaker/Strobe, Wall, Red | 1 | 0 | 0.28 |  |  |  |  | FALSE | [5 empty] | #FF0070C0 | FA-NFPA 170 SPEAKER STROBE | 1 | FALSE | FALSE | FALSE | 2019 |  |  | 7320-0328:0206 | [10 empty] | FALSE | [7 empty] | THOR\acont | 2024-09-08 17:27 |  | [Potter] [NAC] [UL MAX] CSPKSTR-24BR (C), CSPKSTR-24BW (C), WCSPKSTR-24BR, WCSPKSTR-24BW [Gentex, Hochiki, Potter] [AUDIO 70.7v] [70V AUDIO] CSPKSTR-24AR (C), CSPKSTR-24AW (C), CSPKSTR-24BR (C), CSPKSTR-24BW (C), CSPKSTR-24GR (C), CSPKSTR-24GW (C), CSPKSTR-24RR (C), CSPKSTR-24RW (C), FASPKR-R (C), FASPKR-W (C), FASPKR-WR, FASPKR-WW, FASPK-WP [Gentex, Hochiki, Potter] [AUDIO 25v] [25V AUDIO] CSPKSTR-24AR (C), CSPKSTR-24AW (C), CSPKSTR-24BR (C), CSPKSTR-24BW (C), CSPKSTR-24GR (C), CSPKSTR-24GW (C), CSPKSTR-24RR (C), CSPKSTR-24RW (C), FASPKR-R (C), FASPKR-W (C), FASPKR-WR, FASPKR-WW, FASPK-WPR,
08584fa7-edbf-4980-966f-f0ee0b3fb5b1 | NFPA 170 END OF LINE DEVICE |  |  | North | Edwards |  | End-of-Line Device |  |  |  | Module | TRUE | 204-12/24VG |  | EOL Power Supervison Relay | 1 | 0.028 | 0.028 |  |  |  |  | FALSE | [5 empty] | #FFFF0000 | FA-NFPA 170 END OF LINE DEVICE | 1 | FALSE | FALSE | FALSE | 5050 | [13 empty] | FALSE |  |  | R |  |  |  |  | THOR\acont | 2024-09-08 17:27 |  | [Edwards, Siemens, Silent Knight, System Sensor] [RELEASING] [*] 204-12/24VG, A77-716B, EOL-1224RLY, EOL-R24VDC, RELA-EOL, SXL-EX Main Board, SZE-4X [Edwards, Siemens, Silent Knight, System Sensor] [IDC] 01 204-12/24VG, A77-716B, EOL-1224RLY, EOL-R24VDC, RELA-EOL, SXL-EX Main Board, SZE-4X
efa0f940-36cb-4946-8db6-f0f8f8ece582 | NFPA 170 STROBE CEILING |  |  | North | Siemens |  | Strobe |  |  |  | Module | TRUE | ST-MC-CW | 500-636098 | STROBE CANDELA WHITE CEILING | 1 | [6 empty] | FALSE | TRUE |  |  |  |  | #FF0070C0 | FA-NFPA 170 STROBE CEILING | 1 | FALSE | FALSE | FALSE | 2022 | [13 empty] | FALSE |  |  | C |  |  |  |  | THOR\acont | 2024-09-08 17:27 | B,T | [Siemens] [NAC] [VDC] ST-MC-CW (C)
d0be8e60-de0e-4dd5-8ff5-f0fd7e3755b8 |  |  |  | North | Sigcom |  | Cards & Components |  |  |  | Card | TRUE | MNS-8-INPUT | + | 8 Supervised Input Card | 1 | 0.025 | 0.033 |  |  |  |  | TRUE | FALSE |  |  |  |  | #FFFFFFFF |  |  | FALSE | FALSE | FALSE | [14 empty] | FALSE | [5 empty] | DESKTOP-7EIEB7A\acont | 2021-03-12 06:49 | THOR\acont | 2024-10-09 10:48 | Cloned from Sigcom MNS-8-ZONE (25V) |  | [Sigcom] MNS-8-INPUT
7353ba45-d89e-4386-ad27-f103a15e6345 | NFPA 170 SMOKE HEAT DETECTOR |  |  | North | Potter |  | Smoke/Heat Detector |  |  |  | Module | TRUE | PAD200-PHD w/PAD100-SPKB (Split) | + | Photoelectric Smoke/Heat Detector with Speaker Base with One Form-C Relay Contact | 1 | 0.00045 | 0.00045 |  |  |  |  | FALSE | TRUE |  |  |  |  | #FFFF0000 | FA-NFPA 170 SMOKE HEAT DETECTOR | 1 | FALSE | FALSE | FALSE | 1411 | [13 empty] | FALSE |  |  | SB |  |  | THOR\acont | 2025-02-13 08:09 |  |  | Cloned from Potter PAD200-PHD w/PAD100-SPKB | [Potter] [SLC PAD] [*] [#2 SHARED ADDR ¦ SENSORS] PAD100-CD w/PAD100-4DB, PAD100-CD w/PAD100-6DB, PAD100-CD w/PAD100-IB, PAD100-CD w/PAD100-LFSB, PAD100-CD w/PAD100-RB, PAD100-CD w/PAD100-SB, PAD100-CD w/PAD100-SPKB, PAD100-DUCT (C), PAD100-DUCTR (C), PA [Potter] [AUDIO 25v] [25V AUDIO] PAD100-CD w/PAD100-SPKB, PAD100-HD w/PAD100-SPKB, PAD100-PD w/PAD100-SPKB (C), PAD100-PHD w/PAD100-SPKB (C), PAD100-PHD w/PAD100-SPKB (Split) (C), PAD100-SPKB, PAD200-PCD w/PAD100-SPKB (C), PAD200-PCD w/PAD100-SPKB (Split [Potter] [AUDIO 70.7v] [70V AUDIO] PAD100-CD w/PAD100-SPKB, PAD100-HD w/PAD100-SPKB, PAD100-PD w/PAD100-SPKB (C), PAD100-PHD w/PAD100-SPKB (C), PAD100-PHD w/PAD100-SPKB (Split) (C), PAD100-SPKB, PAD200-PCD w/PAD100-SPKB (C), PAD200-PCD w/PAD100-SPKB (Spl
2f456b71-1aa0-4b53-813d-f103cc240f39 | NFPA 170 FIRE ALARM CONTROL UNIT | RISER FACP |  | North | Hochiki |  | Fire Alarm Control Unit |  |  |  | Assembly | TRUE | LA703K1-10 |  | FireNET L@TITUDE Analog Addressable Fire Alarm Control Panel, 8 Slot Standard Enclosure, 10.25 A Auto Voltage, 2-Loop Panel Module, Hochiki Protocol, Network Module, and Media Gateway™, Red, 48 Zone LEDs | 1 | [6 empty] | FALSE |  |  | *Refer to Install Sheet | 16.5in (W) x 23.2in (H) x 6in (D) | KM5FCRD (Optional Semi-Flush Mounting Kit) | #FFFF0000 | FA-NFPA 170 FIRE ALARM CONTROL UNIT | 1 | FALSE | FALSE | FALSE | 202 | [8 empty] | 7,12,18,28,33,40 |  |  | 10.25 |  | TRUE | [5 empty] | DESKTOP-GHR3H5U\Anthony | 2019-11-27 08:00 | THOR\acont | 2024-09-08 17:27
a02ddf6f-075a-4e1b-b189-f104ac1dc772 |  |  |  | North | MIRCOM |  | Hardware |  |  |  | Hardware | TRUE | BAT-12V55A |  | 12 VOLT 55AH BATTERIES | 1 | [6 empty] | FALSE | [5 empty] | #FFFFFFFF |  |  | FALSE | FALSE | FALSE | [14 empty] | FALSE | [7 empty] | THOR\acont | 2024-10-09 10:48
fdd95a0a-8a04-400e-a194-f105610441b4 |  |  |  | North | Farenhyt |  | Cards & Components |  |  |  | Card | TRUE | RFP-2100/2100B Main Board SD protocol |  | Intelligent Fire Alarm Control Panel Main Board | 1 | [6 empty] | TRUE | [5 empty] | #FFFFFFFF |  |  | FALSE | FALSE | FALSE | [14 empty] | FALSE | [7 empty] | THOR\acont | 2024-10-09 10:48 | Assembly Created Need Circuits | [Farenhyt, Silent Knight, Stanley Security Solutions] [VAC ] 5104B Main Board, 5204 Main Board, 5207 Main Board, 5208 Main Board, 5495 Main Board, 5496 Main Board, 5499 Main Board, 5600 Main Board, 5700 Main Board, 5808 Main Board, 5820XL Main Board, 588
eb1c6abb-1f3a-46da-9fc4-f10696e0266d |  |  |  | North | Bosch | [5 empty] | Module | TRUE | D8229 | * | Access Kypd (Wiegand Output) | 1 | [12 empty] | #FFFFFFFF |  |  | FALSE | FALSE | FALSE | [20 empty] | DESKTOP-7EIEB7A\acont | 2021-08-13 06:25 | THOR\acont | 2024-10-09 10:48
f3f71b4d-162a-4df4-9a0c-f107edcaa3ff | NFPA 170 FIRE ALARM CONTROL UNIT | RISER FACP |  | North | Bosch |  | Fire Alarm Control Unit |  |  |  | Assembly | TRUE | B5512 | ++ | Supports up to 48 points, 3 on-board outputs, and 4 areas for intrusion, residential fire. On-board Ethernet. | 1 | [6 empty] | FALSE | [5 empty] | #FFFF0000 | FA-NFPA 170 FIRE ALARM CONTROL UNIT | 1 | FALSE | FALSE | FALSE | 105 | [8 empty] | 7,18 | 1 |  |  |  | TRUE | [5 empty] | THOR\acont | 2024-02-22 10:18 | THOR\acont | 2024-09-08 17:27 | Cloned from Bosch B9512G
9d408aa6-584d-4c05-b0d1-f108550250bf |  |  |  | North | Edwards |  | Hardware |  |  |  | Hardware | TRUE | 454711ARE |  | 18/4 Solid Twisted Red-Jacket FPLP (Plenum) | 1 | [6 empty] | FALSE | [5 empty] | #FFFFFFFF |  |  | FALSE | FALSE | FALSE | [14 empty] | FALSE | [7 empty] | THOR\acont | 2024-10-09 10:48
11807521-6a73-48e4-8ba6-f10fa18c93bd | NFPA 170 FIRE ALARM CONTROL UNIT | RISER FACP |  | North | Kidde |  | Fire Alarm Control Unit |  |  |  | Assembly | TRUE | FX-1000 |  | FACP, 1-4 Loop, 1000pt max, 4 Cl B NACs, red, 120v | 1 | [6 empty] | FALSE | [5 empty] | #FFFF0000 | FA-NFPA 170 FIRE ALARM CONTROL UNIT | 1 | FALSE | FALSE | FALSE | 202 | [8 empty] | 7,12,18 |  |  |  |  | TRUE | [7 empty] | THOR\acont | 2024-09-08 17:27
3f4a421e-880d-4f15-8809-f115f7158d33 | NFPA 170 FIRE ALARM CONTROL UNIT | RISER FACP |  | North | Kidde |  | Fire Alarm Control Unit |  |  |  | Assembly | TRUE | FX-64R |  | FACP, 1 Loop, 64pt, 2 Cl B NACs, red, 120v | 1 | [6 empty] | FALSE | [5 empty] | #FFFF0000 | FA-NFPA 170 FIRE ALARM CONTROL UNIT | 1 | FALSE | FALSE | FALSE | 202 | [8 empty] | 7,12,18 |  |  |  |  | TRUE | [7 empty] | THOR\acont | 2024-09-08 17:27
c1362b7e-7016-4ca1-9378-f11a62e43f73 | KEY SWITCH |  |  | North | Potter |  | Switch |  |  |  | Module | TRUE | RCDS-2001 |  | Releasing Circuit Disable Switch (Clean Agent) | 1 | 0.01 | 0.01 |  |  |  |  | FALSE | [5 empty] | #FFFF0000 | FA-KEY SWITCH | 1 | FALSE | FALSE | FALSE | [14 empty] | FALSE |  |  | CA |  |  | DESKTOP-7EIEB7A\acont | 2021-11-02 17:04 | THOR\acont | 2024-09-08 17:27 | Cloned from Potter RCDS-1 | [Potter] [AUX POWER, RELEASING] [*] [INPUT TYPE] RCDS-1, RCDS-2001 [Potter] [AUX POWER] [*] [#1 AUX] RCDS-1, RCDS-2001 [Potter] [AUX POWER] [*] [#2 AUX] RCDS-1, RCDS-2001 [Potter] [IDC] 05 CF-135EWT, CF-200EWT, CR-135EWT, CR-200EWT, RCDS-1, RCDS-2001
cda66a07-a220-4a3e-b139-f11daa60538e | NFPA 170 SMOKE DETECTOR |  |  | North | Notifier |  | Smoke Detector |  |  |  | Module | TRUE | NI-100 | ++ | Intelligent Addressable ION detector; with base. | 1 | 0.0003 | 0.0065 |  |  |  |  | FALSE | TRUE |  |  |  |  | #FFFF0000 | FA-NFPA 170 SMOKE DETECTOR | 1 | FALSE | FALSE | FALSE | 1408 | [13 empty] | FALSE | [7 empty] | THOR\acont | 2024-09-08 17:27 | 20191121 AC Detector without base | [Honeywell, Notifier, System Sensor] [SLC MODULES SENSORS] [*] [#2 SHARED ADDR ¦ SENSORS] 2251B (C), 2251-COPTIR (C), 2251-COPTIR w/B200S-WH (C), 2251TB (C), 2251TMB (C), 5251B (C), 5251B-WP (C), 5251H (C), 5251RB (C), 5251RB-WP (C), 7251 (C), 7251DH (C) [Honeywell, Notifier, System Sensor] [SLC SENSORS] [*] [#4 TYPE ADDR ¦ SENSORS] 2251B (C), 2251-COPTIR (C), 2251-COPTIR w/B200S-WH (C), 2251TB (C), 2251TMB (C), 5251B (C), 5251B-WP (C), 5251H (C), 5251RB (C), 5251RB-WP (C), 7251 (C), 7251DH (C), DH200LP
19f31ed6-1807-4d34-82d8-f125038c87b2 |  |  |  | North | Gamewell FCI |  | Hardware |  |  |  | Hardware | TRUE | E3-INX-D-PLATE | + | Transponder module mounting plate, “D” Size | 1 | [6 empty] | TRUE | [5 empty] | #FFFFFFFF |  |  | FALSE | FALSE | FALSE | [20 empty] | DESKTOP-7EIEB7A\acont | 2022-01-20 06:18 | THOR\acont | 2024-10-09 10:48 | Cloned from Gamewell FCI E3BB-FLUSH-LCD
8053865c-c875-4bd6-ab0a-f13162681324 |  |  |  | North | Hochiki |  | Cards & Components |  |  |  | Card | TRUE | EVX-50E-H | + | 50W Voice Evacuation Module | 1 | 0.13 | 3.2 |  |  |  |  | TRUE | [5 empty] | #FFFFFFFF |  |  | FALSE | FALSE | FALSE | [20 empty] | DESKTOP-7SAL8M7\acont | 2019-11-05 06:01 | THOR\acont | 2024-10-09 10:48 |  |  | [Hochiki] EVX-50E-H, EVX-50EM-H
a60d35dc-2c02-42af-bcb8-f131a7ec1d59 |  |  |  | North | Siemens |  | Hardware |  |  |  | Hardware | TRUE | 5000-005 | 500-050273+ | Surface-mount universal bracket for Model F5000 | 1 | [12 empty] | #FFFFFFFF |  |  | FALSE | FALSE | FALSE | [20 empty] | DESKTOP-7EIEB7A\acont | 2022-06-29 10:13 | THOR\acont | 2024-10-09 10:48 | Cloned from Bosch FRAY5000-BR
8a3edb1c-202a-46af-8987-f1378aea5fae |  |  |  | North | Edwards |  | Hardware |  |  |  | Hardware | TRUE | QSC-12-R-1 |  | OBSOLETE - FAP w/ 12 Option Card Spaces, Red | 1 | [6 empty] | FALSE | [5 empty] | #FFFFFFFF |  |  | FALSE | FALSE | FALSE | [14 empty] | FALSE | [7 empty] | THOR\acont | 2024-10-09 10:48
cf7cb0c3-5f4c-41cf-a74c-f13db75ab9d9 | NFPA 170 FIRE ALARM CONTROL UNIT | RISER FACU |  | North | Ampac |  | Fire Alarm Control Unit |  |  |  | Assembly | TRUE | 8651-0110-1100 |  | FireFinderPLUS 1Loop OWS25 5A - SP1 Cabinet | 1 | [6 empty] | TRUE | [5 empty] | #FFFF0000 | FA-NFPA 170 FIRE ALARM CONTROL UNIT | 1 | FALSE | FALSE | [21 empty] | XPS-17-9710\August | 2024-11-06 05:10 | XPS-17-9710\August | 2024-11-06 05:17 | Cloned from Ampac 8651-0110
b24394d8-b87e-44b6-8748-f1429561856f | NFPA 170 SURGE SUPPRESSOR |  |  | North | Generic |  | Surge Supressor |  |  |  | Module | TRUE | SURGE PROTECTOR |  |  | 1 | [6 empty] | FALSE | [5 empty] | #FFFF0000 | FA-NFPA 170 SURGE SUPPRESSOR | 1 | FALSE | FALSE | FALSE | 6001 | [13 empty] | FALSE |  |  | 24v |  |  |  |  | THOR\acont | 2024-09-08 17:27
bb55d9c6-5370-4c26-b8bb-f144ce963889 | NFPA 170 MANUAL PULL |  |  | North | MIRCOM |  | Manual Station |  |  |  | Module | TRUE | MS-702 | + | Dual Stage Single Action Manual Station | 1 | [6 empty] | FALSE | [5 empty] | #FFFF0000 | FA-NFPA 170 MANUAL PULL | 1 | FALSE | FALSE | FALSE | 957 | [13 empty] | FALSE | [7 empty] | THOR\acont | 2024-09-08 17:27 |  | [MIRCOM] [IDC] 04 MS-701, MS-701U, MS-702, MS-703U, MS-704U, MS-710U
8018bc5e-e14e-4069-a00e-f145ceb479ef | NFPA 170 HORN |  |  | North | Siemens |  | Horn |  |  |  | Module | TRUE | SC-LFS-WR-N |  | WALL ACEND LOW FREQUENCY SOUNDER, RED, NO LETTERING | 1 | [6 empty] | TRUE | [5 empty] | #FF0070C0 | FA-NFPA 170 HORN | 1 | FALSE | FALSE | FALSE | [17 empty] | LF |  |  | XPS-17-9710\August | 2024-09-24 16:36 | XPS-17-9710\August | 2024-10-10 15:23 | 20241008 NEW SIEMENS PARTS | [Siemens] [NAC] [Continuous High, Continuous Low, T3 High, T3 Low, T4 High, T4 Low] SC-LFS-CR-N , SC-LFS-CW-N , SC-LFS-WR-N, SC-LFS-WW-N
19e9585c-0bf5-4819-bc44-f1464ed29ba6 |  |  |  | North | Hochiki |  | Cards & Components |  |  |  | Card | TRUE | LCD Main Processor |  | LCD Main Processor | 1 | 0.195 | 0 |  |  |  |  | TRUE | [5 empty] | #FFFFFFFF |  |  | FALSE | FALSE | FALSE | [20 empty] | DESKTOP-GHR3H5U\Anthony | 2019-11-27 08:58 | THOR\acont | 2024-10-09 10:48 | Cloned from Hochiki S771 CLONED CLONED
c956ae99-c58a-480f-a0e8-f147289c9307 |  |  |  | North | Edwards |  | Hardware |  |  |  | Hardware | TRUE | MN-HSHHPS110 |  | Hand-held portable amplified loudspeaker system. Comes with rechargeable battery, 110 VAC charger, MP3 player, Record/Play microphone, Carrying Strap, Optimizer Software, Operations Manual. With Mounting Bracket. | 1 | [6 empty] | FALSE | [5 empty] | #FFFFFFFF |  |  | FALSE | FALSE | FALSE | [14 empty] | FALSE | [7 empty] | THOR\acont | 2024-10-09 10:48
8dcd5cb2-2c50-4fb3-8b4c-f14a70288b35 |  |  |  | North | Yuasa |  | Hardware |  |  |  | Hardware | TRUE | NP7-12 | ++ | 12V 7AH Battery | 1 | [6 empty] | FALSE | [5 empty] | #FFFFFFFF |  |  | FALSE | FALSE | FALSE | [14 empty] | FALSE | [5 empty] | DESKTOP-7EIEB7A\acont | 2023-02-13 09:47 | THOR\acont | 2024-10-09 10:48 | Cloned from Edwards 12V6A5
118428a2-2d67-49fc-a1d3-f14ffcfd6121 |  |  |  | North | Notifier |  | Cards & Components |  |  |  | Card | TRUE | AMPS-24 | ++ | Addressable Power Supply/Battery Charger | 5 | 0.13 |  | 5.5 |  |  |  | TRUE | [5 empty] | #FFFFFFFF |  |  | FALSE | FALSE | FALSE | [9 empty] | 7,12,26,33,55,60,65,100,200 |  |  |  |  | FALSE | [7 empty] | THOR\acont | 2024-10-09 10:48 |  | [Honeywell, Notifier, System Sensor] [SLC MODULES SENSORS] [*] [#2 SHARED ADDR ¦ SENSORS] 2251B (C), 2251-COPTIR (C), 2251-COPTIR w/B200S-WH (C), 2251TB (C), 2251TMB (C), 5251B (C), 5251B-WP (C), 5251H (C), 5251RB (C), 5251RB-WP (C), 7251 (C), 7251DH (C) [Notifier] [SLC MODULES] [#02 ++] ACPS-610, AMPS-24, AMPS-24E, FDM-1, FDRM-1, FWSG, NDM-100, NMM-100-10, NZM-100-6, PMB-AUX, XP10-M, XP6-C, XP6-MA, XP6-R [Notifier] [SLC MODULES/SENSORS] [#02 ++] ACPS-610, AMPS-24, AMPS-24E, FDM-1, FDRM-1, FWSG, NDM-100, NMM-100-10, NZM-100-6, PMB-AUX, XP10-M, XP6-C, XP6-MA, XP6-R [Notifier] [SLC MODULES] [#05 ++] ACPS-610, AMPS-24, AMPS-24E, NMM-100-10, NZM-100-6, PMB-AUX, XP10-M, XP6-C, XP6-MA, XP6-R [Notifier] [SLC MODULES/SENSORS] [#05 ++] ACPS-610, AMPS-24, AMPS-24E, NMM-100-10, NZM-100-6, PMB-AUX, XP10-M, XP6-C, XP6-MA, XP6-R [Notifier] [SLC MODULES] [#04 ++] ACPS-610, AMPS-24, AMPS-24E, NMM-100-10, NZM-100-6, PMB-AUX, XP10-M, XP6-C, XP6-MA, XP6-R [Honeywell, Notifier, System Sensor] [SLC MODULES] [*] [#3 TYPE ADDR ¦ MODULES] 30-3013 w/FMM-101, Q3013D, ACM-8R, ACPS-610, AMPS-24, AMPS-24E, EM-1M, EM-1MI, EM-1MM, EM-1MMI, EM-1R, EM-1RI, EM-1SR, EM-1SRI, FCM-1, FCM-1-REL, FD7044 MM-101, FDM-1, FDRM-1 [Notifier] [SLC MODULES] [#03 ++] ACPS-610, AMPS-24, AMPS-24E, FWSG, NMM-100-10, NZM-100-6, PMB-AUX, XP10-M, XP6-C, XP6-MA, XP6-R [Honeywell, Notifier, System Sensor] [SLC MODULES SENSORS] [*] [#1 SHARED ADDR ¦ MODULES] 30-3013 w/FMM-101, Q3013D, ACM-8R, ACPS-610, AMPS-24, AMPS-24E, EM-1M, EM-1MI, EM-1MM, EM-1MMI, EM-1R, EM-1RI, EM-1SR, EM-1SRI, FCM-1, FCM-1-REL, FD7044 MM-101, FDM [Notifier] [SLC MODULES/SENSORS] [#04 ++] ACPS-610, AMPS-24, AMPS-24E, NMM-100-10, NZM-100-6, PMB-AUX, XP10-M, XP6-C, XP6-MA, XP6-R [Notifier] [SLC MODULES/SENSORS] [#03 ++] ACPS-610, AMPS-24, AMPS-24E, FWSG, NMM-100-10, NZM-100-6, PMB-AUX, XP10-M, XP6-C, XP6-MA, XP6-R | [Notifier] AMPS-24, AMPS-24E
3e8194aa-6dcd-43be-9548-f1504db0f953 |  |  |  | North | Edwards |  | Hardware |  |  |  | Hardware | TRUE | FWFC |  | Factory Configured FireWorks Computer Hardware | 1 | [6 empty] | FALSE | [5 empty] | #FFFFFFFF |  |  | FALSE | FALSE | FALSE | [14 empty] | FALSE | [7 empty] | THOR\acont | 2024-10-09 10:48
9a10d169-8a06-4008-9329-f157c0952e68 |  |  |  | North | Edwards |  | Hardware |  |  |  | Hardware | TRUE | 30250 |  | SenseNET™ Software CD and Dongle | 1 | [6 empty] | FALSE | [5 empty] | #FFFFFFFF |  |  | FALSE | FALSE | FALSE | [14 empty] | FALSE | [7 empty] | THOR\acont | 2024-10-09 10:48
bdcc5004-e462-4c78-8154-f15a88bcaa9b |  |  |  | North | Siemens |  | Hardware |  |  |  | Hardware | TRUE | OD-GP | 500-633018 | CAB OUTER DOOR GRILL PLATE | 1 | [12 empty] | #FFFFFFFF |  |  | FALSE | FALSE | FALSE | [20 empty] | DESKTOP-7SAL8M7\acont | 2019-08-13 09:04 | THOR\acont | 2024-10-09 10:48
9a59b7f7-3a6d-4eca-956f-f15d599f44bc | NFPA 170 MANUAL PULL |  |  | North | Simplex |  | Manual Station |  |  |  | Module | TRUE | 2099-9758 | ++ | Non-Coded, Non-Addressable Manual Station, Double Action | 1 | [6 empty] | FALSE | TRUE | Flush | Single gang box 2-1/2" deep 4" square box, 2-1/8" (54 mm) minimum | 5" H x 3-3/4" W x 1" D (127 mm x 95 mm x 25 mm) |  | #FFFF0000 | FA-NFPA 170 MANUAL PULL | 1 | FALSE | FALSE | FALSE | 1408 | [13 empty] | FALSE |  |  | SBP |  |  | DESKTOP-7EIEB7A\acont | 2023-03-07 06:38 | THOR\acont | 2024-09-08 17:27 | Cloned from Simplex 2099-9103 CLONED CLONED | [Autocall, Simplex] [IDC] 01 2098-9201 (C), 2098-9202 (C), 2098-9203 (C), 2098-9208 (C), 2098-9576 (C), 2099-9101 (C), 2099-9102 (C), 2099-9103 (C), 2099-9104 (C), 2099-9105 (C), 2099-9107 (C), 2099-9108 (C), 2099-9754 (C), 2099-9755 (C), 2099-9756 (C),
e8401a42-8628-4d82-8363-f15d74fac89e |  |  |  | North | Edwards |  | Hardware |  |  |  | Hardware | TRUE | 4-CAB24DR |  | Red Door Assembly for 3-CAB14 | 1 | [12 empty] | #FFFFFFFF |  |  | FALSE | FALSE | FALSE | [20 empty] | DESKTOP-7SAL8M7\acont | 2019-12-13 12:52 | THOR\acont | 2024-10-09 10:48
45972d4d-4a3e-453d-b57a-f1620a0e2e27 | NFPA 170 HORN STROBE |  |  | North | Gentex |  | Horn/Strobe |  |  |  | Module | TRUE | GHSLF177R |  | Low Frequency Horn Strobe, Red, Wall | 1 | 0 | 0.393 |  |  |  |  | FALSE | [5 empty] | #FF0070C0 | FA-NFPA 170 HORN STROBE | 1 | FALSE | FALSE | FALSE | 2012 | [13 empty] | FALSE |  |  | LF |  |  |  |  | THOR\acont | 2024-09-08 17:27 |  | [Gentex, Hochiki] [NAC] [UL MAX, HIGH DB, TEMPORAL 3] GHSLF177R, GHSLF177W, HHSLF177R, HHSLF177W [Gentex, Hochiki] [NAC] [UL MAX, HIGH DB, TEMPORAL 4] GHSLF177R, GHSLF177W, HHSLF177R, HHSLF177W
e7935cae-1869-4b38-a71a-f16276e78673 | NFPA 170 DUCT SMOKE DETECTOR |  |  | North | Hochiki |  | Duct Smoke Detector |  |  |  | Module | TRUE | DH-99-A ANALOG DUCT DETECTOR w/ALK-D ANALOG SENSOR | DH-99 ANALOG DUCT DETECTOR | DH-99 ANALOG DUCT DETECTOR | 1 | 0.00039 | 0.00054 |  |  |  |  | TRUE | TRUE |  | *Refer to Install Sheet |  |  | #FFFF0000 | FA-NFPA 170 DUCT SMOKE DETECTOR | 1 | FALSE | FALSE | FALSE | 1400 | [21 empty] | THOR\acont | 2024-09-08 17:27 | from Hochiki ALN-V w/YBN-NSA-4 STANDARD BASE | [Hochiki] [SLC HOCHIKI] 02 [*] [SLC] ACC-V w/ASBL SOUNDER BASE (C), ACC-V w/HSB-NSA-6 STANDARD BASE (C), ACC-V w/SCI-B4 SHORT CIRCUIT ISOLATOR BASE (C), ACC-V w/SCI-B6 SHORT CIRCUIT ISOLATOR BASE (C), ACC-V w/YBN-NSA-4 STANDARD BASE (C), DH-98-A ANALOG D
324949a8-5b38-4de1-825d-f164f9c6f161 | NFPA 170 ISOLATION MODULE |  |  | North | NAPCO |  | Isolator Module |  |  |  | Module | TRUE | FWC-FSLC-ISO | ++ | Addressable SLC Short Circuit Module. (Optional use, for certain apps. only; meets Class A, Style 7 loop reqts.) | 1 | 0 | 0 |  |  | 24 | [7 empty] | #FFFF0000 | FA-NFPA 170 ISOLATION MODULE | 1 | FALSE | FALSE | FALSE | 1200 | [19 empty] | DESKTOP-7SAL8M7\acont | 2020-01-21 11:59 | THOR\acont | 2024-09-08 17:27 |  | [NAPCO] [SLC NAPCO FIRE] 01 [*] FWC-FSLC-CZM, FWC-FSLC-DUCT (C), FWC-FSLC-EZM1, FWC-FSLC-EZM2, FWC-FSLC-HEAT w/FWC-FSLC-SMK6B, FWC-FSLC-ISO, FWC-FSLC-PULL, FWC-FSLC-PULL2, FWC-FSLC-PULLK, FWC-FSLC-PULLK2, FWC-FSLC-RM2, FWC-FSLC-SMK w/FWC-FSLC-SMK6B (C),
75e1fe7d-6e95-4086-8fd1-f1688b3332d5 | NFPA 170 MANUAL PULL |  |  | North | Kidde |  | Manual Station |  |  |  | Module | TRUE | K-270P-SPO | ++ | Pull Station, single pole, cast metal, terminals, pre-signal | 1 | [6 empty] | FALSE | [5 empty] | #FFFF0000 | FA-NFPA 170 MANUAL PULL | 1 | FALSE | FALSE | FALSE | 957 | [13 empty] | FALSE | [5 empty] | DESKTOP-7EIEB7A\acont | 2023-05-17 09:22 | THOR\acont | 2024-09-08 17:27 | Cloned from Kidde K-270-DPO CLONED CLONED | [Edwards, Kidde, Monaco Enterprises] [IDC] 01 1534-1, 200-GAOF, 270A-DPO, 270A-SPO, 270-DOC, 270-DOC-B, 270-DOC-F, 270-DPO, 270-GAO, 270-GAOB, 270-GAO-DOC, 270-GAO-DOCF, 270P-DPO, 270P-SPO, 270-SPO, 270-SPOW, 270-SPOWB, 270-SPOWF, 271-KR1/SR/GS, 276A-REL
29cfebe4-3385-495a-a4dc-f169becf7af1 | NFPA 170 HORN STROBE |  |  | North | System Sensor |  | Horn/Strobe |  |  |  | Module | TRUE | P4WL | + | 4-Wire, Horn Strobe, White | 1 | 0 | 0.44 |  |  |  |  | FALSE | FALSE |  |  |  |  | #FF0070C0 | FA-NFPA 170 HORN STROBE | 1 | FALSE | FALSE | FALSE | 2012 | [13 empty] | FALSE | [7 empty] | THOR\acont | 2024-09-08 17:27 |  | [System Sensor] [HORN] [#2 VDC, TEMPORAL HIGH] P4RL, P4WL [System Sensor] [STROBE] [VFWR] P4RL, P4WL [System Sensor] [STROBE] [VDC] P4RL, P4WL
3187177a-bc81-4de4-93eb-f16be5ab5212 |  |  |  | North | Bosch | [5 empty] | Module | TRUE | NDA-3050-PIP-MO | * | ***(Motor Shop Electric Construction Co.)Pendant Interface Plate, For Panoramic 5000, Outdoor, Ip66 | 1 | [12 empty] | #FFFFFFFF |  |  | FALSE | FALSE | FALSE | [20 empty] | DESKTOP-7EIEB7A\acont | 2021-08-13 06:25 | THOR\acont | 2024-10-09 10:48
e48638e3-130e-4b5f-8db5-f16f7e42256f | NFPA 170 STROBE WALL |  |  | North | Potter |  | Strobe |  |  |  | Module | TRUE | CS-24WBR |  | Strobe, Wall, Red, Blue | 1 | 0 | 0.203 |  |  |  |  | FALSE | FALSE |  |  |  |  | #FF0070C0 | FA-NFPA 170 STROBE WALL | 1 | FALSE | FALSE | FALSE | 2023 |  |  | 7135-0328:0209 | [10 empty] | FALSE | [7 empty] | THOR\acont | 2024-09-08 17:27 |  | [Potter] [NAC] [UL MAX] CS-24WBR, CS-24WBW, CS-24WGR, CS-24WGW, CS-24WRR, CS-24WRW
5f9a4f27-46f4-4a70-bf05-f1744dc2d8ca | NFPA 170 SPEAKER WALL |  |  | North | Edwards |  | Speaker |  |  |  | Module | TRUE | WGSWN | ++ | Outdoor rated speaker, wall, white, none | 1 | [6 empty] | FALSE | FALSE |  |  |  |  | #FF0070C0 | FA-NFPA 170 SPEAKER WALL | 1 | FALSE | FALSE | FALSE | 2021 | [13 empty] | FALSE |  |  | WP |  |  | THOR\acont | 2024-04-09 09:04 | THOR\acont | 2024-09-08 17:27 | Cloned from Edwards WGSRF CLONED CLONED CLONED CLONED CLONED CLONED CLONED | [Edwards, Hochiki, Kidde] [AUDIO 25v] [25V AUDIO] EG4SRF, EG4SRN, EG4SVRF, EG4SVRN, EG4SVWA, EG4SVWF, EG4SVWN, EG4SWA, EG4SWF, EG4SWN, G4SRF, G4SRN, G4SVRF, G4SVRN, G4SVWA, G4SVWF, G4SVWN, G4SWA, G4SWF, G4SWN, WGSRA, WGSRF, WGSRF-FR, WGSRF-SP, WGSRN, WGS [Edwards, Hochiki, Kidde] [AUDIO 70.7v] [70V AUDIO] EG4SRF, EG4SRN, EG4SVRF, EG4SVRN, EG4SVWA, EG4SVWF, EG4SVWN, EG4SWA, EG4SWF, EG4SWN, G4SRF, G4SRN, G4SVRF, G4SVRN, G4SVWA, G4SVWF, G4SVWN, G4SWA, G4SWF, G4SWN, WGSRA, WGSRF, WGSRF-FR, WGSRF-SP, WGSRN, W
c462bb91-67a9-4da8-a76f-f174ed8a50ea | NFPA 170 DOOR HOLDER |  |  | North | Kidde |  | Door Holder |  |  |  | Module | TRUE | 1505-AQN5 |  | Flush, Wall Mount, Short Catch Plate, 24Vac/dc or 120Vac | 1 | 0.015 | [5 empty] | FALSE | [5 empty] | #FFFF0000 | FA-NFPA 170 DOOR HOLDER | 1 | FALSE | FALSE | FALSE | 2500 | [13 empty] | FALSE | [5 empty] | DESKTOP-7SAL8M7\acont | 2020-01-02 06:59 | THOR\acont | 2024-09-08 17:27 | Cloned from Edwards 1505-AQN5 | [Edwards, Kidde, LCN] [AUX POWER] 1501-AQN5, 1504-AQN5, 1505-AQN5, 1508-AQN5, 1509-AQN5, 2310ME, 3130SE, 4040SE, 4310 HSA, 4310ME, 4410 HSA, SEM7830, SEM7840, SEM7850
46a72bd9-4ce1-4f2b-a5cf-f17a79b03179 | NFPA 170 SPEAKER STROBE |  |  | North | Edwards |  | Speaker/Strobe |  |  |  | Module | TRUE | G4RF-S2VM |  | 25V Speaker/Strobe, Red, running man, FIRE 15, 30, 75, 110 cd | 1 | 0 | 0.294 |  |  |  |  | FALSE | [5 empty] | #FF0070C0 | FA-NFPA 170 SPEAKER STROBE | 1 | FALSE | FALSE | FALSE | 2019 | [13 empty] | FALSE | [7 empty] | THOR\acont | 2024-09-08 17:27 |  | [Edwards, Kidde] [NAC] [16 VDC] G4ERA-A, G4ERA-B, G4ERA-G, G4ERA-R, G4ERF-C, G4ERN-A, G4ERN-B, G4ERN-C, G4ERN-G, G4ERN-R, G4EWA-A, G4EWA-B, G4EWA-G, G4EWA-R, G4EWF-C, G4EWN-A, G4EWN-B, G4EWN-C, G4EWN-G, G4EWN-R, G4F-S2V1575, G4F-S2VM, G4F-S7V1575, G4F-S7 [Edwards, Kidde] [NAC] [24 VDC] G4ERA-A, G4ERA-B, G4ERA-G, G4ERA-R, G4ERF-C, G4ERN-A, G4ERN-B, G4ERN-C, G4ERN-G, G4ERN-R, G4EWA-A, G4EWA-B, G4EWA-G, G4EWA-R, G4EWF-C, G4EWN-A, G4EWN-B, G4EWN-C, G4EWN-G, G4EWN-R, G4F-S2V1575, G4F-S2VM, G4F-S7V1575, G4F-S7 [Edwards, Kidde] [AUDIO 25v] [25V AUDIO] EGCF-S2VMH (C), G4F-S2, G4F-S2V1575, G4F-S2VM, G4HFRF-S2, G4HFRF-S2VMC, G4HFRN-S2, G4HFRN-S2VMC, G4HFWA-S2, G4HFWA-S2VMA, G4HFWA-S2VMC, G4HFWF-S2, G4HFWF-S2VMC, G4HFWN-S2, G4HFWN-S2VMA, G4HFWN-S2VMC, G4RF-S2, G4RF
c7ad06e7-cee2-40f5-8a8c-f17d057f24fb | NFPA 170 DGP |  |  | North | Generic |  | Control Panel |  |  |  | Assembly | TRUE | GENERIC DGP ASSEMBLY |  |  | 1 | [6 empty] | FALSE | [5 empty] | #FFFF0000 | FA-NFPA 170 DGP | 1 | FALSE | FALSE | FALSE | [14 empty] | FALSE | [5 empty] | DESKTOP-7EIEB7A\acont | 2022-05-18 07:18 | THOR\acont | 2024-09-08 17:27 | Cloned from Generic GENERIC FIRE ALARM DISCONNECT | [Det-Tronics, Generic, Macurco, N/A, STI] [IDC] 01 30-3013, AIR PRESSURE SWITCH, AIR PRESSURE SWITCH HIGH/LOW, BACKFLOW VALVE, CM-12, CONTACT DEVICE, DUCT DETECTOR (C), Fire Suppression Control Unit (FSCU), FURNISHED BY OTHERS, FURNISHED BY OTHERS, FURNI
0d1e0f5c-b420-4bac-b35e-f17e465e757d |  |  |  | North | Edwards | [5 empty] | Assembly | TRUE | QS4-5-G-1-PG |  | FAP w/ 5 Option Card Space, Gray, Portuguese | 1 | [6 empty] | FALSE | [5 empty] | #FFFFFFFF |  |  | FALSE | FALSE | FALSE | [14 empty] | FALSE | [7 empty] | THOR\acont | 2024-10-09 10:48
f8466746-8486-450f-bee6-f17f383ccdd4 | NFPA 170 MANUAL PULL |  |  | North | Edwards |  | Manual Station |  |  |  | Module | TRUE | 1534-1 |  | Institutional Station, key operated | 1 | [6 empty] | FALSE | [5 empty] | #FFFF0000 | FA-NFPA 170 MANUAL PULL | 1 | FALSE | FALSE | FALSE | 957 | [13 empty] | FALSE | [7 empty] | THOR\acont | 2024-09-08 17:27 |  | [Edwards, Kidde, Monaco Enterprises] [IDC] 01 1534-1, 200-GAOF, 270A-DPO, 270A-SPO, 270-DOC, 270-DOC-B, 270-DOC-F, 270-DPO, 270-GAO, 270-GAOB, 270-GAO-DOC, 270-GAO-DOCF, 270P-DPO, 270P-SPO, 270-SPO, 270-SPOW, 270-SPOWB, 270-SPOWF, 271-KR1/SR/GS, 276A-REL
e376684d-385a-477a-b6b3-f18013456920 |  |  |  | North | Firelite |  | Cards & Components |  |  |  | Card | TRUE | MS-9200 Main Board | + | Main Board | 1 | 0.08 | 0.168 | 3.6 |  |  |  | TRUE | FALSE |  |  |  |  | #FFFFFFFF |  |  | FALSE | FALSE | FALSE | [14 empty] | FALSE | [5 empty] | THOR\acont | 2023-12-15 10:45 | THOR\acont | 2024-10-09 10:48 | Cloned from Firelite MS-9200UD Main Board | [ADT Unimode, AES, Firelite, NAPCO, Notifier] [VAC ] [VAC] 1640, 200UDLS Main Board, 411UDAC Main Board, ACC-25/50 Main Board, BE-500 CPU, CPU-N16LD, CPU-N16LND, ECC-125DA (25V) Main Board, ECC-50/100 Main Board (100W, 25V), ECC-50/100 Main Board (100W, | [Firelite] MS-9200 Main Board
18e77f08-ca84-4413-be8f-f183b509814b |  |  |  | North | Simplex |  | Hardware |  |  |  | Hardware | TRUE | 2099-9819 | + | Flush mount adapter kit, black | 1 | [6 empty] | TRUE | [5 empty] | #FFFFFFFF |  |  | FALSE | FALSE | FALSE | [20 empty] | DESKTOP-7EIEB7A\acont | 2022-02-21 12:48 | THOR\acont | 2024-10-09 10:48 | Cloned from Simplex 2099-9814
e3a768d7-7893-4933-81a5-f18486cfe5ee | INTERCOM SUBSTATION |  |  | North | Aiphone |  | Data Telecom |  |  |  | Module | TRUE | LE-AN |  | Intercom Sub Station | 1 | [6 empty] | TRUE | [5 empty] | #FFFF0000 | FA-INTERCOM SUBSTATION | 1 | FALSE | FALSE | FALSE | [20 empty] | XPS-17-9710\August | 2024-04-04 05:36 | THOR\acont | 2024-09-08 17:27 | Cloned from Aiphone LE-A | [Aiphone] [Intercom] [INTERCOM] LE-A, LE-AN, LE-D, LE-DA, LE-DL
e2ddd85e-b5b6-4227-8279-f18e377b0c43 | NFPA 170 FIRE ALARM CONTROL UNIT | RISER FACP |  | North | Firelite |  | Fire Alarm Control Unit |  |  |  | Assembly | TRUE | MS-10UD | + | Ten Zone Fire Alarm Control Panel | 1 | [6 empty] | FALSE | FALSE |  |  |  |  | #FFFF0000 | FA-NFPA 170 FIRE ALARM CONTROL UNIT | 1 | FALSE | FALSE | FALSE | 202 | [8 empty] | 7,12,18 |  |  | 7 |  | TRUE | [7 empty] | THOR\acont | 2024-09-08 17:27
b0f8f6e8-0216-4168-a8ac-f194f1c16f72 |  |  |  | North | Hochiki |  | Cards & Components |  |  |  | Card | TRUE | S788 |  | Media Gateway Panel Module | 1 | 0.114 | 0.114 |  |  |  |  | TRUE | [5 empty] | #FFFFFFFF |  |  | FALSE | FALSE | FALSE | [20 empty] | DESKTOP-GHR3H5U\Anthony | 2019-11-27 07:39 | THOR\acont | 2024-10-09 10:48 | Cloned from Hochiki S560
ce215135-ac4a-4832-82d9-f1951a45c1b8 | NFPA 170 REMOTE ANNUNCIATOR |  |  | North | Autocall |  | Cards & Components |  |  |  | Module | TRUE | A100-9405 | ++ | Remote ES Touch Screen Display, platinum | 1 | 0.16 | 0.225 |  |  |  |  | TRUE | [5 empty] | #FFFF0000 | FA-NFPA 170 REMOTE ANNUNCIATOR | 1 | FALSE | FALSE | FALSE | [20 empty] | THOR\acont | 2025-02-24 12:53 | THOR\acont | 2025-02-24 12:54 | Cloned from Autocall A100-9404 | [Autocall, Simplex] [RUI] 4009-9401 Main Board, 4100-9404, 4100-9405, 4100-9616, 4100-9617, 4606-9202, A009-9401 Main Board, A009-970x MAIN BOARD, A009-970xx MAIN BOARD, A100-9404, A100-9405, A100-9616, A100-9617, A4606-9202
eb679099-956e-4b49-a37b-f195a7da953d | NFPA 170 HEAT DETECTOR |  |  | North | Notifier |  | Heat Detector |  |  |  | Module | TRUE | FST-951H w/B300-6 | ++ | Low-profile intelligent 190°F/88°C fixed thermal sensor. FlashScan only. | 1 | 0.0002 | 0.0045 |  |  |  |  | FALSE | TRUE | FLUSH |  | 4" SQ. DEEP | 3 "O" PLASTER RING | #FFFF0000 | FA-NFPA 170 HEAT DETECTOR | 1 | FALSE | FALSE | FALSE | 1403 |  |  | 7272-0028:0206 | [10 empty] | FALSE | [7 empty] | THOR\acont | 2024-09-08 17:27 | 20191121 AC Detector without base | [Honeywell, Notifier, System Sensor] [SLC MODULES SENSORS] [*] [#2 SHARED ADDR ¦ SENSORS] 2251B (C), 2251-COPTIR (C), 2251-COPTIR w/B200S-WH (C), 2251TB (C), 2251TMB (C), 5251B (C), 5251B-WP (C), 5251H (C), 5251RB (C), 5251RB-WP (C), 7251 (C), 7251DH (C) [Honeywell, Notifier, System Sensor] [SLC SENSORS] [*] [#4 TYPE ADDR ¦ SENSORS] 2251B (C), 2251-COPTIR (C), 2251-COPTIR w/B200S-WH (C), 2251TB (C), 2251TMB (C), 5251B (C), 5251B-WP (C), 5251H (C), 5251RB (C), 5251RB-WP (C), 7251 (C), 7251DH (C), DH200LP
317776be-1942-4329-b180-f19a9643f2b1 | NFPA 170 REMOTE ANNUNCIATOR | RISER ANNUNCIATOR |  | North | Potter |  | Remote Annunciator |  |  |  | Module | TRUE | RA-6500R | ++ | LCD Annunciator - RED | 1 | 0.02 | 0.025 |  |  |  |  | TRUE | [5 empty] | #FFFF0000 | FA-NFPA 170 REMOTE ANNUNCIATOR | 1 | FALSE | FALSE | FALSE | 255 | [13 empty] | FALSE | [7 empty] | THOR\acont | 2024-09-08 17:27 |  | [Potter] [P-LINK] [*] RA-6006, RA-6075, RA-6075R, RA-6500, RA-6500F, RA-6500R, RA-7630, RA-7692
17defc8f-c156-4739-a43f-f19e0d21df43 | NFPA 170 HEAT DETECTOR LINE TYPE |  |  | North | Block Definition Only |  | Heat Detector |  |  |  | Module | TRUE | NFPA 170 HEAT DETECTOR LINE TYPE |  | NFPA 170 HEAT DETECTOR LINE TYPE | 1 | [12 empty] | #FFFF0000 | FA-NFPA 170 HEAT DETECTOR LINE TYPE | 1 | FALSE | FALSE | FALSE | 1404 | [19 empty] | AULAPTOP-PC\Aulaptop | 2020-03-26 07:41 | THOR\acont | 2024-09-08 17:27
b8caad0a-80a4-48ca-8f88-f19ef2f72e76 | NFPA 170 NOTIFICATION CIRCUIT EXTENDER PANEL | RISER NAC |  | North | Kidde |  | Notification Circuit Extender Panel |  |  |  | Assembly | TRUE | MIRBPS6A/230 |  | Remote Booster Power Supply, 6.5A, 230Vac, Red | 1 | [6 empty] | FALSE | [5 empty] | #FFFF0000 | FA-NFPA 170 NOTIFICATION CIRCUIT EXTENDER PANEL | 1 | FALSE | FALSE | FALSE | 212 | [8 empty] | 7,12,18,65 |  |  |  |  | TRUE | [5 empty] | DESKTOP-7SAL8M7\acont | 2020-01-02 08:46 | THOR\acont | 2024-09-08 17:27 | Cloned from Edwards BPS6A/230
67791e40-73d7-47ad-87ef-f1a270911875 | NFPA 170 HORN STROBE CEILING |  |  | North | Eaton Wheelock |  | Horn/Strobe |  |  |  | Module | TRUE | EL4XMTSTA-NW | ++ | CEILING HORN STROBE, AMBER, WHITE, WP | 1 | [6 empty] | TRUE | TRUE |  |  |  |  | #FF0070C0 | FA-NFPA 170 HORN STROBE CEILING | 1 | FALSE | FALSE | FALSE | 2020 | [16 empty] | C, WP |  |  | THOR\acont | 2024-09-11 19:32 | THOR\acont | 2024-10-09 10:48 | Cloned from Eaton Wheelock EL4XMTST-FW | [Eaton Wheelock] [NAC] [24VDC, HIGH HORN] EL3RMTSTA-ALW (C), EL3RMTSTA-NW (C), EL3RMTST-FR (C), EL3RMTST-FW (C), EL4XMTSTA-ALW (C), EL4XMTSTA-NW (C), EL4XMTST-FR (C), EL4XMTST-FW (C) [Eaton Wheelock] [NAC] [24VDC, STD HORN] EL3RMTSTA-ALW (C), EL3RMTSTA-NW (C), EL3RMTST-FR (C), EL3RMTST-FW (C), EL4XMTSTA-ALW (C), EL4XMTSTA-NW (C), EL4XMTST-FR (C), EL4XMTST-FW (C)
80f2469b-3b2b-4124-aba0-f1a2868eed9c | NFPA 170 FIRE ALARM CONTROL UNIT | RISER FACP |  | North | Potter |  | Fire Alarm Control Unit |  |  |  | Assembly | TRUE | AFC-1000V |  | Integrated Voice Fire Alarm Panel | 1 | [6 empty] | FALSE |  |  |  | 21 3/8”W x 29 1/8”H x 4 7/8”D |  | #FFFF0000 | FA-NFPA 170 FIRE ALARM CONTROL UNIT | 1 | FALSE | FALSE | FALSE | 251 |  |  | 7170-0328:0532 | [5 empty] | 8,18,55 |  |  | 10 |  | TRUE | [5 empty] | DESKTOP-7EIEB7A\acont | 2023-03-02 07:24 | THOR\acont | 2024-09-08 17:27 | Cloned from Potter AFC-1000
2d236764-2cce-46a8-9fef-f1a3b15cc392 | NFPA 170 SMOKE CO DETECTOR |  |  | North | Gamewell FCI |  | Smoke/CO Detector |  |  |  | Module | TRUE | MCS-COP3 w/B300-6-IV | + | Intelligent multi-criteria photo/CO, bright white, Velociti w/ 6” Flanged mounting base, ivory | 1 | 0.0002 | 0.0045 |  |  |  |  | FALSE | TRUE | FLUSH |  | 4" SQ. DEEP | 3 "O" PLASTER RING | #FFFF0000 | FA-NFPA 170 SMOKE CO DETECTOR | 1 | FALSE | FALSE | FALSE | 1407 | [13 empty] | FALSE | [5 empty] | DESKTOP-7SAL8M7\acont | 2020-11-19 16:20 | THOR\acont | 2024-09-08 17:27 | Cloned from Gamewell MCS-COP3 w/B300-6 | [Gamewell FCI] [SLC SENSORS] [*] [#4 TYPE ADDR ¦ SENSORS] ADPF (C), ASD-PL2F w/B200S-LF-WH (C), ASD-PL2F w/B210LP (C), ASD-PL2FR (C), ASD-PL3 w/B200S-LF-WH (C), ASD-PL3 w/B200SR-LF-WH (C), ASD-PL3 w/B200SR-WH (C), ASD-PL3 w/B224BI-WH (C), ASD-PL3 w/B224R
a43ef5d7-4ad0-45b8-b52a-f1aca881de1e | NFPA 170 SMOKE DETECTOR |  |  | North | Potter |  | Smoke Detector |  |  |  | Module | TRUE | 5000-031 (Prism) | + | Fireray 5000 Beam Detector Prism | 1 | [6 empty] | FALSE | TRUE |  |  |  |  | #FFFF0000 | FA-NFPA 170 SMOKE DETECTOR | 1 | FALSE | FALSE | FALSE | 1408 | [13 empty] | FALSE |  |  | SBP |  |  | DESKTOP-7SAL8M7\acont | 2020-05-29 08:26 | THOR\acont | 2024-09-08 17:27 | Cloned from Potter 5000-103 (Prism)
1c7f3069-1e24-442b-93dc-f1b413122e89 | 170 BASIC SHAPE |  |  | North | Siemens |  | Hardware |  |  |  | Hardware | TRUE | FH2016-U1 | S54400-B138-A1 | Housing for EBA2001 (black) Black enclosure for an EBA2001 booster amplifier. Capable of housing a single EBA2004 main board, a single FP2011-U1 power supplly, and up to 33 AH batteries. | 1 | [6 empty] | TRUE | [5 empty] | #FFFF0000 | FA-170 BASIC SHAPE | 1 | FALSE | FALSE | FALSE | 5000 | [13 empty] | FALSE | [7 empty] | THOR\acont | 2024-09-08 17:27
f552add5-bbd8-4c25-b137-f1b72e0c1cff |  |  |  | North | Autocall |  | Cards & Components |  |  |  | Card | TRUE | A100-1267 |  | Expansion Signal Module Converts 3 NACs to Class A | 1 | 0.0006 | 0.03 |  |  |  |  | TRUE | [5 empty] | #FFFFFFFF |  |  | FALSE | FALSE | FALSE | [20 empty] | DESKTOP-0D6CQVA\lousc | 2019-07-06 14:56 | THOR\acont | 2024-10-09 10:48 | Cloned from AutoCall A100-1266
be27c41f-f625-4f22-8c67-f1b940efd7a1 |  |  |  | North | Autocall |  | Hardware |  |  |  | Hardware | TRUE | A2975-9443 | + | 3 BAY BB/GDOOR/DRESS PNL RED | 1 | [12 empty] | #FFFFFFFF |  |  | FALSE | FALSE | FALSE | [20 empty] | DESKTOP-7EIEB7A\acont | 2021-11-14 10:46 | THOR\acont | 2024-10-09 10:48 | Cloned from Autocall A2975-9408
56435d9e-5c6d-42d5-a207-f1c030c28e4c | Circuit Breaker |  |  | North | N/A |  | Miscellaneous |  |  |  | Assembly | TRUE | FURNISHED BY OTHERS |  | GENERIC FIRE ALARM DISCONNECT | 1 | [6 empty] | FALSE | [5 empty] | #FFFF0000 | FA-Circuit Breaker | 1 | FALSE | FALSE | FALSE | [14 empty] | FALSE | [5 empty] | DESKTOP-7EIEB7A\acont | 2022-02-02 10:55 | THOR\acont | 2024-09-08 17:27 | Cloned from Generic GENERIC FIRE ALARM DISCONNECT | [Generic, N/A] [AUX POWER] FURNISHED BY OTHERS, GENERIC FIRE ALARM DISCONNECT, LOC AUX Current [Generic, Gentex, Kidde, N/A] [SMOKE ALARM TANDEM] [TANDEM] 10 Amp Circuit Breaker, 120VAC SMOKE DETECTOR (C), 15 Amp Circuit Breaker, 20 Amp Circuit Breaker, 9120 (C), 9120F (C), 9120H (C), 9120HF (C), 9120T (C), 9120TF (C), 9123 (C), 9123F (C), 9123H ( [Det-Tronics, Generic, Macurco, N/A, STI] [IDC] 01 30-3013, AIR PRESSURE SWITCH, AIR PRESSURE SWITCH HIGH/LOW, BACKFLOW VALVE, CM-12, CONTACT DEVICE, DUCT DETECTOR (C), Fire Suppression Control Unit (FSCU), FURNISHED BY OTHERS, FURNISHED BY OTHERS, FURNI | [Generic, N/A] 10 Amp Circuit Breaker, 15 Amp Circuit Breaker, 20 Amp Circuit Breaker, FURNISHED BY OTHERS, GENERIC FIRE ALARM DISCONNECT
bb063c0a-917a-48ea-abcd-f1c0b8b6b59e | NFPA 170 MANUAL PULL |  |  | North | Autocall |  | Manual Station |  |  |  | Module | TRUE | A2099-9102 | ++ | Non-Coded, Non-Addressable Manual Station, Single Action | 1 | [6 empty] | FALSE | TRUE | Flush | Single gang box 2-1/2" deep 4" square box, 2-1/8" (54 mm) minimum | 5" H x 3-3/4" W x 1" D (127 mm x 95 mm x 25 mm) |  | #FFFF0000 | FA-NFPA 170 MANUAL PULL | 1 | FALSE | FALSE | FALSE | 1408 | [13 empty] | FALSE |  |  | SBP |  |  | THOR\acont | 2024-02-06 07:05 | THOR\acont | 2024-09-08 17:27 | Cloned from Simplex 2099-9102 | [Autocall, Simplex] [IDC] 01 2098-9201 (C), 2098-9202 (C), 2098-9203 (C), 2098-9208 (C), 2098-9576 (C), 2099-9101 (C), 2099-9102 (C), 2099-9103 (C), 2099-9104 (C), 2099-9105 (C), 2099-9107 (C), 2099-9108 (C), 2099-9754 (C), 2099-9755 (C), 2099-9756 (C),
e250c27f-4eec-408c-bfd5-f1c48a4c69f7 |  |  |  | North | DMP |  | Cards & Components |  |  |  | Card | TRUE | 505-12LX Main Board |  | 12 Volt Power Supply Main Board | 1 | 0.2 | 0.2 |  |  |  |  | TRUE | [5 empty] | #FFFFFFFF |  |  | FALSE | FALSE | FALSE | [9 empty] | 7,12,18 |  |  | 5 |  | FALSE | [5 empty] | DESKTOP-7EIEB7A\acont | 2022-03-10 06:44 | THOR\acont | 2024-10-09 10:48 | Cloned from DMP 505-12LX Main Board | [DMP] [DMP LX BUS] [LX BUS] 505-12LX Main Board | [DMP] 505-12LX Main Board
cb1a1768-4524-4b11-bcf3-f1c7086f287c |  |  |  | North | Siemens | [5 empty] | Module | TRUE | PAD4-BATT-BRKT | S54430-B4-A1 | Battery bracket for seismic certification | 1 | [12 empty] | #FFFFFFFF |  |  | FALSE | FALSE | FALSE | [20 empty] | DESKTOP-7SAL8M7\acont | 2019-08-13 09:04 | THOR\acont | 2024-10-09 10:48
1785b2e3-c653-48af-a7e7-f1c867739669 | NFPA 170 DGP |  |  | North | Notifier |  | Hardware |  |  |  | Hardware | TRUE | TR-A4 |  | Accessory semi-flush-mount trim ring, one tier (opening 24.062" [61.118 cm] W x 20.062" [50.958 cm] H), BLACK, 2.5 lbs. | 1 | [6 empty] | FALSE | [5 empty] | #FFFF0000 | FA-NFPA 170 DGP | 1 | FALSE | FALSE | FALSE | [9 empty] | 7,12,18 |  |  |  |  | TRUE | [5 empty] | DESKTOP-7EIEB7A\acont | 2021-04-01 14:48 | THOR\acont | 2024-09-08 17:27 | Cloned from Notifier DR-AA4BR
b109663f-78ea-432c-8e37-f1d27ccc2e72 | NFPA 170 SPEAKER WALL |  |  | North | Siemens |  | Speaker |  |  |  | Module | TRUE | SL2SPWR-N | S54329-F150-A1++ | High-Fidelity Speaker, Wall, Red, No Lettering | 1 | [12 empty] | #FF0070C0 | FA-NFPA 170 SPEAKER WALL | 1 | FALSE | FALSE | FALSE | 2021 | [19 empty] | DESKTOP-7EIEB7A\acont | 2023-08-02 17:00 | THOR\acont | 2024-09-08 17:27 | Cloned from Siemens SL2SPWR-AL CLONED | [Siemens] [AUDIO 25v] [25V AUDIO] SL2SPCB-F (C), SL2SPCR-AL (C), SL2SPCR-F (C), SL2SPCR-N (C), SL2SPCW-A (C), SL2SPCW-AL (C), SL2SPCW-F (C), SL2SPCW-N (C), SL2SPWR-AL, SL2SPWR-F, SL2SPWR-N, SL2SPWW-AL, SL2SPWW-F, SL2SPWW-N [Siemens] [AUDIO 70.7v] [70V AUDIO] SL2SPCB-F (C), SL2SPCR-AL (C), SL2SPCR-F (C), SL2SPCR-N (C), SL2SPCW-A (C), SL2SPCW-AL (C), SL2SPCW-F (C), SL2SPCW-N (C), SL2SPWR-AL, SL2SPWR-F, SL2SPWR-N, SL2SPWW-AL, SL2SPWW-F, SL2SPWW-N
0cea7596-88a2-4b97-867a-f1d554941a40 | NFPA 170 HEAT DETECTOR |  |  | North | Apollo |  | Heat Detector |  |  |  | Module | FALSE | D900-TEMP w/D900-BASE6 |  | HEAT DETECTOR W/ 6" BASE | 1 | 0.00025 | 0.0025 |  |  |  |  | FALSE | [5 empty] | #FFFF0000 | FA-NFPA 170 HEAT DETECTOR | 1 | FALSE | FALSE | FALSE | 1403 | [13 empty] | FALSE |  |  | 6 |  |  |  |  | THOR\acont | 2024-09-08 17:27 | 20191121 AC Detector with base | [Apollo] [SLC APOLLO MODULES/SENSORS] [#11] D900-TEMP w/D900-BASE4, D900-TEMP w/D900-BASE6 [Advanced, Apollo] [SLC APOLLO MODULES SENSORS] [*] [#2 SHARED ADDR ¦ SENSORS] SA5150-650ADV w/SA5000-230ADV (C), SA5150-750ADV w/SA5000-210ADV (C), 45681-800 (C), 45681-805 (C), 55000-450 w/45681-210UL (C), 55000-450 w/45681-225APO (C), 55000-450 w/
45885d11-e6c7-4e4d-9601-f1d7a048e3b0 | NFPA 170 FLOW DETECTOR |  |  | North | Potter |  | Flow Detector |  |  |  | Module | TRUE | VSR Series | + | Vane Type Waterflow Alarm Switch with Retard | 1 | [6 empty] | FALSE | [5 empty] | #FFFF0000 | FA-NFPA 170 FLOW DETECTOR | 1 | FALSE | FALSE | FALSE |  |  |  | 7770-0328:0001 | [10 empty] | FALSE | [7 empty] | THOR\acont | 2024-09-08 17:27 |  | [Farenhyt, Generic, N/A, Notifier, Potter, Silent Knight] [AUX POWER] [BELL POWER ++] FURNISHED BY OTHERS, PS10 Series, PS10-EX, VSG, VSR Series, VSR-10, VSR-AT, VSR-C, VSR-CF, VSR-FE-2, VSR-FEX Series, VSR-S Series, VSR-SF, VSR-SFG, VSR-SFT, VSR-SG, VSR [Potter] [IDC] 01 OSYSU Series, OSYSU-CRH, OSYSU-EX, OSYSU-EX-O, PCVS Series, PCVS-CRH, PIVS-U-EX, PIVSU-EX-O, PS10 Series, PS10-EX, PS15, PS25, PS40 Series, PS40-EX, RBVS, VSG, VSR Series, VSR-10, VSR-AT, VSR-C, VSR-CF, VSR-FE-2, VSR-FEX Series, VSR-S S
74111d88-6359-463e-816f-f1d85dee7344 | NFPA 170 HEAT DETECTOR |  |  | North | MIRCOM |  | Heat Detector |  |  |  | Module | TRUE | MIX-5351RAP w/B501-WHITE | ++ | Intelligent Heat Detector, Fixed Temperature with Rate-of-Rise Detection, White - UL, 4" Flangeless mounting base | 1 | 0.0002 | 0.0045 |  |  |  |  | FALSE | TRUE |  |  |  |  | #FFFF0000 | FA-NFPA 170 HEAT DETECTOR | 1 | FALSE | FALSE | FALSE | 1403 | [13 empty] | FALSE |  |  | 135° FTR |  |  | DESKTOP-7EIEB7A\acont | 2023-05-25 09:35 | THOR\acont | 2024-09-08 17:27 | Cloned from MIRCOM MIX-5351AP w/B501-WHITE | [MIRCOM] [SLC SENSORS] [*] [#4 TYPE ADDR ¦ SENSORS] DNR w/MIX-2251BR (C), DNR w/MIX-2351RAP (C), MIX-1251AP w/B200SR-LF-WH (C), MIX-1251AP w/B200SR-WH (C), MIX-1251AP w/B210LP (C), MIX-1251AP w/B224RB-WH (C), MIX-1251AP w/B501 (C), MIX-1251B w/B200SR-LF- [MIRCOM] [SLC MODULES SENSORS] [*] [#2 SHARED ADDR ¦ SENSORS] DNR w/MIX-2251BR (C), DNR w/MIX-2351RAP (C), MIX-1251AP w/B200SR-LF-WH (C), MIX-1251AP w/B200SR-WH (C), MIX-1251AP w/B210LP (C), MIX-1251AP w/B224RB-WH (C), MIX-1251AP w/B501 (C), MIX-1251B w/
3cd40364-1f67-46a9-bf0b-f1e9138086e8 | NFPA 170 FIRE ALARM TERMINAL CABINET | RISER FATC |  | North | Space Age Electronics |  | Terminal Cabinet |  |  |  | Assembly | TRUE | ACE2424 | Accessories | 24”x24”x8” Accessory Cabinet Enclosure, Black | 1 | 0 | 0 |  |  |  |  | TRUE |  | Surface Mounted |  |  |  | #FFFF0000 | FA-NFPA 170 FIRE ALARM TERMINAL CABINET | 1 | FALSE | FALSE | FALSE | 205 | [19 empty] | DESKTOP-7SAL8M7\acont | 2020-09-14 15:27 | THOR\acont | 2024-09-08 17:27 | Cloned from Space Age Electronics SSU00657
4f6cfbbf-83af-4b9e-a2c6-f1ef4a132526 |  |  |  | North | Bosch | Security/Access Control |  |  |  |  | Module | TRUE | ISN-CMET-4418 | * | O/H door contact closed loop | 1 | [12 empty] | #FFFFFFFF |  |  | FALSE | FALSE | FALSE | [20 empty] | DESKTOP-7EIEB7A\acont | 2021-08-13 06:25 | THOR\acont | 2024-10-09 10:48
70a127c3-3ff6-42f8-be85-f1eff30ac5d7 | NFPA 170 FIRE ALARM CONTROL UNIT | RISER FACP |  | North | Hochiki |  | Fire Alarm Control Unit |  |  |  | Assembly | TRUE | LA901K1-44 |  | FireNET L@TITUDE Analog Addressable Fire Alarm Control Panel, 8 Slot Deep Enclosure, 5.25 A 115V, 2-Loop Panel Module, Hochiki Protocol, Network Module, and Media Gateway™, Gray, Printer / 48 Zone LEDs | 1 | [6 empty] | FALSE |  |  | *Refer to Install Sheet | 16.5in (W) x 23.2in (H) x 8in (D) | KM5FCRD (Optional Semi-Flush Mounting Kit) | #FFFF0000 | FA-NFPA 170 FIRE ALARM CONTROL UNIT | 1 | FALSE | FALSE | FALSE | 202 | [8 empty] | 7,12,18,28,33,40 |  |  | 5.25 |  | TRUE | [5 empty] | DESKTOP-GHR3H5U\Anthony | 2019-11-27 07:23 | THOR\acont | 2024-09-08 17:27
ae7cf9b7-93b5-457d-815b-f1f2d472e735 |  |  |  | North | Bosch | [5 empty] | Module | TRUE | NDA-U-PMAS-TE | * | ***(Tenneco)Nda-U-Pmas Pole Mount Adapter Small | 1 | [12 empty] | #FFFFFFFF |  |  | FALSE | FALSE | FALSE | [20 empty] | DESKTOP-7EIEB7A\acont | 2021-08-13 06:25 | THOR\acont | 2024-10-09 10:48
4e0a49c1-e3c4-409e-9e14-f1f6286b7781 | NFPA 170 ADDRESSABLE INPUT MONITOR MODULE |  |  | North | Kidde |  | Addressable Module |  |  |  | Module | TRUE | GSA-MCC2 |  | Signature dual input signal module, UIO plug-in | 2 | 0.000223 | 0.0001 |  |  |  |  | FALSE | [5 empty] | #FFFF0000 | FA-NFPA 170 ADDRESSABLE INPUT MONITOR MODULE | 1 | FALSE | FALSE | FALSE | 1000 | [13 empty] | FALSE | [5 empty] | AULAPTOP-PC\Aulaptop | 2018-09-03 13:55 | THOR\acont | 2024-09-08 17:27 |  | [Kidde] [SLC EST MODULES] [*] [#3 TYPE ADDR ¦ MODULES] 76-330002-101, 84-330002-001, FX-270, FX-278, FX-2WIRE, FX-IDC1A, FX-IDC1B, FX-IDC2B, FX-IDCWS, FX-ISO, FX-NAC, FX-RLY, GSA-CC1, GSA-CC1S, GSA-CC2, GSA-CR, GSA-CRH, GSA-CRR, GSA-CT1, GSA-CT2, GSA-IO, [Edwards, Kidde] [AUDIO 25v, AUDIO 70.7v, AUX POWER, FFT, HORN, NAC] [RISER INPUT] ANSZM4B2A, FX-NAC, GSA-CC1, GSA-CC1S, GSA-CC2, GSA-MAB, GSA-MCC1, GSA-MCC1S, GSA-MCC2, GSA-MRM1, GSA-RM1, GSA-UM, SIGA-CC1, SIGA-CC1S, SIGA-CC2, SIGA-CC2A, SIGA-MAB, SIGA- [Edwards, Kidde] [SLC EST MODULES] 01 [*] [EST3, iO1000 ] FX-2WIRE, FX-IDC1A, FX-IDC1B, FX-IDC2B, FX-IDCWS, FX-ISO, FX-NAC, GSA-CC1, GSA-CC1S, GSA-CC2, GSA-CT1, GSA-CT2, GSA-IO, GSA-MAB, GSA-MCC1, GSA-MCC1S, GSA-MCC2, GSA-MCT2, GSA-MIO, GSA-MM1, GSA-MRM1 [Edwards, Kidde] [SLC EST MODULES/SENSORS] 02 [*] [iO64] 70-417008-001, FX-2WIRE, FX-IDC1A, FX-IDC1B, FX-IDC2B, FX-IDCWS, FX-NAC, GSA-CC1, GSA-CC1S, GSA-CC2, GSA-CT1, GSA-CT2, GSA-IO, GSA-MAB, GSA-MCC1, GSA-MCC1S, GSA-MCC2, GSA-MCT2, GSA-MIO, GSA-MM1, GS [Kidde] [SLC EST MODULES SENSORS] [*] [#1 SHARED ADDR ¦ MODULES] 76-330002-101, 84-330002-001, FX-270, FX-278, FX-2WIRE, FX-IDC1A, FX-IDC1B, FX-IDC2B, FX-IDCWS, FX-ISO, FX-NAC, FX-RLY, GSA-CC1, GSA-CC1S, GSA-CC2, GSA-CR, GSA-CRH, GSA-CRR, GSA-CT1, GSA-CT | [Apollo, Edwards, Kidde] 55000-825ADV , FX-NAC, GSA-CC1, GSA-CC1S, GSA-CC2, GSA-MAB, GSA-MCC1, GSA-MCC1S, GSA-MCC2, GSA-UM, SIGA-CC1, SIGA-CC1S, SIGA-CC2, SIGA-CC2A, SIGA-MAB, SIGA-MCC1, SIGA-MCC1S, SIGA-MCC2, SIGA-MCC2A, SIGA-UM
b319bf01-ce0b-4360-bde0-f1f8fcdc17fe | NFPA 170 STROBE WALL |  |  | North | Potter |  | Strobe |  |  |  | Module | TRUE | CS-24G-WP |  | Strobe, Wall, Red, Green, Outdoor | 1 | 0 | 0.164 |  |  |  |  | FALSE | FALSE |  |  |  |  | #FF0070C0 | FA-NFPA 170 STROBE WALL | 1 | FALSE | FALSE | FALSE | 2023 |  |  | 7135-0328:0213 | [10 empty] | FALSE | [7 empty] | THOR\acont | 2024-09-08 17:27 |  | [Potter] [NAC] [UL MAX, HIGH DB] CS-24B-WP, CS-24G-WP, CS-24R-WP, CS-24WB-WP, CS-24WG-WP, CS-24WR-WP, CSLP-24B-WP, CSLP-24G-WP, CSLP-24R-WP, CSLP-24WB-WP, CSLP-24WG-WP, CSLP-24WR-WP
034a4b02-589a-4bd0-b5ae-f1fddab8fdc1 | NFPA 170 SMOKE CO DETECTOR |  |  | North | Potter |  | Smoke/CO Detector |  |  |  | Module | TRUE | PAD300-PCD w/PAD300-6DB | ++ | Photoelectric Smoke/CO Detector with 6" Standard Base | 1 | 0.0003 | 0.0003 |  |  |  |  | FALSE | TRUE |  |  |  |  | #FFFF0000 | FA-NFPA 170 SMOKE CO DETECTOR | 1 | FALSE | FALSE | FALSE | 1411 | [13 empty] | FALSE |  |  | 6DB |  |  | DESKTOP-7EIEB7A\acont | 2023-01-20 06:58 | THOR\acont | 2024-09-08 17:27 | Cloned from Potter PAD200-PCD w/PAD100-6DB | [Potter] [SLC PAD] [*] [#2 SHARED ADDR ¦ SENSORS] PAD100-CD w/PAD100-4DB, PAD100-CD w/PAD100-6DB, PAD100-CD w/PAD100-IB, PAD100-CD w/PAD100-LFSB, PAD100-CD w/PAD100-RB, PAD100-CD w/PAD100-SB, PAD100-CD w/PAD100-SPKB, PAD100-DUCT (C), PAD100-DUCTR (C), PA
6c267d1f-981a-4835-806b-f20e4bb0c6e9 |  |  |  | North | GRI PRODUCTS | Security/Access Control |  |  |  |  | Module | TRUE | 4700-AXL |  |  | 1 | [12 empty] | #FFFFFFFF |  |  | FALSE | FALSE | FALSE | [20 empty] | THOR\acont | 2024-03-12 21:43 | THOR\acont | 2024-10-09 10:48
2059c409-42b0-46e4-af55-f2205cd0eae8 | NFPA 170 SPEAKER WALL |  |  | North | Edwards |  | Speaker |  |  |  | Module | TRUE | 757-8A-RS25WA |  | 25V Re-ent Speaker, white, no markings, 88 cd, amber | 1 | [6 empty] | FALSE | [5 empty] | #FF0070C0 | FA-NFPA 170 SPEAKER WALL | 1 | FALSE | FALSE | FALSE | 2021 | [13 empty] | FALSE | [7 empty] | THOR\acont | 2024-09-08 17:27
684f3057-8982-4d46-ad5b-f2205eab9a4e | NFPA 170 SMOKE HEAT CO DETECTOR |  |  | North | Notifier |  | Smoke/Heat/CO Detector |  |  |  | Module | TRUE | FCO-951 w/B210LP | + | Addressable, low-profile device that provides fire, heat, and carbon monoxide (CO) detection, Standard Base | 1 | 0.0003 | 0.0072 |  |  |  |  | FALSE | TRUE |  |  |  |  | #FFFF0000 | FA-NFPA 170 SMOKE HEAT CO DETECTOR | 1 | FALSE | FALSE | FALSE | 1408 | [13 empty] | FALSE |  |  | CO |  |  | ALIENWIN10\AugWin7 | 2019-12-04 13:14 | THOR\acont | 2024-09-08 17:27 | Cloned from Notifier FCO-851 w/B210LP | [Honeywell, Notifier, System Sensor] [SLC SENSORS] [*] [#4 TYPE ADDR ¦ SENSORS] 2251B (C), 2251-COPTIR (C), 2251-COPTIR w/B200S-WH (C), 2251TB (C), 2251TMB (C), 5251B (C), 5251B-WP (C), 5251H (C), 5251RB (C), 5251RB-WP (C), 7251 (C), 7251DH (C), DH200LP [Honeywell, Notifier, System Sensor] [SLC MODULES SENSORS] [*] [#2 SHARED ADDR ¦ SENSORS] 2251B (C), 2251-COPTIR (C), 2251-COPTIR w/B200S-WH (C), 2251TB (C), 2251TMB (C), 5251B (C), 5251B-WP (C), 5251H (C), 5251RB (C), 5251RB-WP (C), 7251 (C), 7251DH (C)
e4f522e6-cca2-4d58-8043-f2275b4cb17b |  |  |  | North | Edwards |  | Cards & Components |  |  |  | Card | TRUE | ANS50A |  | 50W expander module | 1 | 0.15 | 0.8 |  |  |  |  | TRUE | [5 empty] | #FFFFFFFF |  |  | FALSE | FALSE | FALSE | [14 empty] | FALSE | [7 empty] | THOR\acont | 2024-10-09 10:48 |  |  | [Edwards, Kidde] ANS50A, ANS50AM, ANS50AMD, ANS50AMD2
14e07e52-5c4f-4cab-9ff6-f23732bec22b | NFPA 170 SPEAKER STROBE CEILING |  |  | North | Simplex |  | Speaker/Strobe |  |  |  | Module | TRUE | 49HFVH-APPLC-BA | + | Ceiling mount Addressable Clear lens high fidelity high candela S/V appliance only. Assembled in USA | 1 | 0 | 0 |  |  |  |  | TRUE | TRUE |  |  |  |  | #FF0070C0 | FA-NFPA 170 SPEAKER STROBE CEILING | 1 | FALSE | FALSE | FALSE | 2019 | [16 empty] | C |  |  | DESKTOP-7EIEB7A\acont | 2022-02-21 15:02 | THOR\acont | 2024-09-08 17:27 | Cloned from Autocall A49HFVH-APPLC-BA | [Autocall, Simplex] [IDNac] [23VDC] 49HFVH-APPLC (C), 49HFVH-APPLC-BA (C), 49SVH-APPLC (C), 49SVH-APPLC-BA (C), 49VOH-APPLC (C), 49VOH-APPLC-BA (C), A49HFVH-APPLC (C), A49HFVH-APPLC-BA (C), A49SVH-APPLC (C), A49SVH-APPLC-BA (C), A49VOH-APPLC (C), A49VOH- [Autocall, Simplex] [AUDIO 70.7v] [70V AUDIO] 49HF-APPLC (C), 49HF-APPLC-BA (C), 49HFV-APPLC (C), 49HFV-APPLC-BA (C), 49HFVH-APPLC (C), 49HFVH-APPLC-BA (C), 49SO-APPLC (C), 49SO-APPLC-BA (C), 49SO-APPLC-O (C), 49SO-APPLC-O-BA (C), 49SV-APPLC (C), 49SV-AP [Autocall, Simplex] [AUDIO 25v] [25V AUDIO] 49HF-APPLC (C), 49HF-APPLC-BA (C), 49HFV-APPLC (C), 49HFV-APPLC-BA (C), 49HFVH-APPLC (C), 49HFVH-APPLC-BA (C), 49SO-APPLC (C), 49SO-APPLC-BA (C), 49SO-APPLC-O (C), 49SO-APPLC-O-BA (C), 49SV-APPLC (C), 49SV-APPL
9fe0d717-a714-4b7c-80f9-f23abcc259cf | NFPA 170 HEAT DETECTOR |  |  | North | Thermotech |  | Heat Detector |  |  |  | Module | TRUE | 302-ET-194 | ++ | Heat Detector, 194°F (90°C) | 1 | [6 empty] | FALSE | TRUE |  |  |  |  | #FFFF0000 | FA-NFPA 170 HEAT DETECTOR | 1 | FALSE | FALSE | FALSE | 1403 |  |  | 7270-0021:0001 | [10 empty] | FALSE | [5 empty] | ALIENWIN10\AugWin7 | 2018-12-19 16:08 | THOR\acont | 2024-09-08 17:27 | 20191121 AC Detector without base | [Edwards, Potter, Thermotech] [IDC] 01 284B-PL (C), 302-135 (C), 302-194 (C), 302-AW-194, 302-EPM-135 (C), 302-EPM-194 (C), 302-ET-135 (C), 302-ET-194 (C)
0740f9d5-4672-4467-a84e-f23d9e801ab4 | NFPA 170 GRAPHIC ANNUNCIATOR PANEL | RISER ANNUNCIATOR |  | North | N/A |  | Graphic Annunciator |  |  |  | Module | TRUE | FURNISHED BY OTHERS |  | GRAPHIC ANNUNCIATOR | 1 | [12 empty] | #FFFF0000 | FA-NFPA 170 GRAPHIC ANNUNCIATOR PANEL | 1 | FALSE | FALSE | FALSE | 256 | [19 empty] | DESKTOP-7EIEB7A\acont | 2022-02-02 10:55 | THOR\acont | 2024-09-08 17:27 | Cloned from Generic GRAPHIC ANNUNCIATOR
87569895-7c7f-4a4b-bcb4-f23df080ea36 | NFPA 170 HORN |  |  | North | Gentex |  | Horn |  |  |  | Module | TRUE | GEH24-R |  | Low Profile Evacuation Horn, Red | 1 | 0 | 0.056 |  |  |  |  | FALSE | [5 empty] | #FF0070C0 | FA-NFPA 170 HORN | 1 | FALSE | FALSE | FALSE | 2010 | [13 empty] | FALSE | [7 empty] | THOR\acont | 2024-09-08 17:27 |  | [Gentex] [NAC] [UL MAX, HIGH DB, WHOOP] GEH24-R, GEH24-W [Gentex] [NAC] [UL MAX, HIGH DB, CONTINUOUS 2400 Hz] GEH24-R, GEH24-W [Gentex] [NAC] [UL MAX, HIGH DB, TEMPORAL 3 2400 Hz] GEH24-R, GEH24-W
14cc0a66-fc55-4c39-ad7d-f245de076456 | NFPA 170 SPEAKER WALL |  |  | North | Potter |  | Speaker |  |  |  | Module | TRUE | FASPKR-WW | + | Low Profile Speaker, Wall, White | 1 | [6 empty] | FALSE | FALSE |  |  |  |  | #FF0070C0 | FA-NFPA 170 SPEAKER WALL | 1 | FALSE | FALSE | FALSE | 2019 | [13 empty] | FALSE | [5 empty] | DESKTOP-7EIEB7A\acont | 2021-05-06 14:57 | THOR\acont | 2024-09-08 17:27 | Cloned from Potter FASPKR-W | [Gentex, Hochiki, Potter] [AUDIO 70.7v] [70V AUDIO] CSPKSTR-24AR (C), CSPKSTR-24AW (C), CSPKSTR-24BR (C), CSPKSTR-24BW (C), CSPKSTR-24GR (C), CSPKSTR-24GW (C), CSPKSTR-24RR (C), CSPKSTR-24RW (C), FASPKR-R (C), FASPKR-W (C), FASPKR-WR, FASPKR-WW, FASPK-WP [Gentex, Hochiki, Potter] [AUDIO 25v] [25V AUDIO] CSPKSTR-24AR (C), CSPKSTR-24AW (C), CSPKSTR-24BR (C), CSPKSTR-24BW (C), CSPKSTR-24GR (C), CSPKSTR-24GW (C), CSPKSTR-24RR (C), CSPKSTR-24RW (C), FASPKR-R (C), FASPKR-W (C), FASPKR-WR, FASPKR-WW, FASPK-WPR,
522ff97e-503f-4bd9-955a-f246164bc625 |  |  |  | North | Thermotech |  | Hardware |  |  |  | Hardware | TRUE | AP-P | ++ | Adapter Plate for 302 series detectors | 1 | [6 empty] | FALSE | [5 empty] | #FFFFFFFF |  |  | FALSE | FALSE | FALSE |  |  |  | 7270-0021:0001 | [10 empty] | FALSE | [5 empty] | ALIENWIN10\AugWin7 | 2018-12-19 16:19 | THOR\acont | 2024-10-09 10:48 | Cloned from Edwards 3000-210
31fdca4b-e907-4540-8e85-f2477ec1f1d1 | NFPA 170 STROBE WALL |  |  | North | Edwards |  | Strobe |  |  |  | Module | TRUE | 125STRN*1248DB | + | Strobe Beacon in NEMA 4X Enclosure. 175,000 peak candlepower | 1 |  | 10.8 |  |  |  |  | TRUE | [5 empty] | #FF0070C0 | FA-NFPA 170 STROBE WALL | 1 | FALSE | FALSE | FALSE | [20 empty] | DESKTOP-7EIEB7A\acont | 2023-02-01 09:27 | THOR\acont | 2024-09-08 17:27 | Cloned from Edwards 105DHISTC-FC | [Edwards] [NAC] 125STRN*1248DB
a33e2b23-24b5-4c92-aa6c-f250bdd6c55d | NFPA 170 MANUAL PULL |  |  | North | Siemens |  | Manual Station |  |  |  | Module | TRUE | HMS-DZ | S54321-F5-A1 | MANUAL STATION -DUAL ACTION - Country of Origin (non China) | 1 | 0.0009 | 0.0009 | [10 empty] | #FFFF0000 | FA-NFPA 170 MANUAL PULL | 1 | FALSE | FALSE | FALSE | 957 | [19 empty] | DESKTOP-7SAL8M7\acont | 2019-08-13 09:04 | THOR\acont | 2024-09-08 17:27 |  | [Siemens] [SLC MODULES SENSORS] [*] [#1 SHARED ADDR ¦ MODULES] AD-11P (C), FDBZ492 w/OP921 (C), FDBZ492-HR w/FDO421 (C), FDBZ492-HR w/OP921 (C), FDBZ492-R (C), FDCIO422, HCP, HCP-Z, HFPO-11, HFPT-11, HMS-D, HMS-DE, HMS-DP, HMS-DZ, HMS-S, HMS-SA, HMS-SE,
40a25555-c6cf-4f05-9177-f25267572d91 | NFPA 170 GAS DETECTOR |  |  | North | Block Definition Only |  | Gas Detection |  |  |  | Module | TRUE | NFPA 170 GAS DETECTOR |  | NFPA 170 GAS DETECTOR | 1 | [12 empty] | #FFFF0000 | FA-NFPA 170 GAS DETECTOR | 1 | FALSE | FALSE | FALSE | 1402 | [19 empty] | AULAPTOP-PC\Aulaptop | 2020-03-26 07:41 | THOR\acont | 2024-09-08 17:27
392e7899-8615-4265-9f8c-f25da8c4a460 | NFPA 170 CHIME |  |  | North | System Sensor |  | Chime |  |  |  | Module | TRUE | CHSRL | + | Chime Strobe, Wall, Red | 1 | 0 | 0.245 |  |  |  |  | FALSE | [5 empty] | #FFFF0000 | FA-NFPA 170 CHIME | 1 | FALSE | FALSE | FALSE | 2012 | [13 empty] | FALSE | [5 empty] | DESKTOP-7EIEB7A\acont | 2021-02-26 13:38 | THOR\acont | 2024-09-08 17:27 | Cloned from System Sensor CHRL | [System Sensor] [NAC] [VDC, 1 Second Chime, HIGH] CHSRL, CHSWL [System Sensor] [NAC] [VFWR, 1 Second Chime, HIGH] CHSRL, CHSWL
c859201b-8bb7-4f86-8751-f25efbb29440 |  |  |  | North | Bosch | [5 empty] | Module | TRUE | NUC-51051-F4-RO | * | ***(Ross) FLEXIDOME IP micro 5000 Fixed dome 5MP 74 IP66 | 1 | [12 empty] | #FFFFFFFF |  |  | FALSE | FALSE | FALSE | [20 empty] | DESKTOP-7EIEB7A\acont | 2021-08-13 06:25 | THOR\acont | 2024-10-09 10:48
44904e46-1d14-464e-821d-f2632f5d81c7 | NFPA 170 SPEAKER WALL |  |  | East | Ultra Electronics |  | Speaker |  |  |  | Module | TRUE | 90185A-801-05-N | HyperSpike TCPA-OMNI | TCPA-Omni, 50W/100W/200W, 70 volt drive, Red with no label | 1 | 0 | 0 |  |  |  |  | TRUE |  | Wall Mount / Pole; Mounting Bracket |  |  | 72377B-801 WALL MOUNT BRACKET | #FF0070C0 | FA-NFPA 170 SPEAKER WALL | 1 | FALSE | FALSE | FALSE | 2021 |  |  |  |  | UL 1480 and Class I Division 2, Group A, B, C and D certified | [11 empty] | LS |  |  | DESKTOP-7EIEB7A\acont | 2021-12-20 08:00 | THOR\acont | 2024-09-08 17:27 | Cloned from Ultra Electronics 90185A-801-05-F | [Ultra Electronics] [AUDIO 70.7v] [70V AUDIO] 90185A-801-05-F, 90185A-801-05-N
a2c46c5c-0f09-413a-b3bd-f26648e929dc |  |  |  | North | Edwards |  | Hardware |  |  |  | Hardware | TRUE | 6261-006 |  | Air Sampling Tube - 78" long | 1 | [6 empty] | FALSE | [5 empty] | #FFFFFFFF |  |  | FALSE | FALSE | FALSE | [14 empty] | FALSE | [7 empty] | THOR\acont | 2024-10-09 10:48
17711be8-d495-4c2b-a412-f269dbedf0ff | NFPA 170 BATTERY CABINET |  |  | North | Firelite |  | Enclosure |  |  |  | Assembly | TRUE | BB-17 |  | Battery Box | 1 | [12 empty] | #FFFF0000 | FA-NFPA 170 BATTERY CABINET | 1 | FALSE | FALSE | FALSE | 3000 | [19 empty] | DESKTOP-7EIEB7A\acont | 2022-03-28 09:20 | THOR\acont | 2024-09-08 17:27 | Cloned from Block Definition Only NFPA 170 BATTERY CABINET
98e30416-ab01-47a5-8642-f26d951a4b2a | NFPA 170 HORN |  |  | North | Edwards |  | Horn |  |  |  | Module | TRUE | WGARF-FR | ++ | Outdoor rated horn, red, fire feu | 1 | [6 empty] | FALSE | [5 empty] | #FF0070C0 | FA-NFPA 170 HORN | 1 | FALSE | FALSE | FALSE | 2010 | [13 empty] | FALSE |  |  | WP |  |  | THOR\acont | 2024-04-09 06:58 | THOR\acont | 2024-09-08 17:27 | Cloned from Edwards WGARA CLONED CLONED CLONED CLONED CLONED | [Edwards, Kidde] [NAC] [VDC, TEMPORAL] WGARA, WGARF, WGARF-FR, WGARF-SP, WGARN, WGAWA, WGAWF, WGAWF-FR, WGAWF-SP, WGAWN
ff6d4f6d-0479-4037-98fa-f26e0a88873a | NFPA 170 SURGE SUPPRESSOR |  |  | North | Space Age Electronics |  | Surge Supressor |  |  |  | Module | TRUE | T05-DG w/Snap Track |  | 2 Pair / 4 Wire Surge Module, 5v | 1 | [6 empty] | TRUE | [5 empty] | #FFFF0000 | FA-NFPA 170 SURGE SUPPRESSOR | 1 | FALSE | FALSE | FALSE | [14 empty] | FALSE |  |  | 24v |  |  | DESKTOP-7EIEB7A\acont | 2021-08-26 08:07 | THOR\acont | 2024-09-08 17:27 | Cloned from Space Age Electronics T24-DG w/Snap Track | [Space Age Electronics] [SURGE PROTECTION] [ALL DEVICES ++] E120V-GT, RJ1448-MD w/Snap Track, T05-DG w/Snap Track, T120-DG w/Snap Track, T12-DG w/Snap Track, T24-DG w/Snap Track, T32-DG w/Snap Track, T36-DG w/Snap Track, T48-DG w/Snap Track, T70-DG w/Sna [Space Age Electronics] [SURGE PROTECTION] [#2] RJ1448-MD w/Snap Track, T05-DG w/Snap Track, T120-DG w/Snap Track, T12-DG w/Snap Track, T24-DG w/Snap Track, T32-DG w/Snap Track, T36-DG w/Snap Track, T48-DG w/Snap Track, T70-DG w/Snap Track, T90-DG w/Snap
c926d6e8-f3bf-4695-b002-f271d3703280 | NFPA 170 FIRE ALARM CONTROL UNIT | RISER FACP |  | North | Kidde |  | Fire Alarm Control Unit |  |  |  | Assembly | TRUE | FX-10RD | ++ | Conventional Fire Alarm Control Panel, Red – 10 Class B IDCs and 4 Class B NACs, 7.0A NAC power, (Pairs of IDCs and NACs convertible to single Class A circuits), upload/download DACT/modem, 120VAC power source, 24VDC output | 1 | [6 empty] | FALSE | [5 empty] | #FFFF0000 | FA-NFPA 170 FIRE ALARM CONTROL UNIT | 1 | FALSE | FALSE | FALSE | 202 | [8 empty] | 7,12,18,24 |  | 18 |  |  | TRUE | [5 empty] | DESKTOP-7EIEB7A\acont | 2021-09-21 12:06 | THOR\acont | 2024-09-08 17:27 | Cloned from Kidde FX-1000
62391341-f953-44ff-b5c3-f2739537b1b1 | NFPA 170 FANS GENERAL |  |  | North | Block Definition Only |  | HVAC Unit |  |  |  | Module | TRUE | NFPA 170 FANS GENERAL |  | NFPA 170 FANS GENERAL | 1 | [12 empty] | #FFFF0000 | FA-NFPA 170 FANS GENERAL | 1 | FALSE | FALSE | FALSE | 1951 | [19 empty] | AULAPTOP-PC\Aulaptop | 2020-03-26 07:41 | THOR\acont | 2024-09-08 17:27
cf1aeb7c-6734-4f4b-b90c-f27aeadcb912 | NFPA 170 SMOKE DETECTOR |  |  | North | MIRCOM |  | Smoke Detector |  |  |  | Module | TRUE | MIX-2351TAP w/B300-6 | ++ | Intelligent Photoelectric smoke detector with Thermal - UL | 1 | 0.0002 | 0.0045 |  |  |  |  | FALSE | TRUE |  |  |  |  | #FFFF0000 | FA-NFPA 170 SMOKE DETECTOR | 1 | FALSE | FALSE | FALSE | 1408 | [13 empty] | FALSE |  |  | P |  |  | DESKTOP-7EIEB7A\acont | 2023-05-12 10:14 | THOR\acont | 2024-09-08 17:27 | Cloned from MIRCOM MIX-2351AP | [MIRCOM] [SLC SENSORS] [*] [#4 TYPE ADDR ¦ SENSORS] DNR w/MIX-2251BR (C), DNR w/MIX-2351RAP (C), MIX-1251AP w/B200SR-LF-WH (C), MIX-1251AP w/B200SR-WH (C), MIX-1251AP w/B210LP (C), MIX-1251AP w/B224RB-WH (C), MIX-1251AP w/B501 (C), MIX-1251B w/B200SR-LF- [MIRCOM] [SLC MODULES SENSORS] [*] [#2 SHARED ADDR ¦ SENSORS] DNR w/MIX-2251BR (C), DNR w/MIX-2351RAP (C), MIX-1251AP w/B200SR-LF-WH (C), MIX-1251AP w/B200SR-WH (C), MIX-1251AP w/B210LP (C), MIX-1251AP w/B224RB-WH (C), MIX-1251AP w/B501 (C), MIX-1251B w/
893d5161-b5ad-4bcf-b4b8-f27fab501497 | 170 BASIC SHAPE |  |  | North | Siemens |  | Hardware |  |  |  | Hardware | TRUE | FMT | 500-034100 | FIREFIGHTERS MASTER TELEPHONE INNER DOOR - 1 POSITION (MUST LEAVE SPACE BEHIND OPEN) | 1 | [12 empty] | #FFFF0000 | FA-170 BASIC SHAPE | 1 | FALSE | FALSE | FALSE | 5000 | [21 empty] | THOR\acont | 2024-09-08 17:27
dbd45cc1-8348-4150-b684-f29ada38df37 |  |  |  | North | Siemens | [5 empty] | Module | TRUE | BP-61 | 175-387194 | BATTERY SET 12V 18AH MOUNTS IN CAB ENCLOSURE OR BATTERY BOX | 1 | [12 empty] | #FFFFFFFF |  |  | FALSE | FALSE | FALSE | [20 empty] | DESKTOP-7SAL8M7\acont | 2019-08-13 09:04 | THOR\acont | 2024-10-09 10:48
dbcd768c-96f1-4a96-aaa0-f29dfc740f43 | NFPA 170 MANUAL PULL |  |  | North | Janus |  | Manual Station |  |  |  | Module | TRUE | SG-42SK1 |  | Conventional Manual Pull Station | 1 | [6 empty] | FALSE | [5 empty] | #FFFF0000 | FA-NFPA 170 MANUAL PULL | 1 | FALSE | FALSE | FALSE | 957 | [13 empty] | FALSE | [5 empty] | DESKTOP-QGO6JOK\acont | 2021-06-01 11:28 | THOR\acont | 2024-09-08 17:27 | Cloned from Potter P32-1T | [Janus] [IDC] 01 20722, ARS-1, LOS-1, MAS-1, MAS-2, MMS-1, MMS-4, MRS-1, SG-42SK1, SGX-32SK1
ab8052f7-55c5-45b5-a7be-f2a5e9a98d90 | NFPA 170 SMOKE DETECTOR |  |  | North | Monaco Enterprises |  | Smoke Detector |  |  |  | Module | TRUE | 723-361-00 w/B501 | + | DETECTOR,SYSTEM:PHOTOELECTRIC,15-32VDC,INTELLIGENT,135F,HEAD | 1 | 0.0003 | 0.0065 |  |  |  |  | FALSE | TRUE |  |  |  |  | #FFFF0000 | FA-NFPA 170 SMOKE DETECTOR | 1 | FALSE | FALSE | FALSE | 1408 | [13 empty] | FALSE |  |  | P, 135° |  |  | DESKTOP-7SAL8M7\acont | 2020-02-21 06:58 | THOR\acont | 2024-09-08 17:27 | Cloned from MIRCOM MIX-2251TB w/B501 | [Monaco Enterprises] [SLC SENSORS] 01 [*] 721-121-00 w/B200SR-LF-WH (C), 721-121-00 w/B200SR-WH (C), 721-121-00 w/B210LP (C), 721-121-00 w/B224RB-WH (C), 721-121-00 w/B501 (C), 721-124-00 w/B200SR-LF-WH (C), 721-124-00 w/B200SR-WH (C), 721-124-00 w/B210L [Monaco Enterprises] [SLC MODULES SENSORS] 01 [*] 708-026-01, 708-031-00, 721-121-00 w/B200SR-LF-WH (C), 721-121-00 w/B200SR-WH (C), 721-121-00 w/B210LP (C), 721-121-00 w/B224RB-WH (C), 721-121-00 w/B501 (C), 721-124-00 w/B200SR-LF-WH (C), 721-124-00 w/B [Monaco Enterprises] [SLC SENSORS] 01 [*] 721-121-00 w/B200SR-LF-WH (C), 721-121-00 w/B200SR-WH (C), 721-121-00 w/B210LP (C), 721-121-00 w/B224RB-WH (C), 721-121-00 w/B501 (C), 721-124-00 w/B200SR-LF-WH (C), 721-124-00 w/B200SR-WH (C), 721-124-00 w/B210L [Monaco Enterprises] [SLC MODULES/SENSORS] 01 [*] 721-121-00 w/B200SR-LF-WH (C), 721-121-00 w/B200SR-WH (C), 721-121-00 w/B210LP (C), 721-121-00 w/B224RB-WH (C), 721-121-00 w/B501 (C), 721-124-00 w/B200SR-LF-WH (C), 721-124-00 w/B200SR-WH (C), 721-124-00
f57e03be-3e4a-4b1f-ba04-f2ab59166d70 | NFPA 170 SMOKE HEAT DETECTOR |  |  | North | Gentex |  | Smoke/Heat/CO Detector |  |  |  | Module | FALSE | 917-0072-002 | STRR | 120V Smoke Heat Sensor 135 ROR w/Relays | 1 | [6 empty] | FALSE | TRUE |  |  |  |  | #FFFF0000 | FA-NFPA 170 SMOKE HEAT DETECTOR | 1 | FALSE | FALSE | FALSE | 1408 | [13 empty] | FALSE |  |  | 120V |  |  | THOR\acont | 2024-12-23 15:33 | THOR\acont | 2024-12-23 15:40 | Cloned from Gentex 917-0071-002 | [BRK, First Alert, Gentex, Kidde] [SMOKE ALARM TANDEM] 21006378 (C), 21007624 (C), 7020BSL (C), 7030BSL (C), 900-CUAR (C), 9120 (C), 9120B (C), 917-0070-002 (C), 917-0071-002 (C), 917-0072-002 (C), 917-0073-002 (C), 917-0079-002 (C), 918-0030-002 (C), 91 [BRK, Gentex, Kidde] [VAC ] [*] 21006378 (C), 21007624 (C), 7020BSL (C), 7030BSL (C), 900-CUAR (C), 9120 (C), 9120B (C), 917-0070-002 (C), 917-0071-002 (C), 917-0072-002 (C), 917-0073-002 (C), 917-0079-002 (C), 918-0030-002 (C), 918-0031-002 (C), 918-003 | [BRK, First Alert, Generic, Gentex, Kidde, N/A] 120VAC SMOKE DETECTOR, 21006378, 21007624, 7020BSL, 7030BSL, 900-CUAR, 9120, 9120B, 9120F, 9120H, 9120HF, 9120T, 9120TF, 9123, 9123F, 9123H, 9123HF, 9123T, 9123TF, 917-0070-002, 917-0071-002, 917-0072-002, 9
7f840269-9f1c-4d5b-8aeb-f2ad32058174 | NFPA 170 STROBE CEILING |  |  | North | Hochiki |  | Strobe |  |  |  | Module | TRUE | RSSA-24MCCH-NW |  | Strobe, 24 Vdc, red, selectable, - Amber Lens | 1 | 0 | 0.455 |  |  |  |  | FALSE | TRUE |  | *Refer to Install Sheet |  |  | #FF0070C0 | FA-NFPA 170 STROBE CEILING | 1 | FALSE | FALSE | FALSE | 2022 | [13 empty] | FALSE | [7 empty] | THOR\acont | 2024-09-08 17:27 |  | [Eaton Wheelock, Hochiki] [NAC] RSSA-24MCCH-NW (C), RSSB-24MCCH-NW (C), RSSG-24MCCH-NW (C), RSSR-24MCCH-NW (C)
ccf65cc3-5228-48f1-bd86-f2aecc610273 | NFPA 170 MINI HORN |  |  | North | Edwards |  | Horn |  |  |  | Module | TRUE | HPS-24R |  | Potter Mini-Horn with Silence Feature, red | 1 | [6 empty] | FALSE | [5 empty] | #FF0070C0 | FA-NFPA 170 MINI HORN | 1 | FALSE | FALSE | FALSE | 2014 | [13 empty] | FALSE | [7 empty] | THOR\acont | 2024-09-08 17:27
93349a1b-3abd-4256-96c3-f2af28e2b9c4 |  |  |  | North | Gamewell FCI |  | Hardware |  |  |  | Hardware | TRUE | FCI-DR-D4BR |  | Blank door, lock & keys, backbox accepting 4 chassis, (Red) | 1 | [6 empty] | FALSE | [5 empty] | #FFFFFFFF |  |  | FALSE | FALSE | FALSE | [14 empty] | FALSE | [7 empty] | THOR\acont | 2024-10-09 10:48
3b40be61-3279-4bfc-9569-f2b366ccefd4 | CADGEN WIREGUARD |  |  | North | Generic |  | Accessories |  |  |  | Module | TRUE | WIRE GUARD |  | WIRE GUARD | 1 | [12 empty] | #FFFF0000 | FA-CADGEN WIREGUARD | 1 | FALSE | FALSE | FALSE | 902 | [19 empty] | DESKTOP-7EIEB7A\acont | 2022-10-25 11:00 | THOR\acont | 2024-09-08 17:27 | Cloned from Block Definition Only NFPA 170 AEROSOL MANUAL PULL
f07dcb59-69aa-4bc7-9fd1-f2ba4b876d66 |  |  |  | North | Bosch |  | Hardware |  |  |  | Hardware | TRUE | FRAY5000-BR | + | Universal bracket | 1 | [12 empty] | #FFFFFFFF |  |  | FALSE | FALSE | FALSE | [20 empty] | DESKTOP-7EIEB7A\acont | 2022-06-28 13:10 | THOR\acont | 2024-10-09 10:48 | Cloned from Bosch FRAY5000-4PRISM
8422e787-9d82-43f0-a0bd-f2bc5c465878 | NFPA 170 FIRE ALARM CONTROL UNIT | RISER FACP |  | North | DMP |  | Fire Alarm Control Unit |  |  |  | Assembly | TRUE | XR150 |  | XR150 Fire Control Panel | 1 | [6 empty] | FALSE | FALSE |  |  |  |  | #FFFF0000 | FA-NFPA 170 FIRE ALARM CONTROL UNIT | 1 | FALSE | FALSE | FALSE | 202 | [8 empty] | 7,12,18 |  |  |  |  | TRUE | [5 empty] | DESKTOP-7EIEB7A\acont | 2022-03-10 06:44 | THOR\acont | 2024-09-08 17:27 | Cloned from DMP XR150
7ce68d81-73b1-42c4-8d0f-f2c46e5b00cc |  |  |  | North | Autocall | [5 empty] | Module | TRUE | A100-1249 |  | 100W Class A Adapter Module | 1 | 0.001 | 0.06 |  |  |  |  | TRUE | [5 empty] | #FFFFFFFF |  |  | FALSE | FALSE | FALSE | [20 empty] | DESKTOP-0D6CQVA\lousc | 2019-07-07 14:07 | THOR\acont | 2024-10-09 10:48 | Cloned from AutoCall A100-1248
8f6b04bf-c616-4a1a-9f3b-f2cb3c640eb7 | NFPA 170 SMOKE DETECTOR |  |  | North | System Sensor |  | Smoke Detector |  |  |  | Module | TRUE | 2151 w/B110RLP | ++ | Low-profile photoelectric detector. 24v, 4-wire base. | 1 | 0.00012 | 0.062 |  |  |  |  | TRUE | TRUE |  |  |  |  | #FFFF0000 | FA-NFPA 170 SMOKE DETECTOR | 1 | FALSE | FALSE | FALSE | 1408 | [19 empty] | DESKTOP-7SAL8M7\acont | 2019-03-29 16:43 | THOR\acont | 2024-09-08 17:27 | 20191121 AC Detector with base | [Firelite, Macurco, Notifier, Silent Knight, System Sensor] [AUX POWER] [*] [AUX INPUT ++] 1251B (C), 1412B (C), 1424 (C), 2112/24AT (C), 2112/24S (C), 2112/24TS (C), 2112AITR (C), 2112ATR (C), 2112R (C), 2124AITR (C), 2124ATR (C), 2124R (C), 2151 w/B110 [Firelite, Macurco, Notifier, Silent Knight, System Sensor] [IDC] 01 [IDC 4-WIRE ++] 1251B (C), 1412B (C), 1424 (C), 2112/24AT (C), 2112/24S (C), 2112/24TS (C), 2112AITR (C), 2112ATR (C), 2112R (C), 2124AITR (C), 2124ATR (C), 2124R (C), 2151 w/B110RLP (C
b1ab9637-2d62-444b-b8fe-f2cc09ad7eb5 | NFPA 170 STROBE WALL |  |  | North | Edwards |  | Strobe |  |  |  | Module | TRUE | G4VRF-FR |  | Wall strobe, red, FEU | 1 | [6 empty] | FALSE |  | GRSW-10 |  |  |  | #FF0070C0 | FA-NFPA 170 STROBE WALL | 1 | FALSE | FALSE | FALSE | 2023 | [13 empty] | FALSE | [5 empty] | DESKTOP-7SAL8M7\acont | 2019-08-29 12:20 | THOR\acont | 2024-09-08 17:27 |  | [Edwards, Kidde] [NAC] [VDC] EG4VRF, EG4VRF-FR, EG4VRF-SP, EG4VRN, EG4VWF, EG4VWF-FR, EG4VWF-SP, EG4VWN, G4VRF, G4VRF-FR, G4VRF-SP, G4VRN, G4VWF, G4VWF-FR, G4VWF-SP, G4VWN [Edwards, Kidde] [NAC] [VFWR] EG4VRF, EG4VRF-FR, EG4VRF-SP, EG4VRN, EG4VWF, EG4VWF-FR, EG4VWF-SP, EG4VWN, G4VRF, G4VRF-FR, G4VRF-SP, G4VRN, G4VWF, G4VWF-FR, G4VWF-SP, G4VWN
c30bfcc1-28e3-43b4-b7b5-f2cd4ea67e24 | NFPA 170 REMOTE ANNUNCIATOR | RISER ANNUNCIATOR |  | North | VES |  | Remote Annunciator |  |  |  | Module | TRUE | GF-5210-R | + | Remote LCD Annunciator, red enclosure | 1 | 0.03 | 0.03 |  |  |  |  | FALSE | [5 empty] | #FFFF0000 | FA-NFPA 170 REMOTE ANNUNCIATOR | 1 | FALSE | FALSE | FALSE | 255 | [13 empty] | FALSE | [5 empty] | DESKTOP-7EIEB7A\acont | 2021-11-04 11:31 | THOR\acont | 2024-09-08 17:27 | Cloned from Hochiki HCA-RA | [Hochiki, VES] [RS-485] GF-5210-R, HCA-RA [Hochiki, VES] [AUX POWER] [*] GF-5210-R, HCA-RA, LFC00NC-10, LFC00NC-40, LFC00NC-60
21f00450-9bfa-42cc-b395-f2cecb9bd82f | NFPA 170 HORN STROBE |  |  | North | Generic |  | Horn/Strobe |  |  |  | Module | TRUE | Existing NAC Load (.4A) |  |  | 1 |  | 0.4 |  |  |  |  | TRUE | [5 empty] | #FF0070C0 | FA-NFPA 170 HORN STROBE | 1 | FALSE | FALSE | FALSE | 2012 | [16 empty] | EXP |  |  | DESKTOP-7SAL8M7\acont | 2020-11-20 07:29 | THOR\acont | 2024-09-08 17:27 | Cloned from Generic Existing NAC Load (.07A) | [Generic] [NAC] [*] Existing NAC Load (.01A), Existing NAC Load (.02A), Existing NAC Load (.03A), Existing NAC Load (.04A), Existing NAC Load (.05A), Existing NAC Load (.06A), Existing NAC Load (.07A), Existing NAC Load (.08A), Existing NAC Load (.09A),
1b5ca0e2-ef64-4fe4-afc9-f2d5d64e65c4 | NFPA 170 FIRE ALARM CONTROL UNIT | RISER FACP |  | North | Monaco Enterprises |  | Fire Alarm Control Unit |  |  |  | Assembly | TRUE | 227-866-MN |  | MAAP(+) Point Reporting MNS, 43-inch-high × 18-inch-wide × 3.6-inch-deep NEMA 1 flush mount enclosure, no radio, with Interface to BT-XM2 | 1 | [12 empty] | #FFFF0000 | FA-NFPA 170 FIRE ALARM CONTROL UNIT | 1 | FALSE | FALSE | FALSE | 202 | [13 empty] | TRUE | [5 empty] | AULAPTOP-PC\Aulaptop | 2019-04-20 02:23 | THOR\acont | 2024-09-08 17:27
fa1fbe9b-559a-443a-94e0-f2d7c1b8dbc4 |  |  |  | North | Edwards |  | Cards & Components |  |  |  | Card | TRUE | ANSZM4B2A |  | Zone Module. 4 Class B or 2 Class A circuits. | 1 | 0.015 | 0.035 |  |  |  |  | TRUE | [5 empty] | #FFFFFFFF |  |  | FALSE | FALSE | FALSE | [14 empty] | FALSE | [7 empty] | THOR\acont | 2024-10-09 10:48 |  | [Edwards, Kidde] [AUDIO 25v, AUDIO 70.7v, AUX POWER, FFT, HORN, NAC] [RISER INPUT] ANSZM4B2A, FX-NAC, GSA-CC1, GSA-CC1S, GSA-CC2, GSA-MAB, GSA-MCC1, GSA-MCC1S, GSA-MCC2, GSA-MRM1, GSA-RM1, GSA-UM, SIGA-CC1, SIGA-CC1S, SIGA-CC2, SIGA-CC2A, SIGA-MAB, SIGA- | [Edwards, Kidde] ANSZM4B2A
1efdcf7f-3120-4cd9-b281-f2dae94cfe03 | NFPA 170 HORN STROBE CEILING |  |  | North | Autocall |  | Horn/Strobe |  |  |  | Module | TRUE | A49AVH-APPLC-BA | + | Audible/Visible Notification Appliances, Ceiling Mount Multi-High Candela Horn/Strobe, Specify Cover, Assembled in USA | 1 | 0 | 0 |  |  |  |  | TRUE | TRUE |  |  |  |  | #FF0070C0 | FA-NFPA 170 HORN STROBE CEILING | 1 | FALSE | FALSE | FALSE | 2013 | [16 empty] | C |  |  | DESKTOP-7EIEB7A\acont | 2022-02-21 22:07 | THOR\acont | 2024-09-08 17:27 | Cloned from Autocall A49AVH-APPLC | [Autocall, Simplex] [IDNac] [23VDC, STEADY HIGH] 49AVH-APPLC (C), 49AVH-APPLC-BA (C), A49AVH-APPLC (C), A49AVH-APPLC-BA (C)
ef30cd05-198d-4089-9089-f2dbc77a20fb |  |  |  | North | Notifier |  | Hardware |  |  |  | Hardware | TRUE | CHS-6 |  | Chassis | 1 | [6 empty] | FALSE |  | SURFACE |  | PROVIDED ("WX"HX"D) | N/A | #FFFFFFFF |  |  | FALSE | FALSE | FALSE |  |  |  | 7165-0028:0224 | [10 empty] | FALSE | [7 empty] | THOR\acont | 2024-10-09 10:48
69666bd3-3222-4336-beda-f2e11ecc51c4 | NFPA 170 SPEAKER STROBE CEILING |  |  | North | Siemens |  | Speaker/Strobe |  |  |  | Module | TRUE | SEFH-MC-CR | S54329-A32-A1 | SPK-ST,CLG,R | 1 | [7 empty] | TRUE |  |  |  |  | #FF0070C0 | FA-NFPA 170 SPEAKER STROBE CEILING | 1 | FALSE | FALSE | FALSE | 2020 | [16 empty] | C |  |  | DESKTOP-7SAL8M7\acont | 2019-08-13 09:04 | THOR\acont | 2024-09-08 17:27 |  | [Siemens] [AUDIO 70.7v] [70V AUDIO] SEFH-AHMC-CW-ALERT (C), SEFH-AMC-CW-ALERT (C), SEFH-AMC-W-ALERT, SEFH-CR (C), SEFH-CW (C), SEFH-HMC-CR (C), SEFH-HMC-CR-ALERT (C), SEFH-HMC-CW (C), SEFH-HMC-CW-ALERT (C), SEFH-HMC-R, SEFH-HMC-W, SEFH-MC-CR (C), SEFH-MC [Siemens] [NAC] [VDC] SEFH-AMC-CW-ALERT (C), SEFH-MC-CR (C), SEFH-MC-CR-ALERT (C), SEFH-MC-CW (C), SEFH-MC-CW-ALERT (C), SEFH-MC-CW-BLANK (C), SEH-MC-CR (C), SEH-MC-CR-B (C), SEH-MC-CW (C), SEH-MC-CW-ALERT (C), SEH-MC-CW-B (C), SEH-MC-CW-BLANK (C) [Siemens] [AUDIO 25v] [25V AUDIO] SEFH-AHMC-CW-ALERT (C), SEFH-AMC-CW-ALERT (C), SEFH-AMC-W-ALERT, SEFH-CR (C), SEFH-CW (C), SEFH-HMC-CR (C), SEFH-HMC-CR-ALERT (C), SEFH-HMC-CW (C), SEFH-HMC-CW-ALERT (C), SEFH-HMC-R, SEFH-HMC-W, SEFH-MC-CR (C), SEFH-MC-C
a817f94c-defc-4757-9853-f2e68e411f17 | NFPA 170 SPEAKER STROBE |  |  | North | Eaton Wheelock |  | Speaker/Strobe |  |  |  | Module | TRUE | ELSPSTR-N | + | WALL SPEAKER STROBE, RED, NONE | 1 | [6 empty] | TRUE | [5 empty] | #FF0070C0 | FA-NFPA 170 SPEAKER STROBE | 1 | FALSE | FALSE | FALSE | 2020 | [19 empty] | DESKTOP-7EIEB7A\acont | 2021-04-29 07:55 | THOR\acont | 2024-09-08 17:27 | Cloned from Eaton Wheelock ELSPSTR-AL | [Eaton Wheelock] [NAC] [24VDC] ELSPSTR, ELSPSTR-AL, ELSPSTR-M, ELSPSTR-N, ELSPSTW, ELSPSTW-AL, ELSPSTW-M, ELSPSTW-N [Eaton Wheelock] [NAC] [24VFWR] ELSPSTR, ELSPSTR-AL, ELSPSTR-M, ELSPSTR-N, ELSPSTW, ELSPSTW-AL, ELSPSTW-M, ELSPSTW-N [Concealite, Eaton Wheelock] [AUDIO 25v] [25V AUDIO] ELSPKR, ELSPKR-AL, ELSPKRC (C), ELSPKRC-AL (C), ELSPKRC-N (C), ELSPKR-N, ELSPKW, ELSPKW-AL, ELSPKWC (C), ELSPKWC-AL (C), ELSPKWC-N (C), ELSPKW-N, ELSPSTR, ELSPSTR-AL, ELSPSTRC (C), ELSPSTRC-AL (C), ELS [Concealite, Eaton Wheelock] [AUDIO 70.7v] [70V AUDIO] ELSPKR, ELSPKR-AL, ELSPKRC (C), ELSPKRC-AL (C), ELSPKRC-N (C), ELSPKR-N, ELSPKW, ELSPKW-AL, ELSPKWC (C), ELSPKWC-AL (C), ELSPKWC-N (C), ELSPKW-N, ELSPSTR, ELSPSTR-AL, ELSPSTRC (C), ELSPSTRC-AL (C), E
5dc54af4-7524-4643-aa39-f2ecd2780cec | NFPA 170 SMOKE CO DETECTOR |  |  | North | Edwards |  | Smoke/CO Detector |  |  |  | Module | TRUE | SIGA-OSCD w/SIGA-SB4 BASE | ++ | Multisensor Smoke and CO Detector | 1 | 3.2e-05 | 4.5e-05 |  |  |  |  | FALSE | TRUE |  |  |  |  | #FFFF0000 | FA-NFPA 170 SMOKE CO DETECTOR | 1 | FALSE | FALSE | FALSE | 1408 | [13 empty] | FALSE | [5 empty] | DESKTOP-7SAL8M7\acont | 2020-11-02 14:56 | THOR\acont | 2024-10-08 16:47 | Cloned from Edwards SIGA-OSD w/SIGA-SB4 BASE | [Edwards, Kidde] [SLC EST SENSORS] [*] [#4 TYPE ADDR ¦ SENSORS] KI-DDOS (C), SIGA2-COS w/SIGA-AB4G BASE, SIGA2-COS w/SIGA-AB4G-LF BASE, SIGA2-COS w/SIGA-AB4GT BASE, SIGA2-COS w/SIGA-IB BASE, SIGA2-COS w/SIGA-RB BASE, SIGA2-COS w/SIGA-SB BASE, SIGA2-HCOS [Edwards, Kidde] [SLC EST MODULES SENSORS] [*] [#2 SHARED ADDR ¦ SENSORS] KI-DDOS (C), SIGA2-COS w/SIGA-AB4G BASE, SIGA2-COS w/SIGA-AB4G-LF BASE, SIGA2-COS w/SIGA-AB4GT BASE, SIGA2-COS w/SIGA-IB BASE, SIGA2-COS w/SIGA-RB BASE, SIGA2-COS w/SIGA-SB BASE, S [Edwards, Kidde] [SLC EST SENSORS] 01 [*] [EST3, iO1000] DS-HFS (C), DS-PS (C), FX-HD w/IB4U BASE, FX-HD w/RB4U BASE, FX-HD w/SB4U BASE, FX-HD w/SB4U-LF BASE, FX-HD wB4U BASE, FX-PD w/B4U BASE (C), FX-PD w/IB4U BASE (C), FX-PD w/SB4U BASE (C), FX-PD w/SB [Edwards, Kidde] [SLC EST MODULES/SENSORS] 01 [*] [iO64] DS-HFS (C), DS-PS (C), FX-HD w/IB4U BASE, FX-HD w/RB4U BASE, FX-HD w/SB4U BASE, FX-HD w/SB4U-LF BASE, FX-HD wB4U BASE, FX-PD w/B4U BASE (C), FX-PD w/IB4U BASE (C), FX-PD w/SB4U BASE (C), FX-PD w/SB
bb3e8905-2dd4-4765-85cf-f2f732182018 |  |  |  | North | Autocall |  | Hardware |  |  |  | Hardware | TRUE | 2081-9272 | ++ | System Batteries, Sealed Lead-Acid, 6.2 Ah | 1 | 0 | 0 |  |  |  |  | TRUE | [5 empty] | #FFFFFFFF |  |  | FALSE | FALSE | FALSE | [20 empty] | DESKTOP-0D6CQVA\lousc | 2019-06-16 10:44 | THOR\acont | 2025-02-04 10:07
55c5fa18-718f-40af-a55b-f2fee005cddd | NFPA 170 SPEAKER STROBE |  |  | North | Siemens |  | Speaker/Strobe |  |  |  | Module | TRUE | SL2SPSWW-FB | S54329-F181-A1++ | Speaker-Strobe, Wall, Clear, White, Pictogram | 1 | [12 empty] | #FF0070C0 | FA-NFPA 170 SPEAKER STROBE | 1 | FALSE | FALSE | FALSE | 2023 | [19 empty] | DESKTOP-7EIEB7A\acont | 2023-08-03 07:56 | THOR\acont | 2024-09-08 17:27 | Cloned from Siemens SL2SWW-FB | [Siemens] [NAC] [16.0 – 33.0 VDC] SL2SPSWR-AL, SL2SPSWR-ALA, SL2SPSWR-F, SL2SPSWR-FB, SL2SPSWR-M, SL2SPSWR-N, SL2SPSWR-NA, SL2SPSWW-AL, SL2SPSWW-ALA, SL2SPSWW-F, SL2SPSWW-FB, SL2SPSWW-M, SL2SPSWW-N, SL2SPSWW-NA, SL2SWR-A, SL2SWR-AL, SL2SWR-ALA, SL2SWR-AL [Siemens] [AUDIO 70.7v] [70V AUDIO] SL2SPSCR-A (C), SL2SPSCR-AL (C), SL2SPSCR-ALA (C), SL2SPSCR-F (C), SL2SPSCR-FB (C), SL2SPSCR-N (C), SL2SPSCR-NA (C), SL2SPSCW-A (C), SL2SPSCW-AL (C), SL2SPSCW-ALA (C), SL2SPSCW-F (C), SL2SPSCW-FB (C), SL2SPSCW-N (C), S [Siemens] [AUDIO 25v] [25V AUDIO] SL2SPSCR-A (C), SL2SPSCR-AL (C), SL2SPSCR-ALA (C), SL2SPSCR-F (C), SL2SPSCR-FB (C), SL2SPSCR-N (C), SL2SPSCR-NA (C), SL2SPSCW-A (C), SL2SPSCW-AL (C), SL2SPSCW-ALA (C), SL2SPSCW-F (C), SL2SPSCW-FB (C), SL2SPSCW-N (C), SL2
6ba3be4d-f787-497d-8b0a-f3006dd02c06 | NFPA 170 SMOKE DETECTOR |  |  | North | MIRCOM |  | Smoke Detector |  |  |  | Module | TRUE | MIX-4010 w/MIX-4003-R | + | Photoelectric Smoke Detector w/Relay Base | 1 | 0.00016 | 0.0032 |  |  |  |  | FALSE | TRUE |  |  |  |  | #FFFF0000 | FA-NFPA 170 SMOKE DETECTOR | 1 | FALSE | FALSE | FALSE | 1408 | [13 empty] | FALSE |  |  | P |  |  | DESKTOP-7EIEB7A\acont | 2022-05-31 08:38 | THOR\acont | 2024-09-08 17:27 | Cloned from MIRCOM MIX-4010 w/MIX-4001 | [MIRCOM] [SLC SENSORS] [*] [#4 TYPE ADDR ¦ SENSORS] DNR w/MIX-2251BR (C), DNR w/MIX-2351RAP (C), MIX-1251AP w/B200SR-LF-WH (C), MIX-1251AP w/B200SR-WH (C), MIX-1251AP w/B210LP (C), MIX-1251AP w/B224RB-WH (C), MIX-1251AP w/B501 (C), MIX-1251B w/B200SR-LF- [MIRCOM] [SLC MODULES SENSORS] [*] [#2 SHARED ADDR ¦ SENSORS] DNR w/MIX-2251BR (C), DNR w/MIX-2351RAP (C), MIX-1251AP w/B200SR-LF-WH (C), MIX-1251AP w/B200SR-WH (C), MIX-1251AP w/B210LP (C), MIX-1251AP w/B224RB-WH (C), MIX-1251AP w/B501 (C), MIX-1251B w/
c1cd3b51-7a5d-41f7-a355-f304bf86e659 | NFPA 170 SPEAKER STROBE CEILING |  |  | North | Kidde |  | Speaker/Strobe |  |  |  | Module | TRUE | GCHFWA-S7VMCH |  | 70V Ceiling Speaker/Strobe, White, 95, 115, 150, 177 cd,ALERT | 1 | 0 | 0.502 |  |  |  |  | FALSE | TRUE |  |  |  |  | #FF0070C0 | FA-NFPA 170 SPEAKER STROBE CEILING | 1 | FALSE | FALSE | FALSE | 2020 | [13 empty] | FALSE |  |  | C |  |  | DESKTOP-7SAL8M7\acont | 2020-08-05 12:15 | THOR\acont | 2024-09-08 17:27 | Cloned from Edwards GCHFWA-S7VMCH | [Edwards, Kidde] [NAC] [16 VDC] EGCF-S2VMH (C), EGCF-VMH (C), GCF-S2VMH (C), GCF-S7VMH (C), GCF-VMH (C), GCHFRF-S2VMCH (C), GCHFRF-S7VMCH (C), GCHFRN-S2VMCH (C), GCHFRN-S7VMCH (C), GCHFWA-S2VMAH (C), GCHFWA-S2VMCH (C), GCHFWA-S7VMAH (C), GCHFWA-S7VMCH (C [Edwards, Kidde] [AUDIO 70.7v] [70V AUDIO] G4F-S7, G4F-S7V1575, G4F-S7VM, G4HFRF-S7, G4HFRF-S7VMC, G4HFRN-S7, G4HFRN-S7VMC, G4HFWA-S7, G4HFWA-S7VMA, G4HFWA-S7VMC, G4HFWF-S7, G4HFWF-S7VMC, G4HFWN-S7, G4HFWN-S7VMA, G4HFWN-S7VMB, G4HFWN-S7VMC, G4RF-S7, G4RF [Edwards, Kidde] [NAC] [24 VDC] EGCF-S2VMH (C), EGCF-VMH (C), GCF-S2VMH (C), GCF-S7VMH (C), GCF-VMH (C), GCHFRF-S2VMCH (C), GCHFRF-S7VMCH (C), GCHFRN-S2VMCH (C), GCHFRN-S7VMCH (C), GCHFWA-S2VMAH (C), GCHFWA-S2VMCH (C), GCHFWA-S7VMAH (C), GCHFWA-S7VMCH (C
865cb744-a0fb-41a7-9f0a-f30692bf7116 | NFPA 170 STROBE WALL |  |  | North | System Sensor |  | Strobe |  |  |  | Module | TRUE | SRLED-B | ++ | Strobe, Wall, Red, Bilingual | 1 | 0 | 0.043 |  |  |  |  | FALSE | [5 empty] | #FF0070C0 | FA-NFPA 170 STROBE WALL | 1 | FALSE | FALSE | FALSE | 2023 | [13 empty] | FALSE | [5 empty] | DESKTOP-QGO6JOK\acont | 2023-10-19 06:58 | THOR\acont | 2024-09-08 17:27 | Cloned from System Sensor SRLED | [System Sensor] [NAC] [VDC] SGRKLED, SGRKLED-B, SGRKLED-P, SGRLED, SGRLED-B, SGWKLED, SGWKLED-B, SGWKLED-P, SGWLED, SGWLED-B, SRLED, SRLED-B, SRLED-P, SRLED-SP, SWLED, SWLED-ALERT, SWLED-B, SWLED-CLR-ALERT, SWLED-P, SWLED-SP
de3a7af2-a2be-4774-8ea0-f306d01604c5 | CADGEN ELECTRIC STRIKE |  |  | North | Von Duprin | Security/Access Control | Electric Strike |  |  |  | Module | TRUE | 6214 | ++ | 6200 Series - Strikes for mortise or cylindrical devices | 1 | 0.06 | 0.06 |  |  | 12 |  | TRUE | [5 empty] | #FFFF0000 | FA-CADGEN ELECTRIC STRIKE | 1 | FALSE | FALSE | FALSE | [17 empty] | R1 |  |  | DESKTOP-7EIEB7A\acont | 2023-01-27 07:13 | THOR\acont | 2024-09-08 17:27 | Cloned from Von Duprin 6213 | [Alarm Controls, ALARM CONTROLS CORPORATION, ASSA ABLOY, Generic, HES, RCI, Von Duprin] [ACCESS CONTROL OUTPUT] [*] 1200L, 1200LB, 1200S, 1500, 1600, 4200, 5100, 600D, 600L, 600S, 6210, 6211, 6211AL, 6211WF, 6212, 6212WF, 6213, 6214, 6215, 6216, 6221, 62
8b74e6d7-ecda-4011-aa2a-f30d2f9ad51d | NFPA 170 DUCT SMOKE DETECTOR |  |  | North | MIRCOM |  | Duct Smoke Detector |  |  |  | Module | TRUE | MIX-DH3100 |  | ALPHA INTELLIGENT PHOTOELECTRIC LOW-FLOW DUCT SMOKE DETECTOR | 1 | [6 empty] | FALSE | TRUE |  |  |  |  | #FFFF0000 | FA-NFPA 170 DUCT SMOKE DETECTOR | 1 | FALSE | FALSE | FALSE | 1400 | [13 empty] | FALSE | [7 empty] | THOR\acont | 2024-09-08 17:27 | 20191121 AC Detector without base | [MIRCOM] [SLC SENSORS] [*] [#4 TYPE ADDR ¦ SENSORS] DNR w/MIX-2251BR (C), DNR w/MIX-2351RAP (C), MIX-1251AP w/B200SR-LF-WH (C), MIX-1251AP w/B200SR-WH (C), MIX-1251AP w/B210LP (C), MIX-1251AP w/B224RB-WH (C), MIX-1251AP w/B501 (C), MIX-1251B w/B200SR-LF- [MIRCOM] [SLC MODULES SENSORS] [*] [#2 SHARED ADDR ¦ SENSORS] DNR w/MIX-2251BR (C), DNR w/MIX-2351RAP (C), MIX-1251AP w/B200SR-LF-WH (C), MIX-1251AP w/B200SR-WH (C), MIX-1251AP w/B210LP (C), MIX-1251AP w/B224RB-WH (C), MIX-1251AP w/B501 (C), MIX-1251B w/
cd4da582-c388-40ff-bbf0-f3102269add7 | NFPA 170 SMOKE DETECTOR |  |  | North | Edwards |  | Smoke Detector |  |  |  | Module | TRUE | SIGA-PS w/SIGA-RB BASE | ++ | Photoelectric Smoke Detector | 1 | 4.5e-05 | 4.5e-05 |  |  |  |  | FALSE | TRUE |  |  |  |  | #FFFF0000 | FA-NFPA 170 SMOKE DETECTOR | 1 | FALSE | FALSE | FALSE | 1408 | [13 empty] | FALSE | [7 empty] | THOR\acont | 2024-10-09 10:48 | 20191121 AC Detector with base | [Edwards, Kidde] [SLC EST MODULES/SENSORS] 01 [*] [iO64] DS-HFS (C), DS-PS (C), FX-HD w/IB4U BASE, FX-HD w/RB4U BASE, FX-HD w/SB4U BASE, FX-HD w/SB4U-LF BASE, FX-HD wB4U BASE, FX-PD w/B4U BASE (C), FX-PD w/IB4U BASE (C), FX-PD w/SB4U BASE (C), FX-PD w/SB [Edwards, Kidde] [SLC EST MODULES SENSORS] [*] [#2 SHARED ADDR ¦ SENSORS] KI-DDOS (C), SIGA2-COS w/SIGA-AB4G BASE, SIGA2-COS w/SIGA-AB4G-LF BASE, SIGA2-COS w/SIGA-AB4GT BASE, SIGA2-COS w/SIGA-IB BASE, SIGA2-COS w/SIGA-RB BASE, SIGA2-COS w/SIGA-SB BASE, S [Edwards, Kidde] [SLC EST SENSORS] [*] [#4 TYPE ADDR ¦ SENSORS] KI-DDOS (C), SIGA2-COS w/SIGA-AB4G BASE, SIGA2-COS w/SIGA-AB4G-LF BASE, SIGA2-COS w/SIGA-AB4GT BASE, SIGA2-COS w/SIGA-IB BASE, SIGA2-COS w/SIGA-RB BASE, SIGA2-COS w/SIGA-SB BASE, SIGA2-HCOS [Edwards, Kidde] [SLC EST SENSORS] 01 [*] [EST3, iO1000] DS-HFS (C), DS-PS (C), FX-HD w/IB4U BASE, FX-HD w/RB4U BASE, FX-HD w/SB4U BASE, FX-HD w/SB4U-LF BASE, FX-HD wB4U BASE, FX-PD w/B4U BASE (C), FX-PD w/IB4U BASE (C), FX-PD w/SB4U BASE (C), FX-PD w/SB
47b2bc78-3aff-4cca-98de-f3161fa3c11e | NFPA 170 STROBE CEILING |  |  | North | System Sensor |  | Strobe |  |  |  | Module | TRUE | SCWKLED-P | ++ | Strobe, Ceiling, White, Plain, Outdoor | 1 | 0 | 0.111 |  |  |  |  | FALSE | TRUE |  |  |  |  | #FF0070C0 | FA-NFPA 170 STROBE CEILING | 1 | FALSE | FALSE | FALSE | 2022 | [13 empty] | FALSE |  |  | C, WP |  |  | DESKTOP-QGO6JOK\acont | 2024-07-15 14:08 | THOR\acont | 2024-09-08 17:27 | Cloned from System Sensor SCRKLED CLONED CLONED CLONED | [System Sensor] [NAC] [24VDC] SCRKLED (C), SCRKLED-B (C), SCRKLED-P (C), SCRLED (C), SCRLED-B (C), SCRLED-P (C), SCWKLED (C), SCWKLED-B (C), SCWKLED-P (C), SCWLED (C), SCWLED-B (C), SCWLED-CLR-ALERT (C), SCWLED-P (C)
22d3f2ad-a063-4236-b0f9-f31919a9ccc4 | NFPA 170 SOLENOID VALVE |  |  | North | Pyro-Chem |  | Solenoid |  |  |  | Module | TRUE | ECH3-24 (551201) | ++ | 24VDC ELECTRICAL CONTROL HEAD | 1 | 0 | 1 |  |  |  |  | FALSE | [5 empty] | #FFFF0000 | FA-NFPA 170 SOLENOID VALVE | 1 | FALSE | FALSE | FALSE | 1701 | [13 empty] | FALSE | [5 empty] | THOR\acont | 2024-02-23 07:11 | THOR\acont | 2024-09-08 17:27 | Cloned from Viking 13843 | [ASCO, BERMAD, Fenwal, Generic, Pyro-Chem, Skinner, Viking] [AUX POWER, RELEASING] [*] [INPUT TYPE] 11601, 11602, 13215, 13843, 13844, 486500-01, 73218BN4UN00, 8210G009, BE370D-B2-87, BE370D-B2-88, BE370D-B5-87, BE370D-B5-87N, BE370D-B5-88, BE370D-B5-88N
b6ea9adf-2d45-4828-bffd-f31adeafc11c |  |  |  | North | Edwards |  | Cards & Components |  |  |  | Card | TRUE | 3-12RY |  | 12 Pairs of Red/Yel LED Ctrl Dis Mod | 1 | 0.002 | 0.038 |  |  |  |  | TRUE | [5 empty] | #FFFFFFFF |  |  | FALSE | FALSE | FALSE | [14 empty] | FALSE | [7 empty] | THOR\acont | 2024-10-09 10:48
c239d553-ef3d-40cb-8d06-f31c871890d4 | 170 BASIC SHAPE |  |  | North | Siemens |  | Hardware |  |  |  | Hardware | TRUE | CCL | 599-634214 | CAN CABLE-3 FT. LONG. REQUIRED FOR SCM/LCM/FCM MODULES FROM CC-5/CC-2 INNER DOOR AND FROM ROW TO ROW ON CAB INNER DOORS. | 1 | [12 empty] | #FFFF0000 | FA-170 BASIC SHAPE | 1 | FALSE | FALSE | FALSE | 5000 | [21 empty] | THOR\acont | 2024-09-08 17:27
70b80c53-fc87-4c96-99a5-f31fda6cd202 | NFPA 170 HORN STROBE CEILING |  |  | North | Siemens |  | Horn/Strobe |  |  |  | Module | TRUE | SL2MTSCW-NG | S54329-F252-A1++ | Multi-Tone Strobe, Ceiling, Amber, White, No Lettering | 1 | [12 empty] | #FF0070C0 | FA-NFPA 170 HORN STROBE CEILING | 1 | FALSE | FALSE | FALSE | 2023 | [19 empty] | DESKTOP-7EIEB7A\acont | 2023-08-03 09:20 | THOR\acont | 2024-09-08 17:27 | Cloned from Siemens SL2MTSWW-NG | [Siemens] [NAC] [24 VDC, HORN STD] SL2MTSCR-F, SL2MTSCR-FB, SL2MTSCW-F, SL2MTSCW-NA, SL2MTSCW-NB, SL2MTSCW-NG, SL2MTSCW-NR
5eb950cc-4cd5-49d7-a6dc-f328f884ed41 | NFPA 170 SMOKE DETECTOR |  |  | North | Notifier |  | Smoke Detector |  |  |  | Module | TRUE | FSP-851T w/B224BI | ++ | DETECTOR, SMOKE, ADDRESSABLE PHOTO w/STANDARD BASE | 1 | 0.0003 | 0.0065 |  |  |  |  | FALSE | TRUE | FLUSH |  | 4" SQ. DEEP | 3 "O" PLASTER RING | #FFFF0000 | FA-NFPA 170 SMOKE DETECTOR | 1 | FALSE | FALSE | FALSE | 1408 |  |  | 7272-0028:0206 | [10 empty] | FALSE | [7 empty] | THOR\acont | 2024-09-08 17:27 | 20191121 AC Detector with base | [Honeywell, Notifier, System Sensor] [SLC MODULES SENSORS] [*] [#2 SHARED ADDR ¦ SENSORS] 2251B (C), 2251-COPTIR (C), 2251-COPTIR w/B200S-WH (C), 2251TB (C), 2251TMB (C), 5251B (C), 5251B-WP (C), 5251H (C), 5251RB (C), 5251RB-WP (C), 7251 (C), 7251DH (C) [Honeywell, Notifier, System Sensor] [SLC SENSORS] [*] [#4 TYPE ADDR ¦ SENSORS] 2251B (C), 2251-COPTIR (C), 2251-COPTIR w/B200S-WH (C), 2251TB (C), 2251TMB (C), 5251B (C), 5251B-WP (C), 5251H (C), 5251RB (C), 5251RB-WP (C), 7251 (C), 7251DH (C), DH200LP
ee878777-5a91-40f1-b8c7-f32eaf2f4d74 |  |  |  | North | Edwards |  | Hardware |  |  |  | Hardware | TRUE | LKW-5 |  | HALON - Wall Orientation | 1 | [6 empty] | FALSE | [5 empty] | #FFFFFFFF |  |  | FALSE | FALSE | FALSE | [14 empty] | FALSE | [7 empty] | THOR\acont | 2024-10-09 10:48
db5838d3-ffa2-47c9-8c42-f32fab49c4dc | NFPA 170 SMOKE HEAT DETECTOR |  |  | North | Edwards |  | Smoke/Heat Detector |  |  |  | Module | TRUE | EC2-OSH w/EC2-RB BASE | + | Smoke & Heat detector, photoelectric, two-wire w/integral 135 heat | 1 | 8.8e-05 | 0.06 |  |  |  |  | FALSE | TRUE |  |  |  |  | #FFFF0000 | FA-NFPA 170 SMOKE HEAT DETECTOR | 1 | FALSE | FALSE | FALSE | 1408 | [13 empty] | FALSE | [5 empty] | DESKTOP-7EIEB7A\acont | 2022-07-19 07:30 | THOR\acont | 2024-10-08 14:46 | Cloned from Edwards SIGA-PHD w/SIGA-RB BASE | [Edwards] [IDC] 01 [*] EC2-H w/EC2-RB BASE (C), EC2-H w/EC2-RB4 BASE (C), EC2-H w/EC2-SB BASE (C), EC2-H w/EC2-SB4 BASE (C), EC2-OS w/EC2-RB BASE (C), EC2-OS w/EC2-RB4 BASE (C), EC2-OS w/EC2-SB BASE (C), EC2-OS w/EC2-SB4 BASE (C), EC2-OSH w/EC2-RB BASE (
53c598d1-5575-439e-8dad-f3331f946f2d | NFPA 170 SMOKE DETECTOR |  |  | North | Janus |  | Smoke Detector |  |  |  | Module | TRUE | PSA |  | Addressable Photoelectric Smoke Detector | 1 | 0.000325 | 0.0012 |  |  |  |  | FALSE | TRUE |  |  |  |  | #FFFF0000 | FA-NFPA 170 SMOKE DETECTOR | 1 | FALSE | FALSE | FALSE | 1408 | [13 empty] | FALSE | [7 empty] | THOR\acont | 2024-09-08 17:27 | 20191121 AC Detector without base
fe8e5075-bc82-4cdc-9b26-f33b2cd3409d | NFPA 170 SPEAKER STROBE |  |  | North | Siemens |  | Speaker/Strobe |  |  |  | Module | TRUE | SEFH-AMC-W-ALERT | S54329-A13-A1 | SPK-ST,WALL,AMB,ALR,W | 1 | [12 empty] | #FF0070C0 | FA-NFPA 170 SPEAKER STROBE | 1 | FALSE | FALSE | FALSE | 2019 | [19 empty] | DESKTOP-7SAL8M7\acont | 2019-08-13 09:04 | THOR\acont | 2024-09-08 17:27 |  | [Siemens] [NAC] [VDC] SEFH-AMC-W-ALERT, SEFH-MC-R, SEFH-MC-R-ALERT, SEFH-MC-W, SEFH-MC-W-ALERT, SEFH-MC-W-BLANK, SEF-MC-R, SEF-MC-W, SEH-MC-R, SEH-MC-R-ALERT, SEH-MC-R-B, SEH-MC-W, SEH-MC-W-ALERT, SEH-MC-W-B, SEH-MC-W-BLANK [Siemens] [AUDIO 70.7v] [70V AUDIO] SEFH-AHMC-CW-ALERT (C), SEFH-AMC-CW-ALERT (C), SEFH-AMC-W-ALERT, SEFH-CR (C), SEFH-CW (C), SEFH-HMC-CR (C), SEFH-HMC-CR-ALERT (C), SEFH-HMC-CW (C), SEFH-HMC-CW-ALERT (C), SEFH-HMC-R, SEFH-HMC-W, SEFH-MC-CR (C), SEFH-MC [Siemens] [AUDIO 25v] [25V AUDIO] SEFH-AHMC-CW-ALERT (C), SEFH-AMC-CW-ALERT (C), SEFH-AMC-W-ALERT, SEFH-CR (C), SEFH-CW (C), SEFH-HMC-CR (C), SEFH-HMC-CR-ALERT (C), SEFH-HMC-CW (C), SEFH-HMC-CW-ALERT (C), SEFH-HMC-R, SEFH-HMC-W, SEFH-MC-CR (C), SEFH-MC-C
e32a558a-42bb-4824-8198-f34a8fd6ff39 | NFPA 170 MANUAL PULL |  |  | North | DMP |  | Manual Station |  |  |  | Module | TRUE | 850S | ++ | Single-action pull station | 1 | 0 | 0 |  |  |  |  | FALSE | FALSE |  |  |  |  | #FFFF0000 | FA-NFPA 170 MANUAL PULL | 1 | FALSE | FALSE | FALSE | 957 | [13 empty] | FALSE | [5 empty] | AULAPTOP-PC\Aulaptop | 2019-03-07 05:44 | THOR\acont | 2024-09-08 17:27 | Cloned from Firelite BG-12 | [DMP] [IDC] 01 850D, 850S
9e4e02f4-fbbb-4d08-8129-f34a9e6d9d11 | NFPA 170 STROBE WALL |  |  | North | Eaton Wheelock |  | Strobe |  |  |  | Module | TRUE | ELSTW-AL | + | WALL STROBE, WHITE, ALERT | 1 | [6 empty] | TRUE | [5 empty] | #FF0070C0 | FA-NFPA 170 STROBE WALL | 1 | FALSE | FALSE | FALSE | 2020 | [19 empty] | DESKTOP-7EIEB7A\acont | 2021-04-29 09:41 | THOR\acont | 2024-09-08 17:27 | Cloned from Eaton Wheelock ELSTW-A | [Eaton Wheelock] [NAC] [24VDC] ELSTR, ELSTR-A, ELSTR-AL, ELSTR-ALA, ELSTR-N, ELSTR-NA, ELSTW, ELSTW-A, ELSTW-AL, ELSTW-ALA, ELSTW-EV, ELSTW-N, ELSTW-NA, STR, STW
881c4176-85f3-45b6-bb51-f34afb044e0a | NFPA 170 SPEAKER STROBE CEILING |  |  | North | Potter |  | Speaker/Strobe |  |  |  | Module | TRUE | SPKSTR-24CLPPR |  | Low Profile Speaker/Strobe, Ceiling, Plain Red | 1 | 0 | 0.22 |  |  |  |  | FALSE | TRUE |  |  |  |  | #FF0070C0 | FA-NFPA 170 SPEAKER STROBE CEILING | 1 | FALSE | FALSE | FALSE | 2020 | [13 empty] | FALSE |  |  | C |  |  |  |  | THOR\acont | 2024-09-08 17:27 |  | [Gentex, Hochiki, Potter] [AUDIO 70.7v] [70V AUDIO] CSPKSTR-24AR (C), CSPKSTR-24AW (C), CSPKSTR-24BR (C), CSPKSTR-24BW (C), CSPKSTR-24GR (C), CSPKSTR-24GW (C), CSPKSTR-24RR (C), CSPKSTR-24RW (C), FASPKR-R (C), FASPKR-W (C), FASPKR-WR, FASPKR-WW, FASPK-WP [Potter] [NAC] [24 VDC] SPKSTR-24CLPPR (C), SPKSTR-24CLPPW (C), SPKSTR-24CLPR (C), SPKSTR-24CLPW (C) [Gentex, Hochiki, Potter] [AUDIO 25v] [25V AUDIO] CSPKSTR-24AR (C), CSPKSTR-24AW (C), CSPKSTR-24BR (C), CSPKSTR-24BW (C), CSPKSTR-24GR (C), CSPKSTR-24GW (C), CSPKSTR-24RR (C), CSPKSTR-24RW (C), FASPKR-R (C), FASPKR-W (C), FASPKR-WR, FASPKR-WW, FASPK-WPR, [Potter] [NAC] [UL MAX] SPKSTR-24CLPPR (C), SPKSTR-24CLPPW (C), SPKSTR-24CLPR (C), SPKSTR-24CLPW (C)
d7bb49f0-4fed-4226-8bde-f34d10ecc015 |  |  |  | North | Edwards |  | Hardware |  |  |  | Hardware | TRUE | FW-FAST |  | Auto-Program Feature for 8.X Fireworks Unit | 1 | [6 empty] | FALSE | [5 empty] | #FFFFFFFF |  |  | FALSE | FALSE | FALSE | [14 empty] | FALSE | [7 empty] | THOR\acont | 2024-10-09 10:48
e320ed62-fd59-4855-bc8b-f356153ef2b3 | NFPA 170 FIRE ALARM CONTROL UNIT | RISER FACP |  | North | Gamewell FCI |  | Fire Alarm Control Unit |  |  |  | Assembly | TRUE | E3 Series FACP | + | ES Series Fire Alarm Control Panel w/ E3BB-BB, PM-9, ILI-MB-E3, E3ID2-B, LCD-E3, ASM-16 | 1 | [6 empty] | FALSE | [5 empty] | #FFFF0000 | FA-NFPA 170 FIRE ALARM CONTROL UNIT | 1 | FALSE | FALSE | FALSE | 202 | [8 empty] | 12,18,26,55 |  |  | 9 |  | TRUE | [5 empty] | DESKTOP-7EIEB7A\acont | 2021-04-09 09:20 | THOR\acont | 2024-09-08 17:27 | Cloned from Gamewell E3 SERIES CLASSIC
eb4b110b-1382-4213-a5c1-f35a0699d84d | NFPA 170 SPEAKER STROBE CEILING |  |  | North | Kidde |  | Speaker/Strobe |  |  |  | Module | TRUE | EGCSVHWF-SP |  | Speaker/Strobe, Ceiling, White, FUEGO, High CD | 1 | [6 empty] | FALSE | TRUE |  |  |  |  | #FF0070C0 | FA-NFPA 170 SPEAKER STROBE CEILING | 1 | FALSE | FALSE | FALSE | 2020 | [13 empty] | FALSE |  |  | C |  |  | XPS-17-9710\August | 2024-10-18 14:34 |  |  | Cloned from Edwards GCSVHWF-SP | [Edwards, Kidde] [AUDIO 25v] [25V AUDIO] EGCSRF (C), EGCSRN (C), EGCSVHRF (C), EGCSVHRF-FR (C), EGCSVHRF-SP (C), EGCSVHRN (C), EGCSVHWA (C), EGCSVHWF (C), EGCSVHWF-FR (C), EGCSVHWF-SP (C), EGCSVHWN (C), EGCSVRF (C), EGCSVRN (C), EGCSVWA (C), EGC [Edwards, Kidde] [NAC] [24 VDC] EGCSVHRF (C), EGCSVHRF-FR (C), EGCSVHRF-SP (C), EGCSVHRN (C), EGCSVHWA (C), EGCSVHWF (C), EGCSVHWF-FR (C), EGCSVHWF-SP (C), EGCSVHWN (C), EGCVHRF (C), EGCVHRF-FR (C), EGCVHRF-SP (C), EGCVHRN (C), EGCVHWA (C), [Edwards, Kidde] [AUDIO 70.7v] [70V AUDIO] EGCSRF (C), EGCSRN (C), EGCSVHRF (C), EGCSVHRF-FR (C), EGCSVHRF-SP (C), EGCSVHRN (C), EGCSVHWA (C), EGCSVHWF (C), EGCSVHWF-FR (C), EGCSVHWF-SP (C), EGCSVHWN (C), EGCSVRF (C), EGCSVRN (C), EGCSVWA (C), E [Edwards, Kidde] [NAC] [24 FWR] EGCSVHRF (C), EGCSVHRF-FR (C), EGCSVHRF-SP (C), EGCSVHRN (C), EGCSVHWA (C), EGCSVHWF (C), EGCSVHWF-FR (C), EGCSVHWF-SP (C), EGCSVHWN (C), EGCVHRF (C), EGCVHRF-FR (C), EGCVHRF-SP (C), EGCVHRN (C), EGCVHWA (C),
794df9b6-e147-46f0-b2e6-f35a66d0fc58 | NFPA 170 SMOKE BEAM DETECTOR CONTROLLER |  |  | North | Edwards |  | Beam Detector |  |  |  | Module | TRUE | EC5000R (Controller) | + | Fireray 5000 Beam Detector Controller | 1 | 0.005 | 0.0085 |  |  |  |  | FALSE | TRUE |  |  |  |  | #FFFF0000 | FA-NFPA 170 SMOKE BEAM DETECTOR CONTROLLER | 1 | FALSE | FALSE | FALSE | 1406 | [13 empty] | FALSE | [5 empty] | THOR\acont | 2025-01-14 14:29 |  |  | Cloned from Kidde EC5000R (Controller) | [Edwards, Kidde] [IDC] 04 [Trouble] EC5000R (Controller) (C) [Edwards, Kidde] [IDC] 03 [Alarm] EC5000R (Controller) (C) [Edwards, Kidde] [AUX POWER] [*] EC5000R (Controller) (C) | [Autocall, Edwards, Kidde, Simplex] 4098-9019 (Controller), A4098-9019 (Controller), EC5000R (Controller)
0b8dfdcc-7454-4939-b1cc-f35b328d30b6 | NFPA 170 REMOTE ANNUNCIATOR | RISER ANNUNCIATOR |  | North | Silent Knight |  | Remote Annunciator |  |  |  | Module | TRUE | 5860 | ++ | Remote Annunciator, four line (4x20) LCD annunciator with 20 characters per line. Gray | 1 | 0.02 | 0.025 |  |  | 24 |  | FALSE |  |  |  |  | 9.1”W x 7.4”H x 1.5”D (23.1W x 18.8H x 3.8D cm) | #FFFF0000 | FA-NFPA 170 REMOTE ANNUNCIATOR | 1 | FALSE | FALSE | FALSE | 255 | [13 empty] | FALSE | [5 empty] | DESKTOP-7EIEB7A\acont | 2023-02-15 12:30 | THOR\acont | 2024-09-08 17:27 | Cloned from Silent Knight 5860R | [Silent Knight] [SBUS] [*] [SBUS ++] 5635R, 5635W, 5815XL, 5860, 5860R, 5865-3, 5865-4, 6815, 6855, 6860, EVS-LOC, EVS-RCU, RA-100, RA-1000, RA-1000R, RA-2000, SK-5210, SK-5217
694e07bd-a711-4eef-88d6-f35e61675ef7 |  |  |  | North | Kidde |  | Cards & Components |  |  |  | Card | TRUE | SIGA-AA30 | ++ | 30 Watt Intelligent Audio Amplifier | 2 | 0.002 | 1.55 |  |  |  |  | TRUE | [5 empty] | #FFFFFFFF |  |  | FALSE | FALSE | FALSE | [13 empty] | 30 | FALSE | [7 empty] | THOR\acont | 2025-02-03 09:50 |  | [Kidde] [SLC EST MODULES] [*] [#3 TYPE ADDR ¦ MODULES] 76-330002-101, 84-330002-001, FX-270, FX-278, FX-2WIRE, FX-IDC1A, FX-IDC1B, FX-IDC2B, FX-IDCWS, FX-ISO, FX-NAC, FX-RLY, GSA-CC1, GSA-CC1S, GSA-CC2, GSA-CR, GSA-CRH, GSA-CRR, GSA-CT1, GSA-CT2, GSA-IO, [Edwards, Kidde] [AMP POWER] [*] SIGA-AA30, SIGA-AA50 [Edwards, Kidde] [SLC EST MODULES] 01 [*] [EST3, iO1000 ] FX-2WIRE, FX-IDC1A, FX-IDC1B, FX-IDC2B, FX-IDCWS, FX-ISO, FX-NAC, GSA-CC1, GSA-CC1S, GSA-CC2, GSA-CT1, GSA-CT2, GSA-IO, GSA-MAB, GSA-MCC1, GSA-MCC1S, GSA-MCC2, GSA-MCT2, GSA-MIO, GSA-MM1, GSA-MRM1 [Edwards, Kidde] [SLC EST MODULES] 02 [EST3, iO1000 ] FX-IDC2B, FX-IDCWS, GSA-CT2, GSA-MCT2, GSA-REL, GSA-T3T4, GSA-WTM, SIGA-AA30, SIGA-AA50, SIGA-CC2, SIGA-CC2A, SIGA-CT2, SIGA-CT2I, SIGA-MCC2, SIGA-MCC2A, SIGA-MCT2, SIGA-MDM, SIGA-REL, SIGA-TCDR, SIGA [Kidde] [SLC EST MODULES SENSORS] [*] [#1 SHARED ADDR ¦ MODULES] 76-330002-101, 84-330002-001, FX-270, FX-278, FX-2WIRE, FX-IDC1A, FX-IDC1B, FX-IDC2B, FX-IDCWS, FX-ISO, FX-NAC, FX-RLY, GSA-CC1, GSA-CC1S, GSA-CC2, GSA-CR, GSA-CRH, GSA-CRR, GSA-CT1, GSA-CT [Edwards, Kidde] [AUDIO 25v] [25VRMS AUDIO IN] SIGA-AA30, SIGA-AA50 [Edwards, Kidde] [AUDIO LOW] [1VRMS AUDIO IN] SIGA-AA30, SIGA-AA50 | [Edwards, Kidde] SIGA-AA30, SIGA-AA50 [Edwards, Kidde] SIGA-AA30
2a2cbe70-5838-40bd-a14e-f35ea899bddd | NFPA 170 ADDRESSABLE OUTPUT MODULE |  |  | North | Edwards |  | Addressable Control/Relay |  |  |  | Module | TRUE | SIGA-MCC1S | ++ | Synchronization Output Module (UIO Mount) - UL/ULC Listed | 1 | 0.000223 | 0.0001 |  |  | 19.95 | 15.2 | FALSE |  | Plugs into UIO2R, UIO6R or UIO6 Motherboards |  |  |  | #FFFF0000 | FA-NFPA 170 ADDRESSABLE OUTPUT MODULE | 1 | FALSE | FALSE | FALSE | 1000 | [13 empty] | FALSE | [7 empty] | THOR\acont | 2024-09-08 17:27 |  | [Edwards, Kidde] [AUDIO 25v, AUDIO 70.7v, AUX POWER, FFT, HORN, NAC] [RISER INPUT] ANSZM4B2A, FX-NAC, GSA-CC1, GSA-CC1S, GSA-CC2, GSA-MAB, GSA-MCC1, GSA-MCC1S, GSA-MCC2, GSA-MRM1, GSA-RM1, GSA-UM, SIGA-CC1, SIGA-CC1S, SIGA-CC2, SIGA-CC2A, SIGA-MAB, SIGA- [Edwards, Kidde] [SLC EST MODULES/SENSORS] 02 [*] [iO64] 70-417008-001, FX-2WIRE, FX-IDC1A, FX-IDC1B, FX-IDC2B, FX-IDCWS, FX-NAC, GSA-CC1, GSA-CC1S, GSA-CC2, GSA-CT1, GSA-CT2, GSA-IO, GSA-MAB, GSA-MCC1, GSA-MCC1S, GSA-MCC2, GSA-MCT2, GSA-MIO, GSA-MM1, GS [Edwards, Kidde] [SLC EST MODULES] 01 [*] [EST3, iO1000 ] FX-2WIRE, FX-IDC1A, FX-IDC1B, FX-IDC2B, FX-IDCWS, FX-ISO, FX-NAC, GSA-CC1, GSA-CC1S, GSA-CC2, GSA-CT1, GSA-CT2, GSA-IO, GSA-MAB, GSA-MCC1, GSA-MCC1S, GSA-MCC2, GSA-MCT2, GSA-MIO, GSA-MM1, GSA-MRM1 [Edwards, Kidde] [SLC EST MODULES SENSORS] [*] [#1 SHARED ADDR ¦ MODULES] GSA-UIO2R, GSA-UIO6, GSA-UIO6R, RZI16-2, SIGA-270, SIGA-270P, SIGA-278, SIGA-AA30, SIGA-AA50, SIGA-CC1, SIGA-CC1S, SIGA-CC2, SIGA-CC2A, SIGA-CR, SIGA-CR2, SIGA-CRH, SIGA-CRR, SIGA- [Edwards, Kidde] [SLC EST MODULES] [*] [#3 TYPE ADDR ¦ MODULES] GSA-UIO2R, GSA-UIO6, GSA-UIO6R, RZI16-2, SIGA-270, SIGA-270P, SIGA-278, SIGA-AA30, SIGA-AA50, SIGA-CC1, SIGA-CC1S, SIGA-CC2, SIGA-CC2A, SIGA-CR, SIGA-CR2, SIGA-CRH, SIGA-CRR, SIGA-CT1, SIGA- | [Apollo, Edwards, Kidde] 55000-825ADV , FX-NAC, GSA-CC1, GSA-CC1S, GSA-CC2, GSA-MAB, GSA-MCC1, GSA-MCC1S, GSA-MCC2, GSA-UM, SIGA-CC1, SIGA-CC1S, SIGA-CC2, SIGA-CC2A, SIGA-MAB, SIGA-MCC1, SIGA-MCC1S, SIGA-MCC2, SIGA-MCC2A, SIGA-UM
f74ce921-f7b3-41c3-b418-f3612d84f115 |  |  |  | North | Autocall |  | Cards & Components |  |  |  | Card | TRUE | A010-9602 CPU |  | CPU Assembly | 1 | 0.336 | 0.54 |  |  |  |  | TRUE | [5 empty] | #FFFFFFFF |  |  | FALSE | FALSE | FALSE | [20 empty] | DESKTOP-7SAL8M7\acont | 2020-03-10 08:31 | THOR\acont | 2024-10-09 10:48 | Cloned from AutoCall A010-9601 CPU |  | [Autocall, Simplex] 4007-9101(BA) CPU, 4007-9102(BA) CPU, 4007-9202 CPU, 4100-5311, A007-9101/9102 CPU, A007-9202 CPU, A010-9422 CPU, A010-9425 CPU, A010-9426 CPU, A010-9601 ESS, A010-9602 CPU, A010-9604 CPU, A100-5101, A100-5311, A100-5325, A100-9121 CPU [Autocall] A010-9422 CPU, A010-9425 CPU, A010-9426 CPU, A010-9602 CPU, A010-9604 CPU, A100-2135 [Autocall] A007-9101/9102 CPU, A007-9202 CPU, A010-9422 CPU, A010-9425 CPU, A010-9426 CPU, A010-9601 ESS, A010-9602 CPU, A010-9604 CPU, A100-0620, A100-0625, A100-1291, A100-9121 CPU, A100-9131 CPU, A100-9314 CPU, A100-9331 CPU [Autocall] A007-9202 CPU, A010-9422 CPU, A010-9425 CPU, A010-9426 CPU, A010-9602 CPU, A010-9604 CPU [Autocall, Simplex] 4007-9101(BA) CPU, 4007-9102(BA) CPU, 4007-9202 CPU, A010-9422 CPU, A010-9425 CPU, A010-9426 CPU, A010-9602 CPU, A010-9604 CPU, A100-5101, A100-5111, A100-5115
bd3044b1-7aab-41ad-a958-f3639189102c |  |  |  | North | Potter |  | Hardware |  |  |  | Hardware | TRUE | PAD100-4DB/6DB | + | 4”/6” Addressable Detector Base | 1 | [6 empty] | TRUE | [5 empty] | #FFFFFFFF |  |  | FALSE | FALSE | FALSE | [14 empty] | FALSE | [7 empty] | THOR\acont | 2024-10-09 10:48
57c007af-4e32-4911-b78e-f36a5fce87da |  |  |  | North | Monaco Enterprises |  | Hardware |  |  |  | Hardware | TRUE | 225-163-00 |  | Monaco Planner / Programmer Kit - contains Monaco FACP, D-700R and BT-X planner software and interface cables | 1 | [12 empty] | #FFFFFFFF |  |  | FALSE | FALSE | FALSE | [20 empty] | AULAPTOP-PC\Aulaptop | 2019-04-20 02:23 | THOR\acont | 2024-10-09 10:48
d7fb75de-ba99-4d93-a5fd-f36e80232d9c | CADGEN ELECTRIC STRIKE |  |  | North | Von Duprin | Security/Access Control | Electric Strike |  |  |  | Module | TRUE | 6226 | ++ | 6200 Series - Strikes for mortise or cylindrical devices | 1 | 0.06 | 0.06 |  |  | 12 |  | TRUE | [5 empty] | #FFFF0000 | FA-CADGEN ELECTRIC STRIKE | 1 | FALSE | FALSE | FALSE | [17 empty] | R1 |  |  | DESKTOP-7EIEB7A\acont | 2023-01-27 07:14 | THOR\acont | 2024-09-08 17:27 | Cloned from Von Duprin 6221 CLONED CLONED CLONED CLONED CLONED | [Alarm Controls, ALARM CONTROLS CORPORATION, ASSA ABLOY, Generic, HES, RCI, Von Duprin] [ACCESS CONTROL OUTPUT] [*] 1200L, 1200LB, 1200S, 1500, 1600, 4200, 5100, 600D, 600L, 600S, 6210, 6211, 6211AL, 6211WF, 6212, 6212WF, 6213, 6214, 6215, 6216, 6221, 62
1cd5a483-73e3-448e-a8fc-f36f12272afb | NFPA 170 STROBE CEILING |  |  | North | Potter |  | Strobe |  |  |  | Module | TRUE | CSR-24PCW |  | Strobe, 24 VDC, white, - Red Lens | 1 | [6 empty] | FALSE | TRUE |  |  |  |  | #FF0070C0 | FA-NFPA 170 STROBE CEILING | 1 | FALSE | FALSE | FALSE | 2022 | [13 empty] | FALSE |  |  | C |  |  |  |  | THOR\acont | 2024-09-08 17:27
9587686d-12e7-4f63-9022-f3725f29ff67 | NFPA 170 SMOKE DETECTOR |  |  | North | Monaco Enterprises |  | Smoke Detector |  |  |  | Module | TRUE | 725-002-00 |  | DETECTOR,BEAM:INTELLEGENT,SINGLE-ENDED,BEAM,W/SENSITIVY TEST | 1 | 0.0005 | 0.0035 |  |  |  |  | FALSE | TRUE |  |  |  |  | #FFFF0000 | FA-NFPA 170 SMOKE DETECTOR | 1 | FALSE | FALSE | FALSE | 1408 | [13 empty] | FALSE | [5 empty] | DESKTOP-7SAL8M7\acont | 2020-02-23 09:43 | THOR\acont | 2024-09-08 17:27 | Cloned from Notifier BEAM200S | [Monaco Enterprises] [AUX POWER] 725-001-00 (C), 725-002-00 (C)
0b5c8d9c-1ecb-4ed0-91c3-f37396c36d74 |  |  |  | North | Bosch | [5 empty] | Module | TRUE | B465-SW-1640 | * | KIT B465B11D1640 D101 | 1 | [12 empty] | #FFFFFFFF |  |  | FALSE | FALSE | FALSE | [20 empty] | DESKTOP-7EIEB7A\acont | 2021-08-13 06:25 | THOR\acont | 2024-10-09 10:48
9327911d-6327-4705-816e-f373af15030a | NFPA 170 FIRE ALARM CONTROL UNIT | RISER FACP |  | North | Farenhyt |  | Fire Alarm Control Unit |  |  |  | Assembly | TRUE | IFP-100 | ++ | Intelligent Fire Alarm Control Panel | 1 | [6 empty] | FALSE | [5 empty] | #FFFF0000 | FA-NFPA 170 FIRE ALARM CONTROL UNIT | 1 | FALSE | FALSE | FALSE | 202 | [8 empty] | 7,12,18 |  |  |  |  | TRUE | [5 empty] | DESKTOP-7EIEB7A\acont | 2022-04-08 10:02 | THOR\acont | 2024-09-08 17:27 | Cloned from Farenhyt IFP-100 (SD)
22210ee3-7354-4f85-b114-f375b9ba8891 | NFPA 170 SPEAKER STROBE |  |  | North | Eaton Wheelock |  | Speaker/Strobe |  |  |  | Module | TRUE | E50-24W-FR |  | Speaker/Strobe, 24 VDC, , 25/70 Vrms, red | 1 | 0 | 0.145 |  |  |  |  | FALSE | FALSE |  |  |  |  | #FF0070C0 | FA-NFPA 170 SPEAKER STROBE | 1 | FALSE | FALSE | FALSE | 2019 | [13 empty] | FALSE | [7 empty] | THOR\acont | 2024-09-08 17:27 |  | [Bosch, Eaton Wheelock] [AUDIO 70.7v] [70V AUDIO] E50-24MCW-FR, E50-24MCW-FW, E50-24MCWH-FR, E50-24MCWH-FW, E50-24W-FR, E50-24W-FW [Eaton Wheelock] [NAC] E50-24W-FR, E50-24W-FW [Bosch, Eaton Wheelock] [AUDIO 25v] [25V AUDIO] E50-24MCW-FR, E50-24MCW-FW, E50-24MCWH-FR, E50-24MCWH-FW, E50-24W-FR, E50-24W-FW
61619801-f313-4736-92c8-f37a23450af2 | NFPA 170 KNOX BOX |  |  | East | KNOX |  | Miscellaneous |  |  |  | Module | TRUE | 4403 |  | KNOX BOX 4403 | 1 | [6 empty] | FALSE | FALSE |  |  |  |  | #FFFF0000 | FA-NFPA 170 KNOX BOX | 1 | FALSE | FALSE | FALSE | [14 empty] | FALSE | [5 empty] | DESKTOP-7SAL8M7\acont | 2020-09-14 12:55 | THOR\acont | 2024-09-08 17:27 | Cloned from KNOX 4401 | [EAS, Federal Signal, Kidde, KNOX] [IDC] 01 2HS, 2HSR, 3200, 3261, 3270, 3502, 4401, 4403, 4430, 4432, 4505, 4534, 5000H, 5000HR, MPEX [EAS, Firelite, Kidde, KNOX, Monaco Enterprises, Potter, System Sensor, Thermotech] [IDC] 01 2HS, 2HSR, 302-AW-135 (C), 3200, 3261, 3270, 3502, 4401, 4403, 4430, 4432, 4505, 4534, 5000H, 5000HR, 721-127-00 (C), 722-123-00 (C), 723-369-00 (C), BG-12LO, I3
4b30bae4-7b97-4d55-807e-f37ce34ecc6e | NFPA 170 REMOTE ANNUNCIATOR | RISER ANNUNCIATOR |  | North | Notifier |  | Remote Annunciator |  |  |  | Assembly | TRUE | NCD Assembly | ++ | Network Control Display | 1 | [6 empty] | TRUE | [5 empty] | #FFFF0000 | FA-NFPA 170 REMOTE ANNUNCIATOR | 1 | FALSE | FALSE | FALSE | 255 | [13 empty] | FALSE | [5 empty] | DESKTOP-7EIEB7A\acont | 2022-03-30 13:44 | THOR\acont | 2024-09-08 17:27 | Cloned from Notifier NCA-2 Assembly
4f2578a5-3b99-4ec3-b660-f37fca93a362 |  |  |  | North | West-Com | [5 empty] | Module | TRUE | FCNS-15 |  | FocusCare® Nurse Station Console | 1 | [6 empty] | FALSE | [5 empty] | #FFFFFFFF |  |  | FALSE | FALSE | FALSE | [14 empty] | FALSE |  |  | FCNS-15 |  |  |  |  | THOR\acont | 2024-10-09 10:48
1b246e6a-2b16-414a-b480-f392b68c426e | NFPA 170 MULTI DETECTOR |  |  | North | Apollo |  | Smoke Detector |  |  |  | Module | TRUE | SA5050-350 w/SA5300-806 | XXX | XP95A Multi-Criteria Detector W/ SA5300-806 Soteria UL Sounder Base LF - 6” | 1 | 0.00034 | 0.004 |  |  |  |  | TRUE | [5 empty] | #FFFF0000 | FA-NFPA 170 MULTI DETECTOR | 1 | FALSE | FALSE | [18 empty] | LF |  |  | XPS-17-9710\August | 2024-12-14 10:17 | XPS-17-9710\August | 2024-12-14 10:30 | Cloned from Apollo SA5050-250 w/SA5300-806 | [Apollo] [NAC] [LOW DB] 45681-805 (C), 55000-650 w/45681-805 (C), 55000-650 w/SA5300-805 (C), 55000-650 w/SA5300-806 (C), SA5050-250 w/SA5300-805 , SA5050-250 w/SA5300-806 , SA5050-350 w/SA5300-805 , SA5050-350 w/SA5300-806 [Apollo] [NAC] [HIGH DB] 45681-805 (C), 55000-650 w/45681-805 (C), 55000-650 w/SA5300-805 (C), 55000-650 w/SA5300-806 (C), SA5050-250 w/SA5300-805 , SA5050-250 w/SA5300-806 , SA5050-350 w/SA5300-805 , SA5050-350 w/SA5300-806 [Apollo] [SLC APOLLO MODULES SENSORS] [#1 SHARED ADDR ¦ ALL] SA5150-650ADV w/SA5000-230ADV (C), SA5150-750ADV w/SA5000-210ADV (C), SA5050- 350 w/SA5300-802 , SA5050-250 w/SA5000-210, SA5050-250 w/SA5000-230 , SA5050-250 w/SA5300-800 , SA5050-250 w/ [Apollo] [NAC] [LOW DB] 45681-805 (C), 55000-650 w/45681-805 (C), 55000-650 w/SA5300-805 (C), 55000-650 w/SA5300-806 (C), SA5050-250 w/SA5300-805 , SA5050-250 w/SA5300-806 , SA5050-350 w/SA5300-805 , SA5050-350 w/SA5300-806 [Apollo] [AUX POWER] [LOW DB] 45681-805 (C), 55000-650 w/45681-805 (C), 55000-650 w/SA5300-805 (C), 55000-650 w/SA5300-806 (C), SA5050-250 w/SA5300-805 , SA5050-250 w/SA5300-806 , SA5050-350 w/SA5300-805 , SA5050-350 w/SA5300-806 [Apollo] [AUX POWER] [HIGH DB] 45681-805 (C), 55000-650 w/45681-805 (C), 55000-650 w/SA5300-805 (C), 55000-650 w/SA5300-806 (C), SA5050-250 w/SA5300-805 , SA5050-250 w/SA5300-806 , SA5050-350 w/SA5300-805 , SA5050-350 w/SA5300-806
0dca3a34-8adc-48dc-91e5-f3a0103c41e1 |  |  |  | North | ProdataKey, Inc. |  | Cards & Components |  |  |  | Card | TRUE | RMW |  | WiMAC Wireless Module | 1 | [6 empty] | TRUE | [5 empty] | #FFFFFFFF |  |  | FALSE | FALSE | FALSE | [20 empty] | DESKTOP-7EIEB7A\acont | 2022-02-12 08:13 | THOR\acont | 2024-10-09 10:48 | Cloned from ProdataKey, Inc. R2 Main Board
a780bb81-aec3-413c-8ad0-f3a20c73d042 |  |  |  | North | Hochiki |  | Cards & Components |  |  |  | Card | TRUE | HCA-2 (2-ZONES) Main Board | + | Main Board | 1 | 0.16 | 0.29 |  |  |  |  | TRUE | [5 empty] | #FFFFFFFF |  |  | FALSE | FALSE | FALSE | [20 empty] | DESKTOP-GHR3H5U\Anthony | 2019-11-26 15:53 | THOR\acont | 2024-10-09 10:48
c57aedad-b28e-4e47-a53d-f3a29cc857f4 |  |  |  | North | Bosch | [5 empty] | Module | TRUE | E50-24MCWH-FR | * | SPEAKER/STROBE, SEMI-FLUSH, 135/185 CD, RED, WALL, FIRE | 1 | [12 empty] | #FFFFFFFF |  |  | FALSE | FALSE | FALSE | [22 empty] | THOR\acont | 2024-10-09 10:48 |  | [Bosch, Eaton Wheelock] [NAC] E50-24MCWH-FR, E50-24MCWH-FW [Bosch, Eaton Wheelock] [AUDIO 25v] [25V AUDIO] E50-24MCW-FR, E50-24MCW-FW, E50-24MCWH-FR, E50-24MCWH-FW, E50-24W-FR, E50-24W-FW [Bosch, Eaton Wheelock] [AUDIO 70.7v] [70V AUDIO] E50-24MCW-FR, E50-24MCW-FW, E50-24MCWH-FR, E50-24MCWH-FW, E50-24W-FR, E50-24W-FW
c5046a45-1512-46b2-a194-f3a50c659173 |  |  |  | North | Monaco Enterprises |  | Cards & Components |  |  |  | Card | TRUE | 176-268-02 |  | Isolated multiplexer PCB for LOC/RDU touch screen connection; one PCB for up to 8 LOC/RDUs (must be ordered separately for systems with LOC/RDUs) | 1 | [6 empty] | TRUE | [5 empty] | #FFFFFFFF |  |  | FALSE | FALSE | FALSE | [20 empty] | AULAPTOP-PC\Aulaptop | 2019-04-20 03:50 | THOR\acont | 2024-10-09 10:48 |  |  | [Monaco Enterprises] 176-268-02
786ba4cf-883b-41fe-9019-f3a6d5f913a2 |  |  |  | North | MIRCOM | [5 empty] | Module | TRUE | BB-1003D/DR/DS/DB | new | Remote Annunciator Enclosure Houses three module. “D” White “DR” Red "DS" Stainless Steel or "DB" for Black Door. | 1 | [12 empty] | #FFFFFFFF |  |  | FALSE | FALSE | FALSE | [20 empty] | THOR\acont | 2024-02-24 16:13 | THOR\acont | 2024-10-09 10:48
6e712fbf-027b-401f-af25-f3a9e5dfc543 | NFPA 170 DUCT SMOKE DETECTOR |  |  | North | Monaco Enterprises |  | Duct Smoke Detector |  |  |  | Module | TRUE | DNRW |  | Watertight Intelligent Non-Relay Photoelectric Duct Detector | 1 | 0.0003 | 0.0065 |  |  |  |  | FALSE | TRUE | FLUSH |  | N/A | N/A | #FFFF0000 | FA-NFPA 170 DUCT SMOKE DETECTOR | 1 | FALSE | FALSE | FALSE | 1400 |  |  | 3242-1653:0209 | [10 empty] | FALSE | [7 empty] | THOR\acont | 2024-09-08 17:27 | 20191121 AC Detector without base | [Monaco Enterprises] [SLC MODULES/SENSORS] 02 [*] 723-370-00 (C), 723-371-00 (C), DNRW (C) [Monaco Enterprises] [SLC MODULES SENSORS] 01 [*] 708-026-01, 708-031-00, 721-121-00 w/B200SR-LF-WH (C), 721-121-00 w/B200SR-WH (C), 721-121-00 w/B210LP (C), 721-121-00 w/B224RB-WH (C), 721-121-00 w/B501 (C), 721-124-00 w/B200SR-LF-WH (C), 721-124-00 w/B [Monaco Enterprises] [SLC SENSORS] 01 [*] 721-121-00 w/B200SR-LF-WH (C), 721-121-00 w/B200SR-WH (C), 721-121-00 w/B210LP (C), 721-121-00 w/B224RB-WH (C), 721-121-00 w/B501 (C), 721-124-00 w/B200SR-LF-WH (C), 721-124-00 w/B200SR-WH (C), 721-124-00 w/B210L [Monaco Enterprises] [SLC SENSORS] 02 [*] 723-370-00 (C), 723-371-00 (C), DNRW (C) | [Fike, Firelite, Monaco Enterprises, Notifier, Space Age Electronics] 723-370-00, 723-371-00, D365PL, D4120, D4120W, DNR, DNR w/FIK‐2351R, DNR w/FSP-851R, DNR w/FSP-951R, DNR w/FSP-951R-IV, DNR w/NP-100R, DNR w/NP-200R, DNR w/SD365R, DNRW, DNRW w/FSP-951R
64c28296-dec7-45ae-8288-f3aedac912b9 |  |  |  | North | Siemens | [5 empty] | Module | TRUE | PFT | 500-699427 | PORTABLE FIREFIGHTERS TELEPHONE FIELD MOUNTED | 1 | [12 empty] | #FFFFFFFF |  |  | FALSE | FALSE | FALSE | [20 empty] | DESKTOP-7SAL8M7\acont | 2019-08-13 09:04 | THOR\acont | 2024-10-09 10:48
2a03a8c9-96c8-458c-ac5b-f3af1405dc93 | NFPA 170 HEAT DETECTOR |  |  | North | Hochiki |  | Heat Detector |  |  |  | Module | TRUE | DFE-190 w/NS6-221 STANDARD BASE | DFE-190 w/NS6-221 STANDARD BASE | HEAT DETECTOR w/ STANDARD BASE | 1 |  | 0.196 |  |  |  |  | TRUE | TRUE |  | *Refer to Install Sheet |  |  | #FFFF0000 | FA-NFPA 170 HEAT DETECTOR | 1 | FALSE | FALSE | FALSE | 1403 | [19 empty] | DESKTOP-0D6CQVA\lousc | 2019-10-12 07:53 | THOR\acont | 2024-09-08 17:27 | Cloned from Hochiki DCD-135 w/NS6-221 STANDARD BASE | [Hochiki] [IDC] 01 [IDC] DCD-135 w/HSC-220L LATCHING LED BASE (C), DCD-135 w/HSC-220R - 2 WIRE RELAY BASE (C), DCD-135 w/HSC-221L LATCHING LED BASE (C), DCD-135 w/HSC-221R - 2 WIRE RELAY BASE (C), DCD-135 w/HSC-224L LATCHING LED BASE (C), DCD-135 w
eb7316bb-63f4-4fdd-a141-f3b31ab2aef4 | NFPA 170 SMOKE DETECTOR |  |  | North | Monaco Enterprises |  | Smoke Detector |  |  |  | Module | TRUE | 723-003-00 w/B112LP | + | DETECTOR,SYS:PHOTOELECTRIC DETECTOR WITH 135 DEGREE FIXED TEMP THRM | 1 | 0.00012 | 0.036 |  |  |  |  | TRUE | TRUE |  |  |  |  | #FFFF0000 | FA-NFPA 170 SMOKE DETECTOR | 1 | FALSE | FALSE | FALSE | 1408 | [19 empty] | DESKTOP-7SAL8M7\acont | 2020-02-21 06:44 | THOR\acont | 2024-09-08 17:27 | Cloned from Monaco Enterprises 723-002-00 w/B112LP | [Monaco Enterprises, System Sensor] [IDC] 01 723-002-00 w/B110RLP (C), 723-002-00 w/B112LP (C), 723-002-00 w/B114LP (C), 723-003-00 w/B110RLP (C), 723-003-00 w/B112LP (C), 723-003-00 w/B114LP (C), 723-367-00 (C), 723-368-00 (C), 723-508-00 (C), 723-508-0 [Monaco Enterprises, System Sensor] [AUX POWER] [*] 723-002-00 w/B110RLP (C), 723-002-00 w/B112LP (C), 723-003-00 w/B110RLP (C), 723-003-00 w/B112LP (C), 723-367-00 (C), 723-368-00 (C), 723-508-00 (C), 723-508-01 (C), COSMO-4W (C), COSMOD2W, COSMOD4W
2d72ea9b-c0cc-4f53-9e71-f3b4bb0a8757 | NFPA 170 ADDRESSABLE OUTPUT MODULE |  |  | North | Apollo |  | Addressable Control/Relay |  |  |  | Module | TRUE | A901-CTRL A/V |  | AUDIBLE/VISUAL CONTROL MODULE IN PANEL | 1 | 0.001 | 0.004 |  |  |  |  | FALSE | [5 empty] | #FFFF0000 | FA-NFPA 170 ADDRESSABLE OUTPUT MODULE | 1 | FALSE | FALSE | FALSE | 1100 | [13 empty] | FALSE |  |  | I |  |  |  |  | THOR\acont | 2024-09-08 17:27 |  | [Apollo] [AUX POWER] A901-CTRL A/V, D900-CTRL A/V [Apollo] [NAC] A901-CTRL A/V, D900-CTRL A/V [Apollo] [AUDIO 70.7v] [70V AUDIO] A901-CTRL A/V, A901-CTRL-A/V-2, D900-CTRL A/V [Advanced, Apollo] [SLC APOLLO MODULES SENSORS] [*] [#1 SHARED ADDR ¦ MODULES] 45681-800 (C), 45681-805 (C), 55000-001 (C), 55000-002 (C), 55000-005 (C), 55000-006 (C), 55000-009 (C), 55000-010 (C), 55000-765 (C), 55000-790ADV, 55000-805ADV, 55000-806ADV [Apollo] [SLC APOLLO MODULES/SENSORS] [#5] A901-CTRL A/V, A901-CTRL-A/V-2, D900-CTRL A/V | [Apollo] A901-CTRL A/V, D900-CTRL A/V [Apollo] A901-CTRL A/V, D900-CTRL A/V
4e59d8ec-1dbe-43a6-bfae-f3bc307c47f5 | NFPA 170 SMOKE DETECTOR |  |  | North | MIRCOM |  | Smoke Detector |  |  |  | Module | TRUE | MIX-2251TB w/B210LP | + | Intelligent Photoelectric Sensor with 135°F Fixed Temperature Heat Detector, Standard Base | 1 | 0.0003 | 0.0065 |  |  |  |  | FALSE | TRUE |  |  |  |  | #FFFF0000 | FA-NFPA 170 SMOKE DETECTOR | 1 | FALSE | FALSE | FALSE | 1408 | [13 empty] | FALSE |  |  | P, 135° |  |  | DESKTOP-7SAL8M7\acont | 2019-04-12 12:55 | THOR\acont | 2024-09-08 17:27 | 20191121 AC Detector with base | [MIRCOM] [SLC MODULES SENSORS] [*] [#2 SHARED ADDR ¦ SENSORS] DNR w/MIX-2251BR (C), DNR w/MIX-2351RAP (C), MIX-1251AP w/B200SR-LF-WH (C), MIX-1251AP w/B200SR-WH (C), MIX-1251AP w/B210LP (C), MIX-1251AP w/B224RB-WH (C), MIX-1251AP w/B501 (C), MIX-1251B w/ [MIRCOM] [SLC SENSORS] [*] [#4 TYPE ADDR ¦ SENSORS] DNR w/MIX-2251BR (C), DNR w/MIX-2351RAP (C), MIX-1251AP w/B200SR-LF-WH (C), MIX-1251AP w/B200SR-WH (C), MIX-1251AP w/B210LP (C), MIX-1251AP w/B224RB-WH (C), MIX-1251AP w/B501 (C), MIX-1251B w/B200SR-LF-
2bd6ba7e-acff-494d-b447-f3bd5203beef | NFPA 170 SMOKE CO DETECTOR |  |  | North | Notifier |  | Smoke/CO Detector |  |  |  | Module | TRUE | FPC-951 w/B501-BL | + | Intelligent multi-criteria photo/CO, bright white, Velociti w/ 4” Flangeless mounting base, black | 1 | 0.0002 | 0.0045 |  |  |  |  | FALSE | TRUE | FLUSH |  | 4" SQ. DEEP | 3 "O" PLASTER RING | #FFFF0000 | FA-NFPA 170 SMOKE CO DETECTOR | 1 | FALSE | FALSE | FALSE | 1407 | [13 empty] | FALSE | [5 empty] | DESKTOP-QGO6JOK\acont | 2021-08-06 10:21 | THOR\acont | 2024-09-08 17:27 | Cloned from Gamewell FCI MCS-COP3 w/B501-BL | [Honeywell, Notifier, System Sensor] [SLC SENSORS] [*] [#4 TYPE ADDR ¦ SENSORS] 2251B (C), 2251-COPTIR (C), 2251-COPTIR w/B200S-WH (C), 2251TB (C), 2251TMB (C), 5251B (C), 5251B-WP (C), 5251H (C), 5251RB (C), 5251RB-WP (C), 7251 (C), 7251DH (C), DH200LP [Honeywell, Notifier, System Sensor] [SLC MODULES SENSORS] [*] [#2 SHARED ADDR ¦ SENSORS] 2251B (C), 2251-COPTIR (C), 2251-COPTIR w/B200S-WH (C), 2251TB (C), 2251TMB (C), 5251B (C), 5251B-WP (C), 5251H (C), 5251RB (C), 5251RB-WP (C), 7251 (C), 7251DH (C)
c198655d-fb77-4974-8252-f3c8343b0ac0 | NFPA 170 ABORT SWITCH |  |  | North | Autocall |  | Switch |  |  |  | Module | TRUE | A2080-9067 | ++ | Flush mount abort switch for 4004R Series | 1 | [6 empty] | TRUE | [5 empty] | #FFFF0000 | FA-NFPA 170 ABORT SWITCH | 1 | FALSE | FALSE | FALSE | [20 empty] | THOR\acont | 2024-02-20 16:31 | THOR\acont | 2024-09-08 17:27 | Cloned from Autocall A2080-9056 | [Autocall, Simplex] [IDNet] [MODULES ++] 2080-9056, 2080-9057, 2080-9067, 2080-9068, 2080-9069, 2080-9070, 4009-9201 Main Board, 4009-9401 Main Board, 4010-9901, 4090-5261, 4090-9001, 4090-9002, 4090-9005, 4090-9006, 4090-9008, 4090-9116, 4098-9019 (Cont [Autocall, Simplex] [IDC] 03 [ACTIVATION] 2080-9056, 2080-9057, 2080-9067, 2080-9068, 2080-9069, 2080-9070, A2080-9056, A2080-9057, A2080-9067, A2080-9068, A2080-9069, A2080-9070
7e957d43-2b1e-49fd-b6ca-f3c979d5c09e |  |  |  | North | RS2 Technologies |  | Cards & Components |  |  |  | Card | TRUE | MR-50-S3 | ++ | Single Door Controller | 1 | 0.15 | 0.15 |  |  | 24 |  | TRUE | [5 empty] | #FFFFFFFF |  |  | TRUE | FALSE | FALSE | [20 empty] | DESKTOP-7EIEB7A\acont | 2023-01-25 08:06 | THOR\acont | 2024-10-09 10:48 | Cloned from RS2 Technologies LP-1502 | [RS2 Technologies] [RS-485] [SIO COMMUNICATION] LP-1501, LP-1501Plus, LP-1502, MR-16IN-S3, MR-16OUT-S3, MR-50-S3, MR-52-S3 [RS2 Technologies] [AUX POWER] [*] [AUX INPUT] LP-1501, LP-1501Plus, LP-1502, MR-16IN-S3, MR-16OUT-S3, MR-50-S3, MR-52-S3 | [RS2 Technologies] MR-50-S3
0b10eb54-2908-4c09-83cd-f3ca176ba45a | NFPA 170 SMOKE HEAT CO DETECTOR |  |  | North | Kidde |  | Smoke/Heat/CO Detector |  |  |  | Module | TRUE | KI-PHCD w/KI-ABST BASE | ++ | Photoelectric, heat detector and carbon monoxide life safety detector | 1 | 3.2e-05 | 3.2e-05 |  |  |  |  | FALSE | TRUE |  |  |  |  | #FFFF0000 | FA-NFPA 170 SMOKE HEAT CO DETECTOR | 1 | FALSE | FALSE | FALSE | 1408 | [13 empty] | FALSE | [5 empty] | DESKTOP-7SAL8M7\acont | 2020-01-02 08:32 | THOR\acont | 2024-10-08 16:26 | Cloned from Edwards SIGA-PHCD w/SIGA-AB4G BASE | [Edwards, Kidde] [SLC EST MODULES/SENSORS] 01 [*] [iO64] DS-HFS (C), DS-PS (C), FX-HD w/IB4U BASE, FX-HD w/RB4U BASE, FX-HD w/SB4U BASE, FX-HD w/SB4U-LF BASE, FX-HD wB4U BASE, FX-PD w/B4U BASE (C), FX-PD w/IB4U BASE (C), FX-PD w/SB4U BASE (C), FX-PD w/SB [Kidde] [SLC EST MODULES SENSORS] [*] [#2 SHARED ADDR ¦ SENSORS] DS-HFS (C), DS-PS (C), FX-HD w/IB4U BASE, FX-HD w/RB4U BASE, FX-HD w/SB4U BASE, FX-HD w/SB4U-LF BASE, FX-HD wB4U BASE, FX-PD w/B4U BASE (C), FX-PD w/IB4U BASE (C), FX-PD w/SB4U BASE (C), FX [Edwards, Kidde] [AUX POWER] FX-HD w/SB4U BASE, FX-PD w/SB4U BASE (C), FX-PHD w/SB4U BASE (C), KI-COD w/KI-ABST BASE (C), KI-HCD w/KI-ABST BASE, KI-HRD w/KI-ABST BASE, KI-PCD w/KI-ABST BASE (C), KI-PD w/KI-ABST BASE (C), KI-PHCD w/KI-ABST BASE (C), KI-PH [Kidde] [SLC EST SENSORS] [*] [#4 TYPE ADDR ¦ SENSORS] DS-HFS (C), DS-PS (C), FX-HD w/IB4U BASE, FX-HD w/RB4U BASE, FX-HD w/SB4U BASE, FX-HD w/SB4U-LF BASE, FX-HD wB4U BASE, FX-PD w/B4U BASE (C), FX-PD w/IB4U BASE (C), FX-PD w/SB4U BASE (C), FX-PD w/SB4U [Edwards, Kidde] [SLC EST SENSORS] 01 [*] [EST3, iO1000] DS-HFS (C), DS-PS (C), FX-HD w/IB4U BASE, FX-HD w/RB4U BASE, FX-HD w/SB4U BASE, FX-HD w/SB4U-LF BASE, FX-HD wB4U BASE, FX-PD w/B4U BASE (C), FX-PD w/IB4U BASE (C), FX-PD w/SB4U BASE (C), FX-PD w/SB
4fa33e25-f65c-4f66-b49a-f3cae06b21f5 | NFPA 170 MANUAL PULL |  |  | North | Siemens |  | Hardware |  |  |  | Hardware | TRUE | FDMH295-R | ++ | Surface Mounting Backbox for FDM225 Manual Call Points | 1 | [12 empty] | #FFFF0000 | FA-NFPA 170 MANUAL PULL | 1 | FALSE | FALSE | FALSE | [20 empty] | DESKTOP-7EIEB7A\acont | 2021-11-19 10:16 | THOR\acont | 2024-09-08 17:27
f9e222fb-c4ab-48c8-87af-f3d5d09d0161 | NFPA 170 DUCT SMOKE DETECTOR |  |  | North | Edwards |  | Duct Smoke Detector |  |  |  | Assembly | TRUE | SIGA-DDOS |  | Optica Duct Smoke Detector | 1 | 0.00025 | 0.0004 |  |  |  |  | FALSE | TRUE |  |  |  |  | #FFFF0000 | FA-NFPA 170 DUCT SMOKE DETECTOR | 1 | FALSE | FALSE | FALSE | 1400 | [13 empty] | FALSE | [5 empty] | DESKTOP-QGO6JOK\acont | 2024-07-17 14:11 | THOR\acont | 2024-10-08 16:26 | Cloned from Edwards SIGA-SD | [Edwards, Kidde] [SLC EST MODULES SENSORS] [*] [#2 SHARED ADDR ¦ SENSORS] KI-DDOS (C), SIGA2-COS w/SIGA-AB4G BASE, SIGA2-COS w/SIGA-AB4G-LF BASE, SIGA2-COS w/SIGA-AB4GT BASE, SIGA2-COS w/SIGA-IB BASE, SIGA2-COS w/SIGA-RB BASE, SIGA2-COS w/SIGA-SB BASE, S [Edwards, Kidde] [SLC EST SENSORS] [*] [#4 TYPE ADDR ¦ SENSORS] KI-DDOS (C), SIGA2-COS w/SIGA-AB4G BASE, SIGA2-COS w/SIGA-AB4G-LF BASE, SIGA2-COS w/SIGA-AB4GT BASE, SIGA2-COS w/SIGA-IB BASE, SIGA2-COS w/SIGA-RB BASE, SIGA2-COS w/SIGA-SB BASE, SIGA2-HCOS | [Edwards, Kidde] FX-PDD, GSA-SD, KI-DDOS, KI-SDH, KI-SDHR, SD-2W, SIGA-DDOS, SIGA-SD
7356acfb-2d1c-4a89-845e-f3d74b7fdad1 | CADGEN INTERFACE MODULE |  |  | North | Simplex |  | Interface Module |  |  |  | Module | TRUE | 4010-9901 | ++ | Intelligent Interface Module, mounted in 4010ES FACU | 1 | 0.132 | 0.132 |  |  | 24 |  | TRUE | [5 empty] | #FFFF0000 | FA-CADGEN INTERFACE MODULE | 1 | FALSE | FALSE | FALSE | [20 empty] | THOR\acont | 2024-02-21 06:28 | THOR\acont | 2024-09-08 17:27 | Cloned from Autocall A010-9901 | [Autocall, Simplex] [IDNet] [MODULES ++] 2080-9056, 2080-9057, 2080-9067, 2080-9068, 2080-9069, 2080-9070, 4009-9201 Main Board, 4009-9401 Main Board, 4010-9901, 4090-5261, 4090-9001, 4090-9002, 4090-9005, 4090-9006, 4090-9008, 4090-9116, 4098-9019 (Cont | [Autocall, Simplex] 4010-9901, 4100-6048, A010-9901, A100-6048
1f25b701-2b59-464f-b339-f3df813ade14 |  |  |  | North | Potter | [5 empty] | Module | TRUE | ADC Series |  | 4 Conductor Transfer Cord | 1 | [6 empty] | FALSE | [5 empty] | #FFFFFFFF |  |  | FALSE | FALSE | FALSE | [14 empty] | FALSE | [7 empty] | THOR\acont | 2024-10-09 10:48
0f7742f0-1118-4c3a-ab90-f3e00f699822 | NFPA 170 HEAT DETECTOR |  |  | North | MIRCOM |  | Heat Detector |  |  |  | Module | TRUE | MIX-5251B w/B200SR-LF | + | White, Low-profile 135°F fixed thermal sensor, Low Frequency Sounder Base | 1 | 0.0003 | 0.0065 |  |  |  |  | FALSE | TRUE |  |  |  |  | #FFFF0000 | FA-NFPA 170 HEAT DETECTOR | 1 | FALSE | FALSE | FALSE | 1403 | [13 empty] | FALSE |  |  | 135°¦LF |  |  | DESKTOP-7SAL8M7\acont | 2019-04-12 13:12 | THOR\acont | 2024-09-08 17:27 | 20191121 AC Detector with base | [MIRCOM] [SLC MODULES SENSORS] [*] [#2 SHARED ADDR ¦ SENSORS] DNR w/MIX-2251BR (C), DNR w/MIX-2351RAP (C), MIX-1251AP w/B200SR-LF-WH (C), MIX-1251AP w/B200SR-WH (C), MIX-1251AP w/B210LP (C), MIX-1251AP w/B224RB-WH (C), MIX-1251AP w/B501 (C), MIX-1251B w/ [MIRCOM, Monaco Enterprises] [AUX POWER] [24 VDC] 721-121-00 w/B200SR-LF-WH (C), 721-124-00 w/B200SR-LF-WH (C), 722-121-00 w/B200SR-LF-WH (C), 722-406-00 w/B200SR-LF-WH (C), 723-345-00 w/B200SR-LF-WH (C), 723-353-00 w/B200SR-LF-WH (C), 723-361-00 w/B200S [MIRCOM] [SLC SENSORS] [*] [#4 TYPE ADDR ¦ SENSORS] DNR w/MIX-2251BR (C), DNR w/MIX-2351RAP (C), MIX-1251AP w/B200SR-LF-WH (C), MIX-1251AP w/B200SR-WH (C), MIX-1251AP w/B210LP (C), MIX-1251AP w/B224RB-WH (C), MIX-1251AP w/B501 (C), MIX-1251B w/B200SR-LF-
284dfe2f-8410-4506-bc56-f3e51d680824 | NFPA 170 HORN STROBE CEILING |  |  | North | Siemens |  | Horn/Strobe |  |  |  | Module | TRUE | SL2HSCR-F | S54329-F89-A1++ | Horn-Strobe, Ceiling, Clear, Red, Fire | 1 | [7 empty] | TRUE |  |  |  |  | #FF0070C0 | FA-NFPA 170 HORN STROBE CEILING | 1 | FALSE | FALSE | FALSE | 2023 | [19 empty] | DESKTOP-7EIEB7A\acont | 2023-08-03 09:28 | THOR\acont | 2024-09-08 17:27 | Cloned from Siemens SL2HSWR-F | [Siemens] [NAC] [24 VDC, HORN HIGH] SL2HSCR-A (C), SL2HSCR-AL (C), SL2HSCR-F (C), SL2HSCR-FB (C), SL2HSCR-N (C), SL2HSCW-A (C), SL2HSCW-AL (C), SL2HSCW-F (C), SL2HSCW-FB (C), SL2HSCW-N (C)
323f058b-829c-4df4-8ae5-f3e711b48b47 | NFPA 170 EMERGENCY COMMUNICATIONS CONTROL UNIT | RISER LOC |  | North | Autocall |  | Local Operator Console |  |  |  | Assembly | TRUE | A003-9302 | + | 4003EC Voice Control Unit with internal user control unit and microphone, 40 W Class D amplifier with one audio NAC standard, internal power supply/battery charger, Red | 1 | [6 empty] | FALSE | [5 empty] | #FFFF0000 | FA-NFPA 170 EMERGENCY COMMUNICATIONS CONTROL UNIT | 1 | FALSE | FALSE | FALSE | 300 | [8 empty] | 7,12,18,26,33 |  |  |  | 40 | TRUE | [5 empty] | DESKTOP-7EIEB7A\acont | 2021-05-07 06:26 | THOR\acont | 2024-09-08 17:27 | Cloned from AutoCall A003-9301
364dee1d-2add-426c-abba-f3ebc28df4b0 |  |  |  | North | Edwards |  | Hardware |  |  |  | Hardware | TRUE | MPSRGR10 |  | Replacement glass rods for MPSR, 10/pack | 1 | [6 empty] | FALSE | [5 empty] | #FFFFFFFF |  |  | FALSE | FALSE | FALSE | [14 empty] | FALSE | [7 empty] | THOR\acont | 2024-10-09 10:48
9081d21b-885d-4654-8dec-f3f05de6aafe | NFPA 170 SPEAKER CEILING |  |  | North | Simplex |  | Speaker |  |  |  | Module | TRUE | 49SO-APPLC-O | + | Ceiling mount Addressable Weatherproof High Fidelity S/O Appliance Only. | 1 | 0.0008 | 0.009 |  |  |  |  | TRUE | TRUE |  |  |  |  | #FF0070C0 | FA-NFPA 170 SPEAKER CEILING | 1 | FALSE | FALSE | FALSE | 2019 | [16 empty] | C, WP |  |  | DESKTOP-7EIEB7A\acont | 2022-02-21 14:50 | THOR\acont | 2024-09-08 17:27 | Cloned from Simplex 49SO-APPLC | [Autocall, Simplex] [AUDIO 25v] [25V AUDIO] 49HF-APPLC (C), 49HF-APPLC-BA (C), 49HFV-APPLC (C), 49HFV-APPLC-BA (C), 49HFVH-APPLC (C), 49HFVH-APPLC-BA (C), 49SO-APPLC (C), 49SO-APPLC-BA (C), 49SO-APPLC-O (C), 49SO-APPLC-O-BA (C), 49SV-APPLC (C), 49SV-APPL [Autocall, Simplex] [AUDIO 70.7v] [70V AUDIO] 49HF-APPLC (C), 49HF-APPLC-BA (C), 49HFV-APPLC (C), 49HFV-APPLC-BA (C), 49HFVH-APPLC (C), 49HFVH-APPLC-BA (C), 49SO-APPLC (C), 49SO-APPLC-BA (C), 49SO-APPLC-O (C), 49SO-APPLC-O-BA (C), 49SV-APPLC (C), 49SV-AP [Autocall, Simplex] [IDNac] [IDNAC] 49HF-APPLC (C), 49HF-APPLC-BA (C), 49HF-APPLW, 49HF-APPLW-BA, 49SO-APPLC (C), 49SO-APPLC-BA (C), 49SO-APPLC-O (C), 49SO-APPLC-O-BA (C), 49SO-APPLW, 49SO-APPLW-BA, 49SO-APPLW-O, 49SO-APPLW-O-BA, A49HF-APPLC (C), A49HF-A
69bee446-3540-4169-8a24-f3f10bc40ef7 | NFPA 170 GAS DETECTOR |  |  | North | Notifier |  | Gas Detection |  |  |  | Module | TRUE | FSCO-951 w/B200S-IV | + | Intelligent addressable carbon monoxide detector, white w/ Intelligent sounder base, ivory, UL listed | 1 | 0.0002 | 0.0045 |  |  |  |  | FALSE | TRUE | FLUSH |  | 4" SQ. DEEP | 3 "O" PLASTER RING | #FFFF0000 | FA-NFPA 170 GAS DETECTOR | 1 | FALSE | FALSE | FALSE | 1402 | [13 empty] | FALSE |  |  | S |  |  | DESKTOP-7SAL8M7\acont | 2020-11-20 12:18 | THOR\acont | 2024-09-08 17:27 | Cloned from Gamewell MCS-COP3 w/B200S-IV | [Honeywell, Notifier, System Sensor] [SLC MODULES SENSORS] [*] [#2 SHARED ADDR ¦ SENSORS] 2251B (C), 2251-COPTIR (C), 2251-COPTIR w/B200S-WH (C), 2251TB (C), 2251TMB (C), 5251B (C), 5251B-WP (C), 5251H (C), 5251RB (C), 5251RB-WP (C), 7251 (C), 7251DH (C) [Notifier] [AUX POWER] FPTI-951 w/B200S-IV (C), FPTI-951 w/B200S-WH (C), FSCO-951 w/B200S-IV (C), FSCO-951 w/B200S-WH (C) [Honeywell, Notifier, System Sensor] [SLC SENSORS] [*] [#4 TYPE ADDR ¦ SENSORS] 2251B (C), 2251-COPTIR (C), 2251-COPTIR w/B200S-WH (C), 2251TB (C), 2251TMB (C), 5251B (C), 5251B-WP (C), 5251H (C), 5251RB (C), 5251RB-WP (C), 7251 (C), 7251DH (C), DH200LP [Notifier, System Sensor] [AUX POWER] 2251-COPTIR w/B200S-WH (C), B200S, B200SR, B200S-WH, B210LP, FCO-851 w/B200S (C), FCO-951 w/B200S-WH (C), FCP-951 w/B200S-WH, FPC-951 w/B200S-IV (C), FPC-951 w/B200S-WH (C), FPTI-951 w/B200S-IV (C), FPTI-951 w/B200S-
f96c37ab-0ec9-4152-b1c7-f40652cc5352 | NFPA 170 HORN STROBE CEILING |  |  | North | Eaton Wheelock |  | Horn/Strobe |  |  |  | Module | TRUE | EL3RMTSTA-NW | ++ | CEILING HORN STROBE, AMBER, WHITE, WP | 1 | [6 empty] | TRUE | TRUE |  |  |  |  | #FF0070C0 | FA-NFPA 170 HORN STROBE CEILING | 1 | FALSE | FALSE | FALSE | 2020 | [16 empty] | C, WP |  |  | THOR\acont | 2024-09-11 19:32 | THOR\acont | 2024-10-09 10:48 | Cloned from Eaton Wheelock EL3RMTST-FW | [Eaton Wheelock] [NAC] [24VDC, STD HORN] EL3RMTSTA-ALW (C), EL3RMTSTA-NW (C), EL3RMTST-FR (C), EL3RMTST-FW (C), EL4XMTSTA-ALW (C), EL4XMTSTA-NW (C), EL4XMTST-FR (C), EL4XMTST-FW (C) [Eaton Wheelock] [NAC] [24VDC, HIGH HORN] EL3RMTSTA-ALW (C), EL3RMTSTA-NW (C), EL3RMTST-FR (C), EL3RMTST-FW (C), EL4XMTSTA-ALW (C), EL4XMTSTA-NW (C), EL4XMTST-FR (C), EL4XMTST-FW (C)
1cd264eb-a72b-4a29-aa1f-f408eabcf05f | NFPA 170 STROBE WALL |  |  | North | Edwards |  | Strobe |  |  |  | Module | TRUE | GL1RN-HDVMC |  | Temporal Horn-Strobe, red, 15, 30, 75, 110 cd | 1 | [6 empty] | FALSE | [5 empty] | #FF0070C0 | FA-NFPA 170 STROBE WALL | 1 | FALSE | FALSE | FALSE | 2023 | [13 empty] | FALSE | [7 empty] | THOR\acont | 2024-09-08 17:27
43cb1663-8c0f-44c0-b53a-f4095d9aca43 |  |  |  | North | NAPCO |  | Cards & Components |  |  |  | Card | TRUE | GEMC-BM/PS | + | Burg Module with 12V power supply | 1 | 0.75 | 2.5 |  |  |  |  | TRUE | [5 empty] | #FFFFFFFF |  |  | FALSE | FALSE | FALSE | [20 empty] | DESKTOP-7SAL8M7\acont | 2020-01-21 11:59 | THOR\acont | 2024-10-09 10:48
d9471605-84f3-4ae8-bd15-f40a8a37d967 | NFPA 170 AMPLIFIER RACK | RISER AMP |  | North | Fike |  | Amplifier |  |  |  | Assembly | TRUE | 10-2831-1-1-01-0-1-01 (50W, 25V) | ++ | Single Amp Audio Adjunct Kit, 120V | 1 | [6 empty] | FALSE |  |  | 18 gauge steel | 20.20” (51.30 cm) high x 14.59” (37.06 cm) wide x 3.95” (10.04 cm) deep |  | #FFFF0000 | FA-NFPA 170 AMPLIFIER RACK | 1 | FALSE | FALSE | FALSE | 300 | [8 empty] | 7,12,18 |  |  |  | 50 | TRUE | [5 empty] | THOR\acont | 2024-12-30 12:26 | THOR\acont | 2024-12-30 12:36 | Cloned from Firelite ECC-50DA (50W, 25V)
fc7c2793-1762-414e-8dce-f40c2dcd52fe | NFPA 170 SPEAKER WALL |  |  | North | Eaton Wheelock |  | Speaker |  |  |  | Module | TRUE | SA-S70-R | + | Speaker, High Efficiency 1 watt, Wall mount red | 1 | [6 empty] | FALSE | FALSE |  |  |  |  | #FF0070C0 | FA-NFPA 170 SPEAKER WALL | 1 | FALSE | FALSE | FALSE | 2021 | [13 empty] | FALSE | [7 empty] | THOR\acont | 2024-09-08 17:27 |  | [Eaton Wheelock] [AUDIO LOW] [1, 2, 3, 4, 5, 6] SA-S70-24MCW-ALW, SA-S70-24MCW-FR, SA-S70-24MCW-FW, SA-S70-R, SA-S70-W, SA-S90-24MCC-ALW, SA-S90-24MCC-FR, SA-S90-24MCC-FW, SA-S90-R (C), SA-S90-W (C) [Eaton Wheelock] [AUX POWER] [24VDC] SA-S70-24MCW-ALW, SA-S70-24MCW-FR, SA-S70-24MCW-FW, SA-S70-R, SA-S70-W, SA-S90-24MCC-ALW, SA-S90-24MCC-FR, SA-S90-24MCC-FW, SA-S90-R (C), SA-S90-W (C) [Eaton Wheelock] [AUDIO 25v] [1, 2, 3, 4, 5, 6] SA-S70-24MCW-ALW, SA-S70-24MCW-FR, SA-S70-24MCW-FW, SA-S70-R, SA-S70-W, SA-S90-24MCC-ALW, SA-S90-24MCC-FR, SA-S90-24MCC-FW, SA-S90-R (C), SA-S90-W (C)
7b044b61-8ada-425b-bc7a-f4184e49af3a | NFPA 170 HVAC PANEL |  |  | North | Light Engineered Displays |  | HVAC Panel |  |  |  | Assembly | TRUE | FS-0 |  | Fan Status & Control Enclosure 1-9 Fans | 1 | [6 empty] | TRUE |  |  |  | 9” x 18“ |  | #FFFF0000 | FA-NFPA 170 HVAC PANEL | 1 | FALSE | FALSE | FALSE | [20 empty] | DESKTOP-7EIEB7A\acont | 2023-02-03 10:25 | THOR\acont | 2024-09-08 17:27 | Cloned from Kirkland BBTC-FC100-NFS
4bf31f0f-66f5-47bc-85a0-f418f6ba8b05 |  |  |  | North | Bosch | [5 empty] | Module | TRUE | VDC242V032 | * | CAMERA OUTDOOR ELECTRONIC DAYNIGHT DOME 28-105M | 1 | [12 empty] | #FFFFFFFF |  |  | FALSE | FALSE | FALSE | [20 empty] | DESKTOP-7EIEB7A\acont | 2021-08-13 06:25 | THOR\acont | 2024-10-09 10:48
a37a3a8d-26a1-4f89-8015-f418f9f16640 | NFPA 170 SMOKE DETECTOR |  |  | North | Notifier |  | Smoke Detector |  |  |  | Module | TRUE | FSI-851 w/B300-6 | ++ | Low-profile FlashScan ionization detector | 1 | 0.0003 | 0.0065 |  |  |  |  | FALSE | TRUE |  |  |  |  | #FFFF0000 | FA-NFPA 170 SMOKE DETECTOR | 1 | FALSE | FALSE | FALSE | 1408 | [13 empty] | FALSE | [7 empty] | THOR\acont | 2024-09-08 17:27 | 20191121 AC Detector without base | [Honeywell, Notifier, System Sensor] [SLC MODULES SENSORS] [*] [#2 SHARED ADDR ¦ SENSORS] 2251B (C), 2251-COPTIR (C), 2251-COPTIR w/B200S-WH (C), 2251TB (C), 2251TMB (C), 5251B (C), 5251B-WP (C), 5251H (C), 5251RB (C), 5251RB-WP (C), 7251 (C), 7251DH (C) [Honeywell, Notifier, System Sensor] [SLC SENSORS] [*] [#4 TYPE ADDR ¦ SENSORS] 2251B (C), 2251-COPTIR (C), 2251-COPTIR w/B200S-WH (C), 2251TB (C), 2251TMB (C), 5251B (C), 5251B-WP (C), 5251H (C), 5251RB (C), 5251RB-WP (C), 7251 (C), 7251DH (C), DH200LP
7621c129-3bb3-4dac-9ff3-f41a83f7558d | CADGEN STI STOPPER |  |  | North | BluePoint |  | Accessories |  |  |  | Module | TRUE | BP04-401 |  | Wall Strobe Wire Cage | 1 | [6 empty] | FALSE | [5 empty] | #FFFF0000 | FA-CADGEN STI STOPPER | 1 | FALSE | FALSE | FALSE | [14 empty] | FALSE | [5 empty] | THOR\acont | 2024-04-12 13:52 | THOR\acont | 2024-09-08 17:27 | Cloned from STI STI-9708
f9ef0db8-76a2-4df5-af74-f41da6902976 |  |  |  | North | Siemens | [5 empty] | Module | TRUE | SXL-XCON | 500-696000 | SXL-EX Board, Transformer, & Hardware | 1 | [12 empty] | #FFFFFFFF |  |  | FALSE | FALSE | FALSE | [20 empty] | DESKTOP-7SAL8M7\acont | 2019-08-13 09:04 | THOR\acont | 2024-10-09 10:48
bf27f56a-bdd7-4cad-a297-f422ca6ce4a6 |  |  |  | North | Autocall |  | Cards & Components |  |  |  | Card | TRUE | A009-9810 | + | Fiber Optic Receiver IDNet Repeater, output is Class A | 1 | 0.065 | 0.065 |  |  |  |  | TRUE | [5 empty] | #FFFFFFFF |  |  | FALSE | FALSE | FALSE | [20 empty] | DESKTOP-0D6CQVA\lousc | 2019-07-05 07:55 | THOR\acont | 2024-10-09 10:48 | Cloned from AutoCall A009-9809
37a288dd-7749-4538-92e2-f4232d473201 |  |  |  | North | Simplex |  | Hardware |  |  |  | Hardware | TRUE | 4905-9931 | + | Red Adapter Plate for mounting to Autocall 2975-9145 box | 1 | 0 | 0 |  |  |  |  | TRUE | [5 empty] | #FFFFFFFF |  |  | FALSE | FALSE | FALSE | [20 empty] | DESKTOP-7SAL8M7\acont | 2020-05-11 16:52 | THOR\acont | 2024-10-09 10:48 | Cloned from AutoCall A4905-9931
1e05d855-c673-49ab-8f94-f42756dbc990 |  |  |  | North | Bosch | [5 empty] | Module | TRUE | NDA-U-PMAL-RO | * | ***(Ross)POLE MOUNT ADAPTER LARGE | 1 | [12 empty] | #FFFFFFFF |  |  | FALSE | FALSE | FALSE | [20 empty] | DESKTOP-7EIEB7A\acont | 2021-08-13 06:25 | THOR\acont | 2024-10-09 10:48
ed2d4c42-f435-46a4-8955-f42b736e8ea7 | NFPA 170 SMOKE DETECTOR |  |  | North | Edwards |  | Smoke Detector |  |  |  | Module | TRUE | SIGA-PS w/SIGA-AB4GT BASE | ++ | Photoelectric Smoke Detector | 1 | 4.5e-05 | 4.5e-05 |  |  |  |  | FALSE | TRUE |  |  |  |  | #FFFF0000 | FA-NFPA 170 SMOKE DETECTOR | 1 | FALSE | FALSE | FALSE | 1408 | [13 empty] | FALSE | [7 empty] | THOR\acont | 2024-10-09 10:48 | 20191121 AC Detector with base | [Edwards, Kidde] [SLC EST SENSORS] 01 [*] [EST3, iO1000] DS-HFS (C), DS-PS (C), FX-HD w/IB4U BASE, FX-HD w/RB4U BASE, FX-HD w/SB4U BASE, FX-HD w/SB4U-LF BASE, FX-HD wB4U BASE, FX-PD w/B4U BASE (C), FX-PD w/IB4U BASE (C), FX-PD w/SB4U BASE (C), FX-PD w/SB [Edwards, Kidde] [AUX POWER] KI-COD w/KI-ABDT BASE (C), KI-HCD w/KI-ABDT BASE, KI-HRD w/KI-ABDT BASE, KI-PCD w/KI-ABDT BASE (C), KI-PD w/KI-ABDT BASE (C), KI-PHCD w/KI-ABDT BASE (C), KI-PHD w/KI-ABDT BASE (C), KIR-COD w/KI-ABDT BASE (C), KIR-HCD w/KI-ABD [Edwards, Kidde] [SLC EST MODULES SENSORS] [*] [#2 SHARED ADDR ¦ SENSORS] KI-DDOS (C), SIGA2-COS w/SIGA-AB4G BASE, SIGA2-COS w/SIGA-AB4G-LF BASE, SIGA2-COS w/SIGA-AB4GT BASE, SIGA2-COS w/SIGA-IB BASE, SIGA2-COS w/SIGA-RB BASE, SIGA2-COS w/SIGA-SB BASE, S [Edwards, Kidde] [SLC EST SENSORS] [*] [#4 TYPE ADDR ¦ SENSORS] KI-DDOS (C), SIGA2-COS w/SIGA-AB4G BASE, SIGA2-COS w/SIGA-AB4G-LF BASE, SIGA2-COS w/SIGA-AB4GT BASE, SIGA2-COS w/SIGA-IB BASE, SIGA2-COS w/SIGA-RB BASE, SIGA2-COS w/SIGA-SB BASE, SIGA2-HCOS [Edwards, Kidde] [SLC EST MODULES/SENSORS] 01 [*] [iO64] DS-HFS (C), DS-PS (C), FX-HD w/IB4U BASE, FX-HD w/RB4U BASE, FX-HD w/SB4U BASE, FX-HD w/SB4U-LF BASE, FX-HD wB4U BASE, FX-PD w/B4U BASE (C), FX-PD w/IB4U BASE (C), FX-PD w/SB4U BASE (C), FX-PD w/SB
be07d55e-4094-444f-9145-f42dc1b92bac | NFPA 170 AMPLIFIER RACK | RISER AMP |  | North | Hochiki |  | Amplifier |  |  |  | Assembly | TRUE | FNVDPS50 (70V) | + | Distributed Panel, Single Channel, 50W | 1 | [6 empty] | FALSE |  |  | *Refer to Install Sheet |  |  | #FFFF0000 | FA-NFPA 170 AMPLIFIER RACK | 1 | FALSE | FALSE | FALSE | 300 | [8 empty] | 7,12,18 |  |  |  | 50 | TRUE | [5 empty] | DESKTOP-7SAL8M7\acont | 2019-11-04 16:25 | THOR\acont | 2024-09-08 17:27
6079806b-c108-41ce-bd02-f42fd1ea9eda |  |  |  | North | NAPCO |  | Cards & Components |  |  |  | Card | TRUE | GEMC-BM | + | Burg Module | 1 | 0.75 | 2.5 |  |  |  |  | TRUE | [5 empty] | #FFFFFFFF |  |  | FALSE | FALSE | FALSE | [20 empty] | DESKTOP-7SAL8M7\acont | 2020-01-21 11:59 | THOR\acont | 2024-10-09 10:48
3beda57e-df15-4be3-9bfc-f4330a74632e | 170 BASIC SHAPE |  |  | North | Siemens |  | Hardware |  |  |  | Hardware | TRUE | ST-100 | 500-649713 | ST-100 10 FT SAMPLING | 1 | [12 empty] | #FFFF0000 | FA-170 BASIC SHAPE | 1 | FALSE | FALSE | FALSE | 5000 | [21 empty] | THOR\acont | 2024-09-08 17:27
3eff1599-99b6-4965-a261-f43f92fdc96f |  |  |  | North | Siemens | [5 empty] | Module | TRUE | BI-35 | 500-886220 | INTERFACE MODULE (1) SPACE | 1 | [12 empty] | #FFFFFFFF |  |  | FALSE | FALSE | FALSE | [20 empty] | DESKTOP-7SAL8M7\acont | 2019-08-13 09:04 | THOR\acont | 2024-10-09 10:48
1472a29f-edea-4cab-bd0b-f448037f4d1b | NFPA 170 CELL COMM | RISER CELL COMM |  | North | DMP |  | Cellular Communicator |  |  |  | Module | TRUE | 263LTE-V | ++ | Cellular Communicator for Verizon LTE | 1 | 0.02 | 0.047 |  |  | 12 |  | FALSE | [5 empty] | #FFFF0000 | FA-NFPA 170 CELL COMM | 1 | FALSE | FALSE | FALSE | 251 | [13 empty] | FALSE | [5 empty] | DESKTOP-7EIEB7A\acont | 2023-04-13 14:04 | THOR\acont | 2024-09-08 17:27 | Cloned from DMP 263LTE-V5 (12V) | [DMP, DSC, Honeywell, NAPCO] [IDC] 01 [TROUBLE] 263LTE, 263LTE-A, 263LTE-V, 263LTE-V5 (12V), 3G3070-CF HSPA, CDMA-FIRE, CellComSLC, CellComSLCF, CellComSLCZ, DUALCOMNF-LV (12V), DUALCOMNF-LV (24V), HWF2A-COM Main Board, HWF2V-COM Main Board, IPGSM-4G, TL [DMP] [AUX POWER] [*] 263LTE, 263LTE-A, 263LTE-V, 263LTE-V5 (12V), DUALCOMNF-LV (12V), DUALCOMNF-LV (24V) [DMP, DSC, NAPCO] [DACT] 01 [DACT] 263LTE, 263LTE-A, 263LTE-V, 263LTE-V5 (12V), 3G3070-CF HSPA, CDMA-FIRE, CellComSLC, CellComSLCF, CellComSLCZ, DUALCOMNF-LV (12V), DUALCOMNF-LV (24V), TL300CF | [DMP] 263LTE, 263LTE-A, 263LTE-V, 263LTE-V5 (12V)
6e47eb1b-1d31-4669-9e02-f44a8beede6d |  |  |  | North | System Sensor |  | Cards & Components |  |  |  | Card | TRUE | B501 | ++ | 4" Flangeless mounting base | 1 | 0.00015 | 0.006 |  |  |  |  | TRUE | FALSE |  |  |  |  | #FFFFFFFF |  |  | FALSE | FALSE | FALSE | [14 empty] | FALSE | [7 empty] | THOR\acont | 2024-10-09 10:48
ccbe091a-8a5a-4e55-8ce3-f44bd7ac883d | NFPA 170 AMPLIFIER RACK | RISER AMP |  | North | Potter |  | Amplifier |  |  |  | Assembly | TRUE | SCA-2570 (25V) | + | SINGLE CHANNEL 25W, 25V OR 70V SELECTABLE AMPLIFIER | 1 | [6 empty] | FALSE | [5 empty] | #FFFF0000 | FA-NFPA 170 AMPLIFIER RACK | 1 | FALSE | FALSE | FALSE | 300 | [8 empty] | 12 |  |  |  | 25 | TRUE | [5 empty] | DESKTOP-7EIEB7A\acont | 2021-12-13 22:20 | THOR\acont | 2024-09-08 17:27 | Cloned from Potter SCA-2570 (70V)
df9a235a-e60b-46b2-b081-f44c0fbd5a0f | NFPA 170 DOOR HOLDER |  |  | North | RSG |  | Door Holder |  |  |  | Module | TRUE | DH(24120)FPC |  | Door Holder, Flush Mount, Chrome | 1 | 0.02 | 0.04 |  |  |  |  | TRUE | [5 empty] | #FFFF0000 | FA-NFPA 170 DOOR HOLDER | 1 | FALSE | FALSE | FALSE | 2500 | [19 empty] | DESKTOP-7SAL8M7\acont | 2019-04-02 09:18 | THOR\acont | 2024-09-08 17:27 | Cloned from RSG DH(1224)FPC | [ASSA ABLOY, Bosch, Hochiki, N/A, Notifier, Potter, Rixson, RSG, Silent Knight, System Sensor] [AUX POWER] [DOOR RELEASE] 7200, ADI_K7-998TRI689, D370, D370C, DH Series, DH(1224)FPC, DH(1224)GPC, DH(1224)RPC, DH(1224)SPC, DH(24120)FPC, DH(24120)GPC, DH(2 [Bosch, Generic, Hochiki, N/A, Notifier, Potter, Rixson, RSG, Silent Knight, System Sensor] [RELAY] [DOOR RELEASE] 110VAC DOOR HOLDER, ADI_K7-998TRI689, D370, D370C, DH Series, DH(1224)FPC, DH(1224)GPC, DH(1224)RPC, DH(1224)SPC, DH(24120)FPC, DH(24120)GP [Bosch, Hochiki, N/A, Notifier, Potter, Rixson, RSG, Silent Knight, System Sensor] [AUX POWER] [DOOR RELEASE] ADI_K7-998TRI689, D370, D370C, DH Series, DH(1224)FPC, DH(1224)GPC, DH(1224)RPC, DH(1224)SPC, DH(24120)FPC, DH(24120)GPC, DH(24120)GPC2, DH(2412 [RSG] [AUX POWER] [*] DH(1224)FPC, DH(1224)GPC, DH(1224)RPC, DH(1224)SPC, DH(24120)FPC, DH(24120)GPC, DH(24120)GPC2, DH(24120)RPC, DH(24120)SPC
2b10adde-098b-4f64-a4f7-f45af4febe45 | NFPA 170 HORN STROBE CEILING |  |  | North | Eaton Wheelock |  | Horn/Strobe |  |  |  | Module | TRUE | EL3RMTSTA-ALW | ++ | CEILING HORN STROBE, AMBER, WHITE, WP | 1 | [6 empty] | TRUE | TRUE |  |  |  |  | #FF0070C0 | FA-NFPA 170 HORN STROBE CEILING | 1 | FALSE | FALSE | FALSE | 2020 | [16 empty] | C, WP |  |  | THOR\acont | 2024-09-11 19:32 | THOR\acont | 2024-10-09 10:48 | Cloned from Eaton Wheelock EL3RMTST-FR | [Eaton Wheelock] [NAC] [24VDC, STD HORN] EL3RMTSTA-ALW (C), EL3RMTSTA-NW (C), EL3RMTST-FR (C), EL3RMTST-FW (C), EL4XMTSTA-ALW (C), EL4XMTSTA-NW (C), EL4XMTST-FR (C), EL4XMTST-FW (C) [Eaton Wheelock] [NAC] [24VDC, HIGH HORN] EL3RMTSTA-ALW (C), EL3RMTSTA-NW (C), EL3RMTST-FR (C), EL3RMTST-FW (C), EL4XMTSTA-ALW (C), EL4XMTSTA-NW (C), EL4XMTST-FR (C), EL4XMTST-FW (C)
85e6603f-cb66-4d74-98ee-f45e1211c105 |  |  |  | North | Siemens | [5 empty] | Module | TRUE | FS-1200 | S54430-F300-A1 | LONG RANGE SIMULATOR- UV/IR | 1 | [12 empty] | #FFFFFFFF |  |  | FALSE | FALSE | FALSE | [20 empty] | DESKTOP-7SAL8M7\acont | 2019-08-13 09:04 | THOR\acont | 2024-10-09 10:48
064ff8d8-55d4-4d0c-8ca7-f4671ca34086 |  |  |  | North | Consilium |  | Cards & Components |  |  |  | Card | TRUE | 5100062-01A | ++ | Charger M H | 1 | 0.043 | 0.043 | 8 |  | 28 |  | TRUE | [5 empty] | #FFFFFFFF |  |  | FALSE | FALSE | FALSE | [20 empty] | DESKTOP-7EIEB7A\acont | 2022-07-26 08:30 | THOR\acont | 2024-10-09 10:48
f0966f13-7891-495e-9ede-f47287aacfc4 | NFPA 170 SMOKE DETECTOR |  |  | North | Hochiki |  | Smoke Detector |  |  |  | Module | TRUE | SLR-24V w/NS4-224 STANDARD BASE | SLR-24V w/NS4-224 STANDARD BASE | PHOTOELECTRIC SMOKE DETECTOR w/ STANDARD BASE | 1 |  | 0.196 |  |  |  |  | TRUE | TRUE |  | *Refer to Install Sheet |  |  | #FFFF0000 | FA-NFPA 170 SMOKE DETECTOR | 1 | FALSE | FALSE | FALSE | 1408 | [19 empty] | DESKTOP-0D6CQVA\lousc | 2019-10-06 17:46 | THOR\acont | 2024-09-08 17:27 | from Hochiki SOC-24V w/NS4-224 STANDARD BASE | [Hochiki] [IDC] 02 [IDC] SLR-24H w/HSC-220L LATCHING LED BASE (C), SLR-24H w/HSC-220R - 2 WIRE RELAY BASE (C), SLR-24H w/HSC-221L LATCHING LED BASE (C), SLR-24H w/HSC-221R - 2 WIRE RELAY BASE (C), SLR-24H w/HSC-224L LATCHING LED BASE (C), SLR-24H w/HSC-2
d108e65e-3dda-48f9-9a89-f479bf9707fe |  |  |  | North | Potter | [5 empty] | Module | TRUE | THERMOFLEX® CF-EWT Series |  | Explosion Proof Fixed Temperature Heat Detector | 1 | [6 empty] | FALSE | [5 empty] | #FFFFFFFF |  |  | FALSE | FALSE | FALSE | [14 empty] | FALSE | [7 empty] | THOR\acont | 2024-10-09 10:48
a91038d7-f6fb-493a-876c-f47c8b7fe55d |  |  |  | North | Siemens | [5 empty] | Module | TRUE | AA-30U | 500-884310 | CLASS A ALARM EXTENDER (1) SPACE | 1 | [12 empty] | #FFFFFFFF |  |  | FALSE | FALSE | FALSE | [20 empty] | DESKTOP-7SAL8M7\acont | 2019-08-13 09:04 | THOR\acont | 2024-10-09 10:48
fac6868d-2106-46ae-a1a8-f4803347f745 | NFPA 170 DOCUMENT BOX |  |  | North | ADI |  | Miscellaneous |  |  |  | Module | TRUE | 06-SSU00685 | 100601900 | ENCLOSURE FIRE ALARM DOCUMENTS | 1 | [6 empty] | TRUE | [5 empty] | #FFFF0000 | FA-NFPA 170 DOCUMENT BOX | 1 | FALSE | FALSE | FALSE | [20 empty] | DESKTOP-7SAL8M7\acont | 2019-07-08 19:57 | THOR\acont | 2024-09-08 17:27
cca18e0f-0011-4355-9cf0-f48d9852d671 | NFPA 170 SMOKE DETECTOR |  |  | North | Notifier |  | Smoke Detector |  |  |  | Module | TRUE | 1151 | ++ | Ionization Plug-In Detector, 100 Series™,Low Profile | 1 | 4e-05 | 0 |  |  |  |  | FALSE | TRUE |  |  |  |  | #FFFF0000 | FA-NFPA 170 SMOKE DETECTOR | 1 | FALSE | FALSE | FALSE | 1408 | [13 empty] | FALSE | [7 empty] | THOR\acont | 2024-09-08 17:27 | 20191121 AC Detector without base | [Chemtronics, Firelite, MIRCOM, Notifier, System Sensor] [IDC] 01 [*] [IDC 2-WIRE ++] 1151 (C), 1151EIS (C), 1400 (C), 1451 (C), 1451DH (C), 1451DHHT (C), 2100AT (C), 2100S (C), 2100TR (C), 2100TS (C), 2151 w/B110LP (C), 2151 w/B116LP (C), 2151 w/B401 (C
fea78557-3efc-4a8b-9717-f48e2a676bf9 | NFPA 170 FIRE ALARM CONTROL UNIT | RISER FACP |  | North | Potter |  | Fire Alarm Control Unit |  |  |  | Assembly | TRUE | PFC-5008 | + | Microprocessor-Based 8 Zone Conventional Fire Panel | 1 | [6 empty] | FALSE | [5 empty] | #FFFF0000 | FA-NFPA 170 FIRE ALARM CONTROL UNIT | 1 | FALSE | FALSE | FALSE | 202 |  |  | 7165-0328:0155 | [5 empty] | 4,8,12,18,24 |  |  | 5 |  | TRUE | [7 empty] | THOR\acont | 2024-09-08 17:27
47413a73-6d3b-4231-8a9e-f48e41af75de |  |  |  | North | Siemens | [5 empty] | Module | TRUE | PMI-DPU-ENC | S54430-S4-A1 | PMI-DPU-ENC : INCLUDES PMI-3, DE-2 , DPU | 1 | [12 empty] | #FFFFFFFF |  |  | FALSE | FALSE | FALSE | [20 empty] | DESKTOP-7SAL8M7\acont | 2019-08-13 09:04 | THOR\acont | 2024-10-09 10:48
368b1bb9-6520-46e2-be38-f491f3213020 |  |  |  | North | Bosch | [5 empty] | Module | TRUE | WGES24-75WR | * | WEATHERPROOF STROBE 75CAN RED | 1 | [12 empty] | #FFFFFFFF |  |  | FALSE | FALSE | FALSE | [22 empty] | THOR\acont | 2024-10-09 10:48 |  | [Bosch, Gentex, Hochiki, VES] [NAC] [UL MAX] VF4006-X0, WGES24-75PWR, WGES24-75PWRLP, WGES24-75PWW, WGES24-75PWWLP, WGES24-75WR, WGES24-75WRLP, WGES24-75WW, WGES24-75WWLP, WHES24-75WR, WHES24-75WW
57d9e298-3680-4e09-b9ec-f493c1bb2d20 | NFPA 170 MANUAL PULL |  |  | North | Apollo |  | Manual Station |  |  |  | Module | FALSE | SA5900-903APO | ++ | Intelligent Manual Call Point, White | 1 | 0.0001 | 0.004 |  |  |  |  | FALSE | TRUE |  |  |  |  | #FFFF0000 | FA-NFPA 170 MANUAL PULL | 1 | FALSE | FALSE | FALSE | 1408 | [13 empty] | FALSE | [5 empty] | DESKTOP-7EIEB7A\acont | 2023-02-13 09:26 | THOR\acont | 2024-09-08 17:27 | Cloned from Apollo SA5900-908APO | [Apollo] [SLC APOLLO MODULES/SENSORS] [*] [#1] 45681-800 (C), 45681-805 (C), 55000-001 (C), 55000-002 (C), 55000-005 (C), 55000-006 (C), 55000-009 (C), 55000-010 (C), 55000-450 w/45681-210UL (C), 55000-450 w/45681-225APO (C), 55000-450 w/45681-250USA (C) [Advanced, Apollo] [SLC APOLLO MODULES SENSORS] [*] [#1 SHARED ADDR ¦ MODULES] 45681-800 (C), 45681-805 (C), 55000-001 (C), 55000-002 (C), 55000-005 (C), 55000-006 (C), 55000-009 (C), 55000-010 (C), 55000-765 (C), 55000-790ADV, 55000-805ADV, 55000-806ADV
e57fb9f6-693a-474e-a0be-f49644b93f13 | NFPA 170 HORN STROBE |  |  | North | Edwards |  | Horn/Strobe |  |  |  | Module | TRUE | WGAVRA | ++ | Outdoor rated horn-strobe, red, alert | 1 | [6 empty] | FALSE | [5 empty] | #FF0070C0 | FA-NFPA 170 HORN STROBE | 1 | FALSE | FALSE | FALSE | 2012 | [13 empty] | FALSE |  |  | WP |  |  | THOR\acont | 2024-04-09 07:43 | THOR\acont | 2024-09-08 17:27 | Cloned from Edwards G4AVRF | [Edwards, Kidde] [NAC] [VDC, TEMPORAL] WGAVRA, WGAVRF, WGAVRF-FR, WGAVRF-SP, WGAVRN, WGAVWA, WGAVWF, WGAVWF-FR, WGAVWF-SP, WGAVWN
e687d9f2-8267-44ae-acae-f496b92a334c | NFPA 170 SPEAKER STROBE |  |  | North | Eaton Wheelock |  | Speaker/Strobe |  |  |  | Module | TRUE | E60-24MCWH-FW |  | Speaker/Strobe, 24 VDC, Multi-Candela, , 25/70 Vrms, white | 1 | 0 | 0.455 |  |  |  |  | FALSE | FALSE |  |  |  |  | #FF0070C0 | FA-NFPA 170 SPEAKER STROBE | 1 | FALSE | FALSE | FALSE | 2019 | [13 empty] | FALSE | [7 empty] | THOR\acont | 2024-09-08 17:27 |  | [Eaton Wheelock, Hochiki] [AUDIO 70.7v] [70V AUDIO] E60-24MCC-FR (C), E60-24MCC-FW (C), E60-24MCCH-FR (C), E60-24MCCH-FW (C), E60-24MCW-FR, E60-24MCW-FW, E60-24MCWH-FR, E60-24MCWH-FW, E60-R, E60-W [Eaton Wheelock, Hochiki] [NAC] E60-24MCWH-FR, E60-24MCWH-FW [Eaton Wheelock, Hochiki] [AUDIO 25v] [25V AUDIO] E60-24MCC-FR (C), E60-24MCC-FW (C), E60-24MCCH-FR (C), E60-24MCCH-FW (C), E60-24MCW-FR, E60-24MCW-FW, E60-24MCWH-FR, E60-24MCWH-FW, E60-R, E60-W
93513e4c-5700-4c82-abe5-f4972044d542 | NFPA 170 PRESSURE SWITCH |  |  | East | Kidde |  | Pressure Switch |  |  |  | Module | TRUE | 45-500537-001 (ATEX) | ++ | Supervisory Pressure Switch | 1 | [6 empty] | FALSE | FALSE | PROVIDED BY SPRINKLER CONTRACTOR |  | PROVIDED BY OTHERS |  | #FFFF0000 | FA-NFPA 170 PRESSURE SWITCH | 1 | FALSE | FALSE | FALSE | 913 | [13 empty] | FALSE | [5 empty] | DESKTOP-7EIEB7A\acont | 2022-10-12 14:13 | THOR\acont | 2024-09-08 17:27 | Cloned from Kidde 85-111540-001 CLONED CLONED CLONED CLONED | [Edwards, Kidde] [IDC] 01 06-118262-001, 06-118537-001 (ATEX), 30-3013, 45-118500-001, 45-500537-001 (ATEX), 70985018 (10611105), 70985020 (70985075), 70985021 (70985076), 70985022 (70985077), 70985023 (70985078), 70985024 (70985079), 70985025 (70985080)
71e2debb-090a-46c2-bcbc-f49afee409f8 | CADGEN DOOR CONTACT |  |  | North | NASCOM |  | Door Contact |  |  |  | Module | TRUE | N707AU/STR3 | ++ |  | 1 |  |  |  |  | 1.5 | [7 empty] | #FFFF0000 | FA-CADGEN DOOR CONTACT | 1 | FALSE | FALSE | FALSE | [17 empty] | REX |  |  | THOR\acont | 2023-11-10 12:48 | THOR\acont | 2024-09-08 17:27 | Cloned from NASCOM N707AU/ST CLONED CLONED CLONED CLONED CLONED CLONED CLONED CLONED CLONED CLONED | [NASCOM] [ACCESS CONTROL INPUT] [*] [INPUT] C CONTACT, D CONTACT, MET-200, MET-200 AR, MET-201B, MET-201B AR, MET-202C, MET-202C AR, MET-202C AR-WP18, MET-204C, MET-204C AR, N1178CGSHK/STO36W1, N200AU/ST036, N200AU/ST036 x 2, N505AUTMC, N707AU/M, N707AU/ [NASCOM] [IDC] 01 [INPUT] C CONTACT, D CONTACT, MET-200, MET-200 AR, MET-201B, MET-201B AR, MET-202C, MET-202C AR, MET-202C AR-WP18, MET-204C, MET-204C AR, N1178CGSHK/STO36W1, N200AU/ST036, N200AU/ST036 x 2, N505AUTMC, N707AU/M, N707AU/ST, N707AU/STATS,
23eecad8-cc73-4393-ab2a-f49b4f72566b | NFPA 170 ADDRESSABLE INPUT MONITOR MODULE |  |  | North | Apollo |  | Addressable Module |  |  |  | Module | FALSE | 55000-805ADV | + | Switch Monitor | 1 | 0.0006 | 0.0006 |  |  |  |  | FALSE | [5 empty] | #FFFF0000 | FA-NFPA 170 ADDRESSABLE INPUT MONITOR MODULE | 1 | FALSE | FALSE | FALSE | 1000 | [13 empty] | FALSE | [7 empty] | THOR\acont | 2024-09-08 17:27 |  | [Apollo] [SLC APOLLO MODULES/SENSORS] [#2] 55000-790ADV, 55000-805ADV, 55000-806ADV, 55000-830ADV, 55000-831ADV, SA4700-102APO [Advanced, Apollo] [SLC APOLLO MODULES SENSORS] [*] [#1 SHARED ADDR ¦ MODULES] 45681-800 (C), 45681-805 (C), 55000-001 (C), 55000-002 (C), 55000-005 (C), 55000-006 (C), 55000-009 (C), 55000-010 (C), 55000-765 (C), 55000-790ADV, 55000-805ADV, 55000-806ADV | [Apollo] 55000-790ADV, 55000-805ADV, 55000-806ADV, A901-CTRL I/O, D900-CTRL I/O, D900-CTRL I/O-4A
f4e2db1d-5062-465c-a823-f4ad540e9687 | NFPA 170 SMOKE DETECTOR |  |  | North | MIRCOM |  | Smoke Detector |  |  |  | Module | TRUE | MIX-1251B w/B200SR-LF-WH | + | Intelligent Ionization Smoke Sensor, Low Frequency Sounder Base | 1 | 0.0003 | 0.0065 |  |  |  |  | FALSE | TRUE |  |  |  |  | #FFFF0000 | FA-NFPA 170 SMOKE DETECTOR | 1 | FALSE | FALSE | FALSE | 1408 | [13 empty] | FALSE |  |  | I, LF |  |  | DESKTOP-7SAL8M7\acont | 2019-04-14 08:11 | THOR\acont | 2024-09-08 17:27 | 20191121 AC Detector with base | [MIRCOM, Monaco Enterprises] [AUX POWER] [24 VDC] 721-121-00 w/B200SR-LF-WH (C), 721-124-00 w/B200SR-LF-WH (C), 722-121-00 w/B200SR-LF-WH (C), 722-406-00 w/B200SR-LF-WH (C), 723-345-00 w/B200SR-LF-WH (C), 723-353-00 w/B200SR-LF-WH (C), 723-361-00 w/B200S [MIRCOM] [SLC MODULES SENSORS] [*] [#2 SHARED ADDR ¦ SENSORS] DNR w/MIX-2251BR (C), DNR w/MIX-2351RAP (C), MIX-1251AP w/B200SR-LF-WH (C), MIX-1251AP w/B200SR-WH (C), MIX-1251AP w/B210LP (C), MIX-1251AP w/B224RB-WH (C), MIX-1251AP w/B501 (C), MIX-1251B w/ [MIRCOM] [SLC SENSORS] [*] [#4 TYPE ADDR ¦ SENSORS] DNR w/MIX-2251BR (C), DNR w/MIX-2351RAP (C), MIX-1251AP w/B200SR-LF-WH (C), MIX-1251AP w/B200SR-WH (C), MIX-1251AP w/B210LP (C), MIX-1251AP w/B224RB-WH (C), MIX-1251AP w/B501 (C), MIX-1251B w/B200SR-LF-
ebd90537-a69a-4b1f-8e16-f4afb57c40ad | NFPA 170 HORN STROBE |  |  | North | Eaton Wheelock |  | Horn/Strobe |  |  |  | Module | TRUE | ELHSR-N | + | WALL HORN STROBE, RED, NONE | 1 | [6 empty] | TRUE | [5 empty] | #FF0070C0 | FA-NFPA 170 HORN STROBE | 1 | FALSE | FALSE | FALSE | 2020 | [19 empty] | DESKTOP-7EIEB7A\acont | 2021-04-29 09:45 | THOR\acont | 2024-09-08 17:27 | Cloned from Eaton Wheelock ELHSR-A | [Eaton Wheelock] [NAC] [24VDC, LOW CONT.] ELHSR, ELHSR-A, ELHSR-N, ELHSW, ELHSW-A, ELHSW-AL, ELHSW-EV, ELHSW-N [Eaton Wheelock] [NAC] [24VDC, HIGH CONT.] ELHSR, ELHSR-A, ELHSR-N, ELHSW, ELHSW-A, ELHSW-AL, ELHSW-EV, ELHSW-N
93aeab02-826b-4518-a109-f4b8ec1fde43 |  |  |  | North | Edwards |  | Hardware |  |  |  | Hardware | TRUE | FW-UL6CC1 |  | FireWorks FW-UL6W or FW-UL6S computer cable cover kit. | 1 | [6 empty] | FALSE | [5 empty] | #FFFFFFFF |  |  | FALSE | FALSE | FALSE | [14 empty] | FALSE | [7 empty] | THOR\acont | 2024-10-09 10:48
6cc6bea0-bc20-44ff-b71a-f4bca3e25545 |  |  |  | North | Gamewell FCI |  | Hardware |  |  |  | Hardware | TRUE | FCI-DR-D4B |  | Blank door, lock & keys, for backbox accepting 4 chassis, (Black) | 1 | [6 empty] | FALSE | [5 empty] | #FFFFFFFF |  |  | FALSE | FALSE | FALSE | [14 empty] | FALSE | [7 empty] | THOR\acont | 2024-10-09 10:48
050bb844-2536-4eb3-9c3f-f4c8c7e2635a | NFPA 170 DUCT SMOKE DETECTOR |  |  | North | Silent Knight |  | Duct Smoke Detector |  |  |  | Module | TRUE | DNRW w/SK-PHOTO-R-W | ++ | Watertight intelligent non-relay photoelectric low flow duct smoke detector housing w/detector | 1 | 0.0002 | 0.0045 |  |  |  |  | FALSE | TRUE | FLUSH |  | N/A | N/A | #FFFF0000 | FA-NFPA 170 DUCT SMOKE DETECTOR | 1 | FALSE | FALSE | FALSE | 1400 |  |  | 3242-1653:0209 | [10 empty] | FALSE | [5 empty] | DESKTOP-7EIEB7A\acont | 2023-02-19 07:34 | THOR\acont | 2024-09-08 17:27 | Cloned from Silent Knight DNR w/SK-PHOTO-R-W | [Silent Knight, System Sensor] [SLC SK SENSORS] [*] [#4 TYPE ADDR ¦ SENSORS] DNR w/SK-PHOTO-R-W (C), DNRW w/SK-PHOTO-R-W (C), HFS-D (C), HFS-P (C), HFS-PT (C), HFS-T (C), OSI-RI-SK (C), SK-ACCLIMATE (C), SK-BEAM (C), SK-DUCT-W w/SK-PHOTO-R-W (C), SK-FIRE [Farenhyt, Silent Knight] [SLC MODULES SENSORS] [*] [#2 SHARED ADDR ¦ SENSORS] CO1224TR w/ IDP-MINIMON, CO1224TR w/ IDP-MONITOR, DNR w/IDP-PHOTO-R-W (C), DNR w/SK-PHOTO-R-W (C), DNRW w/IDP-PHOTO-R-W (C), DNRW w/SK-PHOTO-R-W (C), HFS-D (C), HFS-P (C), HFS | [Farenhyt, MIRCOM, Monaco Enterprises, Silent Knight, System Sensor] 723-367-00, 723-368-00, D2, D4120, D4120W, DH100ACDCI, DH100ACDCLP, DH100P, DNR w/IDP-PHOTO-R-W, DNR w/SK-PHOTO-R-W, DNRW w/IDP-PHOTO-R-W, DNRW w/SK-PHOTO-R-W, IDP-DUCT-W w/IDP-PHOTO-R-W
f16ff528-128d-473e-b40c-f4d189f75c85 | NFPA 170 FIRE ALARM CONTROL UNIT | RISER FACP |  | North | Notifier |  | Fire Alarm Control Unit |  |  |  | Assembly | TRUE | SFP-2402 |  | FIRE ALARM CONTROL PANEL, CONVENTIONAL | 1 | [6 empty] | FALSE | FALSE |  |  |  |  | #FFFF0000 | FA-NFPA 170 FIRE ALARM CONTROL UNIT | 1 | FALSE | FALSE | FALSE | 203 | [8 empty] | 7,12,18 |  |  |  |  | TRUE | [7 empty] | THOR\acont | 2024-09-08 17:27
92ba4864-6772-4b19-84ec-f4d497fe75a9 | NFPA 170 HORN |  |  | North | Eaton Wheelock |  | Horn |  |  |  | Module | TRUE | LHNW3 |  | HRN,WALL,WHT | 1 | [7 empty] | FALSE |  |  |  |  | #FF0070C0 | FA-NFPA 170 HORN | 1 | FALSE | FALSE | FALSE | 2010 | [19 empty] | DESKTOP-7SAL8M7\acont | 2020-10-28 08:13 | THOR\acont | 2024-09-08 17:27 | Cloned from Eaton Wheelock LHNWC3 | [Eaton Wheelock] [NAC] [UL MAX, HIGH DB] LHNR3, LHNW3
26eae628-15f8-4361-856d-f4d562753211 | NFPA 170 STROBE WALL |  |  | North | Hochiki |  | Strobe |  |  |  | Module | TRUE | HES3-24WR |  | Selectable Candela, Low Profile Evacuation Strobe, Red | 1 | 0 | 0.116 |  |  |  |  | FALSE |  |  | *Refer to Install Sheet |  |  | #FF0070C0 | FA-NFPA 170 STROBE WALL | 1 | FALSE | FALSE | FALSE | 2023 | [13 empty] | FALSE | [5 empty] | DESKTOP-7SAL8M7\acont | 2019-12-04 14:09 | THOR\acont | 2024-09-08 17:27 | Cloned from Gentex GES3-24WR | [Gentex, Hochiki, VES] [NAC] [UL MAX] GES3-24WR, GES3-24WW, HES3-24WR, HES3-24WW, VF4001-X0 [Hochiki] [NAC] [24 VDC] HES3-24WR, HES3-24WW
0c25f899-b683-40dd-b9c7-f4d79ac2e910 |  |  |  | North | Autocall |  | Hardware |  |  |  | Hardware | TRUE | 2081-9275 | ++ | System Batteries, Sealed Lead-Acid, 18 Ah | 1 | 0 | 0 |  |  |  |  | TRUE | [5 empty] | #FFFFFFFF |  |  | FALSE | FALSE | FALSE | [20 empty] | DESKTOP-0D6CQVA\lousc | 2019-06-16 10:58 | THOR\acont | 2025-02-04 10:07 | Cloned from AutoCall 2081-9274
040a4ad7-210a-42ea-98cf-f4dcda5ecd38 |  |  |  | North | MIRCOM | [5 empty] | Module | TRUE | FDX-008WKI | new | Fan Damper Control Module provides switch operation of 7 fan damper zones and one keyswitch operation of the 8th fan damper zone | 1 | [12 empty] | #FFFFFFFF |  |  | FALSE | FALSE | FALSE | [20 empty] | THOR\acont | 2024-02-24 16:13 | THOR\acont | 2024-10-09 10:48
34aa1439-a192-4abf-a8b6-f4e1da2f889a | NFPA 170 SMOKE HEAT DETECTOR |  |  | North | Edwards |  | Smoke/Heat Detector |  |  |  | Module | TRUE | SIGA-OSHD w/SIGA-IB BASE | ++ | Multisensor Smoke and Heat Detector | 1 | 3.2e-05 | 4.5e-05 |  |  |  |  | FALSE | TRUE |  |  |  |  | #FFFF0000 | FA-NFPA 170 SMOKE HEAT DETECTOR | 1 | FALSE | FALSE | FALSE | 1408 | [13 empty] | FALSE | [5 empty] | DESKTOP-7EIEB7A\acont | 2021-06-10 11:08 | THOR\acont | 2024-10-08 16:47 | Cloned from Edwards SIGA-OSCD w/SIGA-IB BASE | [Edwards, Kidde] [SLC EST MODULES SENSORS] [*] [#2 SHARED ADDR ¦ SENSORS] KI-DDOS (C), SIGA2-COS w/SIGA-AB4G BASE, SIGA2-COS w/SIGA-AB4G-LF BASE, SIGA2-COS w/SIGA-AB4GT BASE, SIGA2-COS w/SIGA-IB BASE, SIGA2-COS w/SIGA-RB BASE, SIGA2-COS w/SIGA-SB BASE, S [Edwards, Kidde] [SLC EST SENSORS] 01 [*] [EST3, iO1000] DS-HFS (C), DS-PS (C), FX-HD w/IB4U BASE, FX-HD w/RB4U BASE, FX-HD w/SB4U BASE, FX-HD w/SB4U-LF BASE, FX-HD wB4U BASE, FX-PD w/B4U BASE (C), FX-PD w/IB4U BASE (C), FX-PD w/SB4U BASE (C), FX-PD w/SB [Edwards, Kidde] [SLC EST SENSORS] [*] [#4 TYPE ADDR ¦ SENSORS] KI-DDOS (C), SIGA2-COS w/SIGA-AB4G BASE, SIGA2-COS w/SIGA-AB4G-LF BASE, SIGA2-COS w/SIGA-AB4GT BASE, SIGA2-COS w/SIGA-IB BASE, SIGA2-COS w/SIGA-RB BASE, SIGA2-COS w/SIGA-SB BASE, SIGA2-HCOS [Edwards, Kidde] [SLC EST MODULES/SENSORS] 01 [*] [iO64] DS-HFS (C), DS-PS (C), FX-HD w/IB4U BASE, FX-HD w/RB4U BASE, FX-HD w/SB4U BASE, FX-HD w/SB4U-LF BASE, FX-HD wB4U BASE, FX-PD w/B4U BASE (C), FX-PD w/IB4U BASE (C), FX-PD w/SB4U BASE (C), FX-PD w/SB
40833a87-181b-46ec-bd20-f4ecdbd8281c | NFPA 170 AMPLIFIER RACK | RISER AMP |  | North | Notifier |  | Amplifier |  |  |  | Assembly | TRUE | DAA2-5070-CLA | 2204153 | Digital Audio Amplifier Transponder Assembly - Configuration 2204153 | 1 | [6 empty] | FALSE |  | SURFACE |  | PROVIDED ("WX"HX"D) | N/A | #FFFF0000 | FA-NFPA 170 AMPLIFIER RACK | 1 | FALSE | FALSE | FALSE | 300 |  |  | 7165-0028:0224 | [5 empty] | 7,12,18,26,55,100 |  |  |  |  | TRUE | [5 empty] | DESKTOP-7EIEB7A\acont | 2022-04-15 17:39 | THOR\acont | 2024-09-08 17:27 | Cloned from Notifier AMPLIFIER CABINET (2x DAA2-5070)
f2e5198d-9b37-4af6-9b5b-f4efafaeb5c4 |  |  |  | North | Hochiki |  | Cards & Components |  |  |  | Card | TRUE | EVX-25E-H | + | 25W Voice Evacuation Module | 1 | 0.18 | 2.5 |  |  |  |  | TRUE | [5 empty] | #FFFFFFFF |  |  | FALSE | FALSE | FALSE | [20 empty] | DESKTOP-7SAL8M7\acont | 2019-11-05 06:01 | THOR\acont | 2024-10-09 10:48 |  |  | [Hochiki] EVX-25E-H, EVX-25EM-H
e35f0144-0a68-4f91-aed9-f4f683bbc58f | NFPA 170 SMOKE DETECTOR |  |  | North | Edwards |  | Smoke Detector |  |  |  | Module | TRUE | SIGA-PD w/SIGA-AB4GT BASE | ++ | Photoelectric smoke detector | 1 | 3.2e-05 | 3.2e-05 |  |  |  |  | FALSE | TRUE |  |  |  |  | #FFFF0000 | FA-NFPA 170 SMOKE DETECTOR | 1 | FALSE | FALSE | FALSE | 1408 | [13 empty] | FALSE | [7 empty] | THOR\acont | 2024-10-08 16:47 | 20191121 AC Detector with base | [Edwards, Kidde] [SLC EST SENSORS] [*] [#4 TYPE ADDR ¦ SENSORS] KI-DDOS (C), SIGA2-COS w/SIGA-AB4G BASE, SIGA2-COS w/SIGA-AB4G-LF BASE, SIGA2-COS w/SIGA-AB4GT BASE, SIGA2-COS w/SIGA-IB BASE, SIGA2-COS w/SIGA-RB BASE, SIGA2-COS w/SIGA-SB BASE, SIGA2-HCOS [Edwards, Kidde] [SLC EST SENSORS] 01 [*] [EST3, iO1000] DS-HFS (C), DS-PS (C), FX-HD w/IB4U BASE, FX-HD w/RB4U BASE, FX-HD w/SB4U BASE, FX-HD w/SB4U-LF BASE, FX-HD wB4U BASE, FX-PD w/B4U BASE (C), FX-PD w/IB4U BASE (C), FX-PD w/SB4U BASE (C), FX-PD w/SB [Edwards, Kidde] [SLC EST MODULES/SENSORS] 01 [*] [iO64] DS-HFS (C), DS-PS (C), FX-HD w/IB4U BASE, FX-HD w/RB4U BASE, FX-HD w/SB4U BASE, FX-HD w/SB4U-LF BASE, FX-HD wB4U BASE, FX-PD w/B4U BASE (C), FX-PD w/IB4U BASE (C), FX-PD w/SB4U BASE (C), FX-PD w/SB [Edwards, Kidde] [SLC EST MODULES SENSORS] [*] [#2 SHARED ADDR ¦ SENSORS] KI-DDOS (C), SIGA2-COS w/SIGA-AB4G BASE, SIGA2-COS w/SIGA-AB4G-LF BASE, SIGA2-COS w/SIGA-AB4GT BASE, SIGA2-COS w/SIGA-IB BASE, SIGA2-COS w/SIGA-RB BASE, SIGA2-COS w/SIGA-SB BASE, S [Edwards, Kidde] [AUX POWER] KI-COD w/KI-ABDT BASE (C), KI-HCD w/KI-ABDT BASE, KI-HRD w/KI-ABDT BASE, KI-PCD w/KI-ABDT BASE (C), KI-PD w/KI-ABDT BASE (C), KI-PHCD w/KI-ABDT BASE (C), KI-PHD w/KI-ABDT BASE (C), KIR-COD w/KI-ABDT BASE (C), KIR-HCD w/KI-ABD
3a87c5f1-e401-466b-87c5-f4f6c32d32a9 | NFPA 170 SPEAKER CEILING |  |  | North | Eaton Wheelock |  | Speaker |  |  |  | Module | TRUE | E90-R |  | Speaker, 25 or 70.7 Vrms, 1/8 to 2 watts | 1 | [6 empty] | FALSE | TRUE |  |  |  |  | #FF0070C0 | FA-NFPA 170 SPEAKER CEILING | 1 | FALSE | FALSE | FALSE | 2019 | [13 empty] | FALSE | [7 empty] | THOR\acont | 2024-09-08 17:27 |  | [Eaton Wheelock] [AUDIO 25v] [, 25V AUDIO] E90-R (C), E90-W (C) [Eaton Wheelock] [AUDIO 70.7v] [70V AUDIO] E90-R (C), E90-W (C)
95f06446-26b4-4aca-8a42-f4f74c081353 | NFPA 170 STROBE WALL |  |  | North | Federal Signal |  | Strobe |  |  |  | Module | TRUE | 141ST-024A |  | Electraflash Strobe Light, Amber | 1 | 0 | 0.38 |  |  |  |  | FALSE | [5 empty] | #FF0070C0 | FA-NFPA 170 STROBE WALL | 1 | FALSE | FALSE | FALSE | 2023 | [13 empty] | FALSE |  |  | WP |  |  | THOR\acont | 2024-07-11 13:24 | THOR\acont | 2024-09-08 17:27 | Cloned from Federal Signal 191XL-024A | [Federal Signal] [NAC] [24 VDC] 141ST-024A, 141ST-024B, 141ST-024G, 141ST-024R
d50cf64f-e0e1-48c0-bdb7-f4fe1485e293 |  |  |  | North | Edwards |  | Hardware |  |  |  | Hardware | TRUE | MN-HSEMN12 |  | EASE modeling interior direct/reflected energy. Up to (12) interior 3D substructures overlaid on provided PDF/CAD plan view drawing. Modeling based on 125-2Khz band and provide medium resolution graphics with 3dB steps in propagation for up to (10) acoustic device/array locations onto chloropleth map. Scale limit of this offer is for 250,000 square foot venue. | 1 | [6 empty] | FALSE | [5 empty] | #FFFFFFFF |  |  | FALSE | FALSE | FALSE | [14 empty] | FALSE | [7 empty] | THOR\acont | 2024-10-09 10:48
964572a8-e8a6-4410-b109-f506b72f62a7 | NFPA 170 STROBE WALL |  |  | North | Potter |  | Strobe |  |  |  | Module | TRUE | S-24WR-WP |  | Outdoor Strobe, Fixed 75 Candela, Standard Enclosure, Red | 1 | 0 | 0.112 |  |  |  |  | FALSE | FALSE |  |  |  |  | #FF0070C0 | FA-NFPA 170 STROBE WALL | 1 | FALSE | FALSE | FALSE | 2023 | [13 empty] | FALSE |  |  | WP |  |  |  |  | THOR\acont | 2024-09-08 17:27 |  | [Potter] [NAC] [24 VDC] S-24PWR-WP, S-24PWW-WP, S-24WR-WP, S-24WW-WP, SLP-24PWR-WP, SLP-24PWW-WP, SLP-24WR-WP, SLP-24WW-WP
3e462323-0175-447d-a12c-f5071e5ac193 | NFPA 170 NON ADDRESSABLE RELAY |  |  | North | Edwards |  | Non-Addressable Relay |  |  |  | Module | TRUE | CRCRL |  | Card Reader Controller Accessory Relay | 1 | [6 empty] | FALSE | [5 empty] | #FFFF0000 | FA-NFPA 170 NON ADDRESSABLE RELAY | 1 | FALSE | FALSE | FALSE | 1300 | [13 empty] | FALSE | [7 empty] | THOR\acont | 2024-09-08 17:27
dd46b754-4a91-42d8-bcf0-f516562ad275 |  |  |  | North | Autocall |  | Cards & Components |  |  |  | Card | TRUE | A100-3117 | + | Loop IDNet Master Controller, Max. Load | 1 | 0.25 | 0.35 |  |  |  |  | TRUE | [5 empty] | #FFFFFFFF |  |  | FALSE | FALSE | FALSE | [20 empty] | DESKTOP-QGO6JOK\acont | 2021-08-18 09:04 | THOR\acont | 2024-10-09 10:48 | Cloned from AutoCall A100-3112 |  | [Autocall] A100-3117
f88e373d-e0d4-4224-a4a4-f528faaa49f7 |  |  |  | North | Siemens |  | Hardware |  |  |  | Hardware | TRUE | FHA2043-R1 | S54400-B57-A1 | Trim kit (3HU, red) Red trim kit for FHD2005 enclosure. This optional trim kit is used to dress the appearance of the enclosure when used in flush mounted applications. | 1 | [6 empty] | FALSE | [5 empty] | #FFFFFFFF |  |  | FALSE | FALSE | FALSE | [20 empty] | AULAPTOP-PC\Aulaptop | 2019-04-08 04:31 | THOR\acont | 2024-10-09 10:48 | Cloned from Siemens New Part CLONED
2c8aab51-79f2-4102-b443-f52f56e9b14c | NFPA 170 MANUAL PULL |  |  | North | Janus |  | Manual Station |  |  |  | Module | TRUE | SGX-32SK1 |  | Explosion-Proof Manual Pull Station | 1 | [6 empty] | FALSE | [5 empty] | #FFFF0000 | FA-NFPA 170 MANUAL PULL | 1 | FALSE | FALSE | FALSE | 957 | [13 empty] | FALSE |  |  | XP |  |  | DESKTOP-QGO6JOK\acont | 2021-06-01 11:30 | THOR\acont | 2024-09-08 17:27 | Cloned from Janus SG-42SK1 | [Janus] [IDC] 01 20722, ARS-1, LOS-1, MAS-1, MAS-2, MMS-1, MMS-4, MRS-1, SG-42SK1, SGX-32SK1
483f635b-fd0d-45b3-b84c-f530afc883d2 | NFPA 170 MANUAL PULL |  |  | North | Crouse-Hinds |  | Manual Station |  |  |  | Module | TRUE | SM87PBL |  | Push Button Fire Alarm Call Point—Explosionproof | 1 | [6 empty] | FALSE | FALSE |  |  |  |  | #FFFF0000 | FA-NFPA 170 MANUAL PULL | 1 | FALSE | FALSE | FALSE | 957 | [13 empty] | FALSE |  |  | XP |  |  | DESKTOP-7EIEB7A\acont | 2022-08-09 14:24 | THOR\acont | 2024-09-08 17:27 | Cloned from Notifier XAL-53 | [Crouse-Hinds] [IDC] 01 PB, SM87BG, SM87PBL
62e02413-9230-472f-a7a4-f53141031d16 | NFPA 170 MAINTENANCE DISCONNECT SWITCH |  |  | North | Block Definition Only |  | Switch |  |  |  | Module | TRUE | NFPA 170 MAINTENANCE DISCONNECT SWITCH |  | NFPA 170 MAINTENANCE DISCONNECT SWITCH | 1 | [12 empty] | #FFFF0000 | FA-NFPA 170 MAINTENANCE DISCONNECT SWITCH | 1 | FALSE | FALSE | FALSE | 910 | [19 empty] | AULAPTOP-PC\Aulaptop | 2020-03-26 07:41 | THOR\acont | 2024-09-08 17:27
fbb1507a-c7e3-4512-9f98-f5356e800f1c |  |  |  | North | Autocall |  | Cards & Components |  |  |  | Card | TRUE | A007-9201 CPU | ++ | CPU Assembly | 1 | 0.18 | 0.185 |  |  |  |  | TRUE | [5 empty] | #FFFFFFFF |  |  | FALSE | FALSE | FALSE | [9 empty] | 7,12,18 |  |  |  |  | TRUE | [5 empty] | DESKTOP-7SAL8M7\acont | 2020-05-12 07:54 | THOR\acont | 2024-10-09 10:48 | Cloned from AutoCall A007-9201 |  | [Autocall, Simplex] 4007-9201 CPU, A007-9201 CPU
f047632f-cca1-4e1a-b77f-f53fe98a8fb5 | NFPA 170 MANUAL PULL |  |  | North | Siemens |  | Manual Station |  |  |  | Module | TRUE | MSI-20B | 500-893081 | INTELL MAN STATN, DOUBLE ACTION | 1 | [6 empty] | FALSE | [5 empty] | #FFFF0000 | FA-NFPA 170 MANUAL PULL | 1 | FALSE | FALSE | FALSE | 957 | [13 empty] | FALSE | [7 empty] | THOR\acont | 2024-09-08 17:27
6c5cd099-b954-4582-9585-f540eae31c3c | NFPA 170 MANUAL PULL |  |  | North | Autocall |  | Manual Station |  |  |  | Module | TRUE | A2099-9107 | ++ | Non-Coded, Non-Addressable Manual Station, Single Action | 1 | [6 empty] | FALSE | TRUE | Flush | Single gang box 2-1/2" deep 4" square box, 2-1/8" (54 mm) minimum | 5" H x 3-3/4" W x 1" D (127 mm x 95 mm x 25 mm) |  | #FFFF0000 | FA-NFPA 170 MANUAL PULL | 1 | FALSE | FALSE | FALSE | 1408 | [13 empty] | FALSE |  |  | SBP |  |  | THOR\acont | 2024-02-06 07:06 | THOR\acont | 2024-09-08 17:27 | Cloned from Simplex 2099-9107 | [Autocall, Simplex] [IDC] 01 2098-9201 (C), 2098-9202 (C), 2098-9203 (C), 2098-9208 (C), 2098-9576 (C), 2099-9101 (C), 2099-9102 (C), 2099-9103 (C), 2099-9104 (C), 2099-9105 (C), 2099-9107 (C), 2099-9108 (C), 2099-9754 (C), 2099-9755 (C), 2099-9756 (C),
14a36167-7201-4f47-8ab8-f5424db50dad |  |  |  | North | Kidde |  | Cards & Components |  |  |  | Card | TRUE | APS6A Mainboard |  | Mainboard for APS6A assembly | 1 | 0.07 | 0.27 |  |  |  |  | TRUE | [5 empty] | #FFFFFFFF |  |  | FALSE | FALSE | FALSE | [14 empty] | FALSE | [5 empty] | DESKTOP-7SAL8M7\acont | 2020-01-02 07:57 | THOR\acont | 2024-10-09 10:48 | Cloned from Edwards APS6A Mainboard | [Altronix, Edwards, Harrington, Kidde] [NAC Trigger] AL1002ULADA Main Board, AL1002ULADA Main Board, APS10A Mainboard, APS6A Mainboard, BPS10A Mainboard, BPS10A/230 Mainboard, BPS6A Mainboard, BPS6A/230 Mainboard, MIRBPS10A Mainboard, MIRBPS10A/230 Mainb [Edwards, Kidde] [VAC ] 2IDC, 76-600000-001 Main Board, 76-800xxx-xxx Main Board, 77-600000-901 Main Board, 84-732001-901 Main Board, APS10A Mainboard, APS6A Mainboard, BPS10A Mainboard, BPS10A/230 Mainboard, BPS6A Mainboard, BPS6A/230 Mainboard, EST1-2Z | [Edwards, Kidde] APS10A Mainboard, APS6A Mainboard, BPS10A Mainboard, BPS10A/230 Mainboard, BPS6A Mainboard, BPS6A/230 Mainboard, MIRBPS10A Mainboard, MIRBPS10A/230 Mainboard, MIRBPS6A Mainboard, MIRBPS6A/230 Mainboard
bd23161f-4c8a-4b71-9588-f544f98cea77 | AEC PULL STATION |  |  | North | CWSI |  | Manual Station |  |  |  | Module | TRUE | 310 |  | MANUAL PULL STATION, WIRELESS | 1 | [6 empty] | TRUE | [5 empty] | #FFFF0000 | FA-AEC PULL STATION | 1 | FALSE | FALSE | FALSE |  |  |  | 7150-2013:0104 | [16 empty] | AULAPTOP-PC\Aulaptop | 2019-10-15 04:30 | THOR\acont | 2024-09-08 17:27 | Cloned from New Part CLONED CLONED CLONED CLONED CLONED CLONED | [CWSI] [CWSI PULL STATIONS] 310
3775a7b2-757c-4097-b0b1-f5474c5fe2b7 |  |  |  | North | Gamewell FCI |  | Cards & Components |  |  |  | Card | TRUE | 1100-1321 | + | INI-VGC-FO (Command Center Voice Gateway-fiber-optic module) | 1 | 0.15 | 0.15 |  |  |  |  | TRUE | [5 empty] | #FFFFFFFF |  |  | FALSE | FALSE | FALSE | [14 empty] | FALSE | [5 empty] | DESKTOP-7SAL8M7\acont | 2019-04-25 16:31 | THOR\acont | 2024-10-09 10:48 | Cloned from Gamewell 1100-1325 | [Gamewell FCI] [ARCNET] 1100-1321, 1100-1323, 1100-1325 [Gamewell FCI] [AUX POWER] [*] 1100-0455, 1100-0503, 1100-0505, 1100-1321, 1100-1322, 1100-1323, 1100-1324, 1100-1325, 1100-1326, ANU-48, ASM-16, INI-VGC, INI-VGE, INI-VGX, LCD-7100 MAIN CARD, LCD-E3, LCD-SLP, LCD-SLP MAIN BOARD, M34-110, M34-56, NGA, RA | [Gamewell FCI] 1100-1321, 1100-1322, 1100-1323, 1100-1324, 1100-1325, 1100-1326, INI-VGC, INI-VGE, INI-VGX
0c29e316-44dd-48f6-b6ca-f54a66d08cd4 |  |  |  | North | Autocall |  | Hardware |  |  |  | Hardware | TRUE | A4905-9937 |  | Surface Mount Adapter Skirt, Red; use to cover 1-1/2" (38 mm) deep surface mounted boxes | 1 | 0 | 0 |  |  |  |  | TRUE | [5 empty] | #FFFFFFFF |  |  | FALSE | FALSE | FALSE | [20 empty] | DESKTOP-0D6CQVA\lousc | 2019-07-05 09:34 | THOR\acont | 2024-10-09 10:48
37410081-e10a-4c86-91dc-f54e1d9c7758 | NFPA 170 HORN |  |  | North | Kidde |  | Horn |  |  |  | Module | TRUE | EG4AWF |  | Wall horn, white, FIRE | 1 | [6 empty] | FALSE |  | GRSW-10 |  |  |  | #FF0070C0 | FA-NFPA 170 HORN | 1 | FALSE | FALSE | FALSE | 2010 | [13 empty] | FALSE | [5 empty] | DESKTOP-7SAL8M7\acont | 2020-08-19 11:55 | THOR\acont | 2024-09-08 17:27 | Cloned from Edwards G4AWF | [Edwards, Kidde] [NAC] [VFWR, HIGH DB] EG4ARF, EG4ARF-FR, EG4ARF-SP, EG4ARN, EG4AWF, EG4AWF-FR, EG4AWF-SP, EG4AWN, G4ARF, G4ARF-FR, G4ARF-SP, G4ARN, G4AWF, G4AWF-FR, G4AWF-SP, G4AWN [Edwards, Kidde] [NAC] [VDC, HIGH DB] EG4ARF, EG4ARF-FR, EG4ARF-SP, EG4ARN, EG4AWF, EG4AWF-FR, EG4AWF-SP, EG4AWN, G4ARF, G4ARF-FR, G4ARF-SP, G4ARN, G4AWF, G4AWF-FR, G4AWF-SP, G4AWN [Edwards, Kidde] [NAC] [VDC, LOW DB] EG4ARF, EG4ARF-FR, EG4ARF-SP, EG4ARN, EG4AWF, EG4AWF-FR, EG4AWF-SP, EG4AWN, G4ARF, G4ARF-FR, G4ARF-SP, G4ARN, G4AWF, G4AWF-FR, G4AWF-SP, G4AWN [Edwards, Kidde] [NAC] [VFWR, LOW DB] EG4ARF, EG4ARF-FR, EG4ARF-SP, EG4ARN, EG4AWF, EG4AWF-FR, EG4AWF-SP, EG4AWN, G4ARF, G4ARF-FR, G4ARF-SP, G4ARN, G4AWF, G4AWF-FR, G4AWF-SP, G4AWN
2119087d-9e79-4e97-96f1-f551468627c8 | NFPA 170 HORN STROBE CEILING |  |  | North | Eaton Wheelock |  | Horn/Strobe |  |  |  | Module | TRUE | HSRC60 |  | Horn/Strobe Ceiling, Exceder Series, Red | 1 | 0 | 0.141 |  |  |  |  | FALSE | TRUE |  |  |  |  | #FF0070C0 | FA-NFPA 170 HORN STROBE CEILING | 1 | FALSE | FALSE | FALSE | 2013 | [13 empty] | FALSE |  |  | C |  |  |  |  | THOR\acont | 2024-09-08 17:27
c50d7fc6-7464-4327-8e81-f5520eeee8fd |  |  |  | North | Monaco Enterprises |  | Cards & Components |  |  |  | Card | TRUE | 404-126-01 MAIN BOARD | + |  | 1 | 0.09 | 0.175 |  |  |  |  | TRUE | [5 empty] | #FFFFFFFF |  |  | FALSE | FALSE | FALSE | [20 empty] | DESKTOP-7SAL8M7\acont | 2020-04-02 11:11 | THOR\acont | 2024-10-09 10:48 | Cloned from Monaco Enterprises 404-126-00 MAIN BOARD |  | [Monaco Enterprises] 404-126-00 MAIN BOARD, 404-126-01 MAIN BOARD
84e0fcb3-926e-4579-a3a4-f5570b25754f |  |  |  | North | Siemens | [5 empty] | Module | TRUE | ADAPT PLATE | 500-618020 | ADAPTER PLATE DECORATOR RING | 1 | [12 empty] | #FFFFFFFF |  |  | FALSE | FALSE | FALSE | [20 empty] | DESKTOP-7SAL8M7\acont | 2019-08-13 09:04 | THOR\acont | 2024-10-09 10:48
c7020788-7012-404b-8cec-f55880f53517 | NFPA 170 SPEAKER STROBE CEILING |  |  | North | Edwards |  | Speaker/Strobe |  |  |  | Module | TRUE | GCSVHWA |  | Speaker/Strobe, Ceiling, White, ALERT, High CD | 1 | [6 empty] | FALSE | TRUE |  |  |  |  | #FF0070C0 | FA-NFPA 170 SPEAKER STROBE CEILING | 1 | FALSE | FALSE | FALSE | 2020 | [13 empty] | FALSE |  |  | C |  |  | THOR\acont | 2024-09-17 12:35 | THOR\acont | 2024-10-09 10:48 | Cloned from Edwards GCSVHRF CLONED CLONED CLONED CLONED CLONED CLONED | [Edwards, Kidde] [AUDIO 25v] [25V AUDIO] EGCSRF (C), EGCSRN (C), EGCSVHRF (C), EGCSVHRF-FR (C), EGCSVHRF-SP (C), EGCSVHRN (C), EGCSVHWA (C), EGCSVHWF (C), EGCSVHWF-FR (C), EGCSVHWF-SP (C), EGCSVHWN (C), EGCSVRF (C), EGCSVRN (C), EGCSVWA (C), EGC [Edwards, Kidde] [NAC] [24 VDC] EGCSVHRF (C), EGCSVHRF-FR (C), EGCSVHRF-SP (C), EGCSVHRN (C), EGCSVHWA (C), EGCSVHWF (C), EGCSVHWF-FR (C), EGCSVHWF-SP (C), EGCSVHWN (C), EGCVHRF (C), EGCVHRF-FR (C), EGCVHRF-SP (C), EGCVHRN (C), EGCVHWA (C), [Edwards, Kidde] [AUDIO 70.7v] [70V AUDIO] EGCSRF (C), EGCSRN (C), EGCSVHRF (C), EGCSVHRF-FR (C), EGCSVHRF-SP (C), EGCSVHRN (C), EGCSVHWA (C), EGCSVHWF (C), EGCSVHWF-FR (C), EGCSVHWF-SP (C), EGCSVHWN (C), EGCSVRF (C), EGCSVRN (C), EGCSVWA (C), E [Edwards, Kidde] [NAC] [24 FWR] EGCSVHRF (C), EGCSVHRF-FR (C), EGCSVHRF-SP (C), EGCSVHRN (C), EGCSVHWA (C), EGCSVHWF (C), EGCSVHWF-FR (C), EGCSVHWF-SP (C), EGCSVHWN (C), EGCVHRF (C), EGCVHRF-FR (C), EGCVHRF-SP (C), EGCVHRN (C), EGCVHWA (C),
ee9eda99-a658-4583-bde7-f55d7a773173 | NFPA 170 REMOTE ANNUNCIATOR | RISER ANNUNCIATOR |  | North | Farenhyt |  | Remote Annunciator |  |  |  | Module | TRUE | RA-100 | ++ | Remote Annunciator. Four line LCD annunciator with 20 characters per line. | 1 | 0.02 | 0.025 |  |  | 24 |  | FALSE |  |  |  | Surface Mount: (Including Trim Ring) 12.25”W x 11.5”Hx 3”D (31.1W x 29.2H x 2.2D cm)) Flush Mount: (Outside wall) 12.25”W x 11.5”H x 7/8”D (31.1W x 29.2H x 2.2D cm) (Inside wall) 9-3/8”W x 8-3/8”H x 2”D (23.8W x 21.3H x 5.1D cm) |  | #FFFF0000 | FA-NFPA 170 REMOTE ANNUNCIATOR | 1 | FALSE | FALSE | FALSE | 255 | [13 empty] | FALSE | [7 empty] | THOR\acont | 2024-09-08 17:27 |  | [Farenhyt] [SBUS] [*] [SBUS ++] 5815XL, 6815, ECS-RCU, RA-100, RA-1000, RA-1000R, RA-2000
43cc25bb-53af-4eda-9afb-f56cfd98ca76 | NFPA 170 ADDRESSABLE INPUT MONITOR MODULE |  |  | North | Edwards |  | Addressable Module |  |  |  | Module | TRUE | RZI16-2 |  | Analog I/O module, 16 inputs, 2 NACs | 18 | [6 empty] | TRUE | [5 empty] | #FFFF0000 | FA-NFPA 170 ADDRESSABLE INPUT MONITOR MODULE | 1 | FALSE | FALSE | FALSE | 1000 | [13 empty] | FALSE |  |  | 16 |  |  |  |  | THOR\acont | 2024-10-30 09:22 |  | [Edwards, Kidde] [SLC EST MODULES] 16 [EST3, iO1000 ] RZI16-2, RZI16-2RS [Edwards, Kidde] [SLC EST MODULES] 23 [EST3, iO1000 ] RZI16-2, RZI16-2RS [Edwards, Kidde] [SLC EST MODULES] 20 [EST3, iO1000 ] RZI16-2, RZI16-2RS [Edwards, Kidde] [SLC EST MODULES] 09 [EST3, iO1000 ] RZI16-2, RZI16-2RS [Edwards, Kidde] [SLC EST MODULES] [*] [#3 TYPE ADDR ¦ MODULES] GSA-UIO2R, GSA-UIO6, GSA-UIO6R, RZI16-2, SIGA-270, SIGA-270P, SIGA-278, SIGA-AA30, SIGA-AA50, SIGA-CC1, SIGA-CC1S, SIGA-CC2, SIGA-CC2A, SIGA-CR, SIGA-CR2, SIGA-CRH, SIGA-CRR, SIGA-CT1, SIGA- [Edwards, Kidde] [SLC EST MODULES] 21 [EST3, iO1000 ] RZI16-2, RZI16-2RS [Edwards, Kidde] [SLC EST MODULES] 17 [EST3, iO1000 ] RZI16-2, RZI16-2RS [Edwards, Kidde] [SLC EST MODULES] 06 [EST3, iO1000 ] RZI16-2, RZI16-2RS [Edwards, Kidde] [SLC EST MODULES] 07 [EST3, iO1000 ] RZI16-2, RZI16-2RS [Edwards, Kidde] [SLC EST MODULES] 13 [EST3, iO1000 ] RZI16-2, RZI16-2RS [Edwards, Kidde] [SLC EST MODULES SENSORS] [*] [#1 SHARED ADDR ¦ MODULES] GSA-UIO2R, GSA-UIO6, GSA-UIO6R, RZI16-2, SIGA-270, SIGA-270P, SIGA-278, SIGA-AA30, SIGA-AA50, SIGA-CC1, SIGA-CC1S, SIGA-CC2, SIGA-CC2A, SIGA-CR, SIGA-CR2, SIGA-CRH, SIGA-CRR, SIGA- [Edwards, Kidde] [SLC EST MODULES] 18 [EST3, iO1000 ] RZI16-2, RZI16-2RS [Edwards, Kidde] [SLC EST MODULES] 19 [EST3, iO1000 ] RZI16-2, RZI16-2RS [Edwards, Kidde] [SLC EST MODULES] 10 [EST3, iO1000 ] RZI16-2, RZI16-2RS [Edwards, Kidde] [SLC EST MODULES] 15 [EST3, iO1000 ] RZI16-2, RZI16-2RS [Edwards, Kidde] [SLC EST MODULES] 22 [EST3, iO1000 ] RZI16-2, RZI16-2RS [Edwards, Kidde] [SLC EST MODULES] 14 [EST3, iO1000 ] RZI16-2, RZI16-2RS [Edwards, Kidde] [SLC EST MODULES] 11 [EST3, iO1000 ] RZI16-2, RZI16-2RS [Edwards, Kidde] [SLC EST MODULES] 12 [EST3, iO1000 ] RZI16-2, RZI16-2RS [Edwards, Kidde] [SLC EST MODULES] 08 [EST3, iO1000 ] RZI16-2, RZI16-2RS [Edwards, Kidde] [AUX POWER] RZI16-2, RZI16-2RS | [Edwards] RZI16-2 [Edwards] RZI16-2
895a7957-875a-4eb3-8d2a-f5719869243a |  |  |  | North | Edwards |  | Hardware |  |  |  | Hardware | TRUE | 3-RCC21R-E |  | Red Remote Chassis Cabinet /w Cover, EN-54 | 1 | [12 empty] | #FFFFFFFF |  |  | FALSE | FALSE | FALSE | [22 empty] | THOR\acont | 2024-10-09 10:48
4a20d570-fcf3-459d-9162-f57326dcae49 | NFPA 170 NON ADDRESSABLE RELAY |  |  | North | Autocall |  | Non-Addressable Relay |  |  |  | Module | TRUE | A2098-9739 |  | Encapsulated Relay | 1 | 0.016 | 0.016 |  |  |  |  | TRUE | [5 empty] | #FFFF0000 | FA-NFPA 170 NON ADDRESSABLE RELAY | 1 | FALSE | FALSE | FALSE | 1300 | [19 empty] | DESKTOP-0D6CQVA\lousc | 2019-07-06 08:29 | THOR\acont | 2024-09-08 17:27 |  | [Autocall, Simplex] [RELAY] 2098-9737, 4090-9008, 4098-9822, 4098-9843, 4098-9860, A2098-9735, A2098-9737, A2098-9739, A4090-9008, A4098-9822, A4098-9860
21dd49a4-9d57-426a-94b7-f574fdcb16b2 |  |  |  | North | Bosch | [5 empty] | Module | TRUE | PB-DIP71868H | * | DIVAR IP 7000 2U 8X6TB R2 | 1 | [12 empty] | #FFFFFFFF |  |  | FALSE | FALSE | FALSE | [20 empty] | DESKTOP-7EIEB7A\acont | 2021-08-13 06:25 | THOR\acont | 2024-10-09 10:48
ada7eb5d-538d-429e-95cf-f575ddad0bb0 | NFPA 170 STROBE CEILING |  |  | North | Edwards |  | Strobe |  |  |  | Module | TRUE | GCF-VMH |  | Strobe, running man, white, FIRE, 95, 115, 150, 177 cd, clear | 1 | 0 | 0.502 |  |  |  |  | FALSE | TRUE |  |  |  |  | #FF0070C0 | FA-NFPA 170 STROBE CEILING | 1 | FALSE | FALSE | FALSE | 2022 | [13 empty] | FALSE |  |  | C |  |  |  |  | THOR\acont | 2024-09-08 17:27 |  | [Edwards, Kidde] [NAC] [16 VDC] EGCF-S2VMH (C), EGCF-VMH (C), GCF-S2VMH (C), GCF-S7VMH (C), GCF-VMH (C), GCHFRF-S2VMCH (C), GCHFRF-S7VMCH (C), GCHFRN-S2VMCH (C), GCHFRN-S7VMCH (C), GCHFWA-S2VMAH (C), GCHFWA-S2VMCH (C), GCHFWA-S7VMAH (C), GCHFWA-S7VMCH (C [Edwards, Kidde] [NAC] [24 VDC] EGCF-S2VMH (C), EGCF-VMH (C), GCF-S2VMH (C), GCF-S7VMH (C), GCF-VMH (C), GCHFRF-S2VMCH (C), GCHFRF-S7VMCH (C), GCHFRN-S2VMCH (C), GCHFRN-S7VMCH (C), GCHFWA-S2VMAH (C), GCHFWA-S2VMCH (C), GCHFWA-S7VMAH (C), GCHFWA-S7VMCH (C
ee4a7e3e-7de7-4fc3-8b8a-f57602cdac2f |  |  |  | North | Bosch |  | Hardware |  |  |  | Hardware | TRUE | B338 | ++ | Mounting bracket, ceiling, universal | 1 | [12 empty] | #FFFFFFFF |  |  | FALSE | FALSE | FALSE | [20 empty] | DESKTOP-7EIEB7A\acont | 2022-07-26 11:24 | THOR\acont | 2024-10-09 10:48 | Cloned from Bosch B335-3
002b967c-77c7-417c-b7ec-f576ad2a4711 |  |  |  | North | Edwards |  | Hardware |  |  |  | Hardware | TRUE | MN-BRKT2 |  | Bracket for MN-COM1S Device Server & FSB-PC | 1 | [6 empty] | FALSE | [5 empty] | #FFFFFFFF |  |  | FALSE | FALSE | FALSE | [14 empty] | FALSE | [7 empty] | THOR\acont | 2024-10-09 10:48
7a41b67a-6de1-4a75-a630-f57b1ba9d239 |  |  |  | North | Edwards |  | Hardware |  |  |  | Hardware | TRUE | SD-VTK |  | SuperDuct, Air velocity test kit (stoppers only, etc) | 1 | [6 empty] | FALSE | [5 empty] | #FFFFFFFF |  |  | FALSE | FALSE | FALSE | [14 empty] | FALSE | [7 empty] | THOR\acont | 2024-10-09 10:48
cdbd57c3-4c5e-4aeb-96a3-f57eef71e160 | NFPA 170 HORN |  |  | North | Potter |  | Horn |  |  |  | Module | TRUE | EH-24PR |  | Low Profile Electric Horn, Plain Red | 1 | 0 | 0.056 |  |  |  |  | FALSE | [5 empty] | #FF0070C0 | FA-NFPA 170 HORN | 1 | FALSE | FALSE | FALSE | 2010 | [13 empty] | FALSE | [7 empty] | THOR\acont | 2024-09-08 17:27 |  | [Potter] [NAC] [UL MAX, HIGH DB] EH-24PR, EH-24PW, EH-24R, EH-24W
b52d18a0-4c6f-4b31-8fec-f58091e1914c | -CHICAGO_FIRE WARDEN TELEPHONE UNIT |  |  | North | Siemens |  | Hardware |  |  |  | Hardware | TRUE | FT-301C |  | PHONE STATION W/ ARMORED CABLE | 1 | [12 empty] | #FFFF0000 | FA--CHICAGO_FIRE WARDEN TELEPHONE UNIT | 1 | FALSE | FALSE | FALSE | [22 empty] | THOR\acont | 2024-09-08 17:27
b99ba0e9-c257-4a81-8460-f5852b510177 |  |  |  | North | Bosch | [5 empty] | Module | TRUE | B465-SRV-1640 | * | CELL RADIO KIT w/B465/B11R/D1640/D8004/B444-V | 1 | [12 empty] | #FFFFFFFF |  |  | FALSE | FALSE | FALSE | [20 empty] | DESKTOP-7EIEB7A\acont | 2021-08-13 06:25 | THOR\acont | 2024-10-09 10:48
1633f9e1-6add-4946-ae81-f5884cb99100 |  |  |  | North | MIRCOM |  | Cards & Components |  |  |  | Card | TRUE | QMT-5302N CARD |  | MASTER NETWORK TELEPHONE CONTROL MODULE | 1 | 0.003 | 0.013 |  |  |  |  | TRUE | [5 empty] | #FFFFFFFF |  |  | FALSE | FALSE | FALSE | [14 empty] | FALSE | [7 empty] | THOR\acont | 2024-10-09 10:48 |  | [MIRCOM] [RS-485] [PWR/DATA] QMT-5302N CARD
03cd4d8d-e7f1-44bd-9b8b-f58d500859b9 | NFPA 170 HORN STROBE CEILING |  |  | North | Edwards |  | Horn/Strobe |  |  |  | Module | TRUE | GCWN-HDVMC |  | MNEC Horn-Strobe, white, no markings, 15-95 cd, clear | 1 | 0 | 0.18 |  |  |  |  | FALSE | TRUE |  |  |  |  | #FF0070C0 | FA-NFPA 170 HORN STROBE CEILING | 1 | FALSE | FALSE | FALSE | 2013 | [13 empty] | FALSE |  |  | C |  |  |  |  | THOR\acont | 2024-09-08 17:27 |  | [Edwards, Kidde] [NAC] [16 VDC, HIGH DB] EGCF-HDVM (C), GCF-HDVM (C), GCFR-HDVM (C), GC-HDVM (C), GCWA-HDVMA (C), GCWA-HDVMB (C), GCWA-HDVMC (C), GCWA-HDVMG (C), GCWA-HDVMR (C), GCWN-HDVMA (C), GCWN-HDVMB (C), GCWN-HDVMC (C), GCWN-HDVMG (C), GCWN-HDVMR ( [Edwards, Kidde] [NAC] [24 VDC, HIGH DB] EGCF-HDVM (C), GCF-HDVM (C), GCFR-HDVM (C), GC-HDVM (C), GCWA-HDVMA (C), GCWA-HDVMB (C), GCWA-HDVMC (C), GCWA-HDVMG (C), GCWA-HDVMR (C), GCWN-HDVMA (C), GCWN-HDVMB (C), GCWN-HDVMC (C), GCWN-HDVMG (C), GCWN-HDVMR ( [Edwards, Kidde] [NAC] [16 VDC, LOW DB] EGCF-HDVM (C), GCF-HDVM (C), GCFR-HDVM (C), GC-HDVM (C), GCWA-HDVMA (C), GCWA-HDVMB (C), GCWA-HDVMC (C), GCWA-HDVMG (C), GCWA-HDVMR (C), GCWN-HDVMA (C), GCWN-HDVMB (C), GCWN-HDVMC (C), GCWN-HDVMG (C), GCWN-HDVMR (C [Edwards, Kidde] [NAC] [24 VDC, LOW DB] EGCF-HDVM (C), GCF-HDVM (C), GCFR-HDVM (C), GC-HDVM (C), GCWA-HDVMA (C), GCWA-HDVMB (C), GCWA-HDVMC (C), GCWA-HDVMG (C), GCWA-HDVMR (C), GCWN-HDVMA (C), GCWN-HDVMB (C), GCWN-HDVMC (C), GCWN-HDVMG (C), GCWN-HDVMR (C
39ff1756-a115-4661-814b-f593b45a9995 | NFPA 170 HORN STROBE CEILING |  |  | North | Eaton Wheelock |  | Horn/Strobe |  |  |  | Module | TRUE | EL4XHS-FR | ++ | CEILING HORN STROBE, RED | 1 | [6 empty] | TRUE | TRUE |  |  |  |  | #FF0070C0 | FA-NFPA 170 HORN STROBE CEILING | 1 | FALSE | FALSE | FALSE | 2020 | [16 empty] | C |  |  | THOR\acont | 2024-08-15 09:26 | THOR\acont | 2024-09-11 19:28 | Cloned from Eaton Wheelock EL4XHS-FR | [Eaton Wheelock] [NAC] [24VDC, HIGH CONT.] EL3RHS-FR (C), EL3RHS-FW (C), EL4XHS-FR (C), EL4XHS-FW (C) [Eaton Wheelock] [NAC] [24VDC, LOW CONT.] EL3RHS-FR (C), EL3RHS-FW (C), EL4XHS-FR (C), EL4XHS-FW (C)
e280487e-988f-456b-a92f-f59b53ddb92e |  |  |  | North | Edwards |  | Hardware |  |  |  | Hardware | TRUE | 3-CHAS7 |  | Chassis Ass'y for 7 LRMs | 1 | [12 empty] | #FFFFFFFF |  |  | FALSE | FALSE | FALSE | [22 empty] | THOR\acont | 2024-10-09 10:48
34e2d641-7f00-461e-8ad1-f5a576f2603e |  |  |  | North | Bosch | [5 empty] | Module | TRUE | PRS-CSNKP | * | PRAESIDEO Call Station Numeric KP | 1 | [12 empty] | #FFFFFFFF |  |  | FALSE | FALSE | FALSE | [20 empty] | DESKTOP-7EIEB7A\acont | 2021-08-13 06:25 | THOR\acont | 2024-10-09 10:48
3bf9ec5e-2c20-4b2e-a7e9-f5aa7011e83b | NFPA 170 HEAT DETECTOR |  |  | North | Gamewell FCI |  | Heat Detector |  |  |  | Module | TRUE | ATD-L3H w/B200S-LF-WH | + | Thermal heat detector, 190°F high temp, bright white, Velociti w/ Intelligent addressable low frequency sounder base, bright white | 1 | 0.0002 | 0.0045 |  |  |  |  | FALSE | TRUE | FLUSH |  | 4" SQ. DEEP | 3 "O" PLASTER RING | #FFFF0000 | FA-NFPA 170 HEAT DETECTOR | 1 | FALSE | FALSE | FALSE | 1403 | [13 empty] | FALSE |  |  | 190°, LF |  |  | DESKTOP-7SAL8M7\acont | 2019-05-06 10:45 | THOR\acont | 2024-09-08 17:27 | 20191121 AC Detector with base | [Gamewell FCI] [AUX POWER] [16VDC, HIGH VOLUME, 16VDC, LOW VOLUME] ASD-PL2F w/B200S-LF-WH (C), ASD-PL3 w/B200S-LF-WH (C), ASD-PL3F w/B200S-LF-WH (C), ASD-PL3-IV w/B200S-LF-IV (C), ASD-PTL3 w/B200S-LF-WH (C), ASD-PTL3-IV w/B200S-LF-IV (C), ATD-L3 w/B200S- [Gamewell FCI] [SLC SENSORS] [*] [#4 TYPE ADDR ¦ SENSORS] ADPF (C), ASD-PL2F w/B200S-LF-WH (C), ASD-PL2F w/B210LP (C), ASD-PL2FR (C), ASD-PL3 w/B200S-LF-WH (C), ASD-PL3 w/B200SR-LF-WH (C), ASD-PL3 w/B200SR-WH (C), ASD-PL3 w/B224BI-WH (C), ASD-PL3 w/B224R [Gamewell FCI] [SLC MODULES SENSORS] [*] [#2 SHARED ADDR ¦ SENSORS] ADPF (C), ASD-PL2F w/B200S-LF-WH (C), ASD-PL2F w/B210LP (C), ASD-PL2FR (C), ASD-PL3 w/B200S-LF-WH (C), ASD-PL3 w/B200SR-LF-WH (C), ASD-PL3 w/B200SR-WH (C), ASD-PL3 w/B224BI-WH (C), ASD-P
26fc56c8-5f25-4bab-a3d4-f5ab409bd9d9 | NFPA 170 MANUAL PULL |  |  | North | Edwards |  | Manual Station |  |  |  | Module | TRUE | 270-DOC-B |  | Pull Station, double pole, OC, cast metal, terminals, bilingual | 1 | [6 empty] | FALSE | [5 empty] | #FFFF0000 | FA-NFPA 170 MANUAL PULL | 1 | FALSE | FALSE | FALSE | 957 | [13 empty] | FALSE | [7 empty] | THOR\acont | 2024-09-08 17:27 |  | [Edwards, Kidde, Monaco Enterprises] [IDC] 01 1534-1, 200-GAOF, 270A-DPO, 270A-SPO, 270-DOC, 270-DOC-B, 270-DOC-F, 270-DPO, 270-GAO, 270-GAOB, 270-GAO-DOC, 270-GAO-DOCF, 270P-DPO, 270P-SPO, 270-SPO, 270-SPOW, 270-SPOWB, 270-SPOWF, 271-KR1/SR/GS, 276A-REL
cc3762f7-7937-4f4d-ab22-f5b1d48b559a | NFPA 170 DOOR HOLDER |  |  | North | LCN |  | Door Holder |  |  |  | Module | TRUE | 4040SE |  | Single point door closer/holder, 24VDC | 1 | 0.09 | [5 empty] | FALSE | [5 empty] | #FFFF0000 | FA-NFPA 170 DOOR HOLDER | 1 | FALSE | FALSE | FALSE | 2500 | [13 empty] | FALSE |  |  | D/C |  |  | THOR\acont | 2024-11-14 07:58 | THOR\acont | 2024-11-14 07:59 | Cloned from Kidde 1501-AQN5 | [Edwards, Kidde, LCN] [AUX POWER] 1501-AQN5, 1504-AQN5, 1505-AQN5, 1508-AQN5, 1509-AQN5, 2310ME, 3130SE, 4040SE, 4310 HSA, 4310ME, 4410 HSA, SEM7830, SEM7840, SEM7850
d2e407e9-fb82-4592-b2f9-f5b2e3615910 | NFPA 170 STROBE WALL |  |  | North | Edwards |  | Strobe |  |  |  | Module | TRUE | WGVWF-SP | ++ | Outdoor rated strobe, white, fuego | 1 | [6 empty] | FALSE | [5 empty] | #FF0070C0 | FA-NFPA 170 STROBE WALL | 1 | FALSE | FALSE | FALSE | 2023 | [13 empty] | FALSE |  |  | WP |  |  | THOR\acont | 2024-04-09 07:42 | THOR\acont | 2024-09-08 17:27 | Cloned from Edwards WGVRA CLONED CLONED CLONED CLONED CLONED CLONED CLONED | [Edwards, Kidde] [NAC] [VDC] WGSVRA, WGSVRF, WGSVRF-FR, WGSVRF-SP, WGSVRN, WGSVWA, WGSVWF, WGSVWF-FR, WGSVWF-SP, WGSVWN, WGVRA, WGVRF, WGVRF-FR, WGVRF-SP, WGVRN, WGVWA, WGVWF, WGVWF-FR, WGVWF-SP, WGVWN
d38d3d59-94dd-4b14-8815-f5b73bae2613 |  |  |  | North | System Sensor |  | Cards & Components |  |  |  | Card | TRUE | B224BI-WH | ++ | Isolator Base, for Intelligent Detectors, low profile | 1 | 0.0005 | 0.0005 |  |  |  |  | TRUE | FALSE |  |  |  |  | #FFFFFFFF |  |  | FALSE | FALSE | FALSE | [14 empty] | FALSE | [5 empty] | DESKTOP-7SAL8M7\acont | 2019-02-18 14:49 | THOR\acont | 2024-10-09 10:48 | Cloned from Firelite B200SR
840c5227-7661-41b6-b5e7-f5b82a303233 |  |  |  | North | Hochiki |  | Cards & Components |  |  |  | Card | TRUE | FN-4127-NIC | Network Interface Card | Network Interface Card | 1 | 0.06 | 0.06 |  |  |  |  | TRUE | [5 empty] | #FFFFFFFF |  |  | FALSE | FALSE | FALSE | [20 empty] | DESKTOP-0D6CQVA\lousc | 2019-09-24 06:39 | THOR\acont | 2024-10-09 10:48 | from Hochiki FN-4127-SLC
d5d5a16d-afa9-450e-8900-f5c3207ba88b | NFPA 170 HORN STROBE |  |  | North | Siemens |  | Horn/Strobe |  |  |  | Module | TRUE | SLFSSWW-F | S54329-F60-A2 | SLFSSWW-F LFS/ST,WALL,WHT,FIRE | 1 | [12 empty] | #FF0070C0 | FA-NFPA 170 HORN STROBE | 1 | FALSE | FALSE | FALSE | 2012 | [19 empty] | DESKTOP-7SAL8M7\acont | 2019-08-13 09:04 | THOR\acont | 2024-09-08 17:27 |  | [Siemens] [NAC] [DC CONTINUOUS] SLFSSWR-AL, SLFSSWR-CO, SLFSSWR-F, SLFSSWR-N, SLFSSWW-AL, SLFSSWW-CO, SLFSSWW-F, SLFSSWW-N
24783fe3-0dba-488b-902a-f5c37f9ef565 |  |  |  | North | Autocall |  | Cards & Components |  |  |  | Card | TRUE | A100-0156 |  | 8 VDC Converter, | 1 | 0 | 0 |  |  |  |  | TRUE | [5 empty] | #FFFFFFFF |  |  | FALSE | FALSE | FALSE | [20 empty] | DESKTOP-0D6CQVA\lousc | 2019-07-06 14:37 | THOR\acont | 2024-10-09 10:48 | Cloned from AutoCall A100-0634
ea47c2d6-4110-48c0-a87f-f5c86297d6fe | NFPA 170 SPEAKER STROBE CEILING |  |  | North | Potter |  | Speaker/Strobe |  |  |  | Module | TRUE | CSPKSTR-24AW |  | Alert Amber Speaker/Strobe, Ceiling, White | 1 | 0 | 0.148 |  |  |  |  | FALSE | TRUE |  |  |  |  | #FF0070C0 | FA-NFPA 170 SPEAKER STROBE CEILING | 1 | FALSE | FALSE | FALSE | 2020 |  |  | 7320-0328:0206 | [10 empty] | FALSE |  |  | C |  |  |  |  | THOR\acont | 2024-09-08 17:27 |  | [Gentex, Hochiki, Potter] [AUDIO 25v] [25V AUDIO] CSPKSTR-24AR (C), CSPKSTR-24AW (C), CSPKSTR-24BR (C), CSPKSTR-24BW (C), CSPKSTR-24GR (C), CSPKSTR-24GW (C), CSPKSTR-24RR (C), CSPKSTR-24RW (C), FASPKR-R (C), FASPKR-W (C), FASPKR-WR, FASPKR-WW, FASPK-WPR, [Gentex, Hochiki, Potter] [AUDIO 70.7v] [70V AUDIO] CSPKSTR-24AR (C), CSPKSTR-24AW (C), CSPKSTR-24BR (C), CSPKSTR-24BW (C), CSPKSTR-24GR (C), CSPKSTR-24GW (C), CSPKSTR-24RR (C), CSPKSTR-24RW (C), FASPKR-R (C), FASPKR-W (C), FASPKR-WR, FASPKR-WW, FASPK-WP [Potter] [NAC] [UL MAX] CSPKSTR-24AR (C), CSPKSTR-24AW (C), WCSPKSTR-24AR, WCSPKSTR-24AW
d4ebba0f-8264-45d1-8910-f5c948118fb1 |  |  |  | North | Edwards |  | Hardware |  |  |  | Hardware | TRUE | 2-LFK |  | OBSOLETE - Gray Semi-Flush Trim Kit for 2-WB3 | 1 | [6 empty] | FALSE | [5 empty] | #FFFFFFFF |  |  | FALSE | FALSE | FALSE | [14 empty] | FALSE | [7 empty] | THOR\acont | 2024-10-09 10:48
1794865d-664e-4e71-988c-f5cbe2c82546 | NFPA 170 ADDRESSABLE INPUT MONITOR MODULE |  |  | North | Kidde |  | Addressable Module |  |  |  | Module | TRUE | GSA-CC2 |  | Signature dual input signal module, two-gang standard mount | 2 | 0.000223 | 0.0001 |  |  |  |  | FALSE | [5 empty] | #FFFF0000 | FA-NFPA 170 ADDRESSABLE INPUT MONITOR MODULE | 1 | FALSE | FALSE | FALSE | 1000 | [13 empty] | FALSE | [5 empty] | AULAPTOP-PC\Aulaptop | 2018-09-03 13:55 | THOR\acont | 2024-09-08 17:27 |  | [Kidde] [SLC EST MODULES] [*] [#3 TYPE ADDR ¦ MODULES] 76-330002-101, 84-330002-001, FX-270, FX-278, FX-2WIRE, FX-IDC1A, FX-IDC1B, FX-IDC2B, FX-IDCWS, FX-ISO, FX-NAC, FX-RLY, GSA-CC1, GSA-CC1S, GSA-CC2, GSA-CR, GSA-CRH, GSA-CRR, GSA-CT1, GSA-CT2, GSA-IO, [Kidde] [SLC EST MODULES SENSORS] [*] [#1 SHARED ADDR ¦ MODULES] 76-330002-101, 84-330002-001, FX-270, FX-278, FX-2WIRE, FX-IDC1A, FX-IDC1B, FX-IDC2B, FX-IDCWS, FX-ISO, FX-NAC, FX-RLY, GSA-CC1, GSA-CC1S, GSA-CC2, GSA-CR, GSA-CRH, GSA-CRR, GSA-CT1, GSA-CT [Edwards, Kidde] [SLC EST MODULES/SENSORS] 02 [*] [iO64] 70-417008-001, FX-2WIRE, FX-IDC1A, FX-IDC1B, FX-IDC2B, FX-IDCWS, FX-NAC, GSA-CC1, GSA-CC1S, GSA-CC2, GSA-CT1, GSA-CT2, GSA-IO, GSA-MAB, GSA-MCC1, GSA-MCC1S, GSA-MCC2, GSA-MCT2, GSA-MIO, GSA-MM1, GS [Edwards, Kidde] [SLC EST MODULES] 01 [*] [EST3, iO1000 ] FX-2WIRE, FX-IDC1A, FX-IDC1B, FX-IDC2B, FX-IDCWS, FX-ISO, FX-NAC, GSA-CC1, GSA-CC1S, GSA-CC2, GSA-CT1, GSA-CT2, GSA-IO, GSA-MAB, GSA-MCC1, GSA-MCC1S, GSA-MCC2, GSA-MCT2, GSA-MIO, GSA-MM1, GSA-MRM1 [Edwards, Kidde] [AUDIO 25v, AUDIO 70.7v, AUX POWER, FFT, HORN, NAC] [RISER INPUT] ANSZM4B2A, FX-NAC, GSA-CC1, GSA-CC1S, GSA-CC2, GSA-MAB, GSA-MCC1, GSA-MCC1S, GSA-MCC2, GSA-MRM1, GSA-RM1, GSA-UM, SIGA-CC1, SIGA-CC1S, SIGA-CC2, SIGA-CC2A, SIGA-MAB, SIGA- | [Apollo, Edwards, Kidde] 55000-825ADV , FX-NAC, GSA-CC1, GSA-CC1S, GSA-CC2, GSA-MAB, GSA-MCC1, GSA-MCC1S, GSA-MCC2, GSA-UM, SIGA-CC1, SIGA-CC1S, SIGA-CC2, SIGA-CC2A, SIGA-MAB, SIGA-MCC1, SIGA-MCC1S, SIGA-MCC2, SIGA-MCC2A, SIGA-UM
b55faef2-2f22-45a1-a4f4-f5ceb4c2387b |  |  |  | North | WINLAND | Environmental |  |  |  |  | Module | TRUE | HAIII+ |  |  | 1 | [12 empty] | #FFFFFFFF |  |  | FALSE | FALSE | FALSE | [20 empty] | THOR\acont | 2024-03-12 21:43 | THOR\acont | 2024-10-09 10:48
81d58d9f-c9fe-4739-bf5f-f5d7433ca872 |  |  |  | North | Potter |  | Cards & Components |  |  |  | Card | TRUE | PVX-50 Main Board |  | Main Board for PVX-50 50W Voice Evacuation System | 1 | 0.15 | 0.8 |  |  |  |  | TRUE | [5 empty] | #FFFFFFFF |  |  | FALSE | FALSE | FALSE | [14 empty] | FALSE | [7 empty] | THOR\acont | 2024-10-09 10:48 |  | [Advanced, Potter] [VAC ] [120VAC] AFC-100 Main Board, AFC-1000 Main Board, AFC-50 Main Board, ARC-100 Main Board, AX-PSN104 Main Board, AX-PSN106 Main Board, AX-PSN108 Main Board, AX-PSN-64 Main Board, DCA-10025 (25V) Main Board, DCA-10025 (70V) Main Bo [Potter] [NAC Trigger] PVX-100 Main Board, PVX-25 Main Board, PVX-50 Main Board
0e43ce8d-9ed3-4176-ba9a-f5d7ef3466a4 | NFPA 170 FIRE ALARM CONTROL UNIT | RISER FACP |  | North | Firelite |  | Fire Alarm Control Unit |  |  |  | Assembly | TRUE | MS-5210UD | + | Ten-zone, 24-volt Fire Alarm Control Panel | 1 | [6 empty] | FALSE | FALSE |  |  |  |  | #FFFF0000 | FA-NFPA 170 FIRE ALARM CONTROL UNIT | 1 | FALSE | FALSE | FALSE | 202 | [8 empty] | 7,12,12,18 |  | 12 |  |  | TRUE | [5 empty] | DESKTOP-7EIEB7A\acont | 2022-08-05 09:45 | THOR\acont | 2024-09-08 17:27 | Cloned from Firelite MS-5UD
69c3901b-fee4-407d-a530-f5d8642739dd | NFPA 170 FIRE ALARM CONTROL UNIT | RISER FACP |  | North | Hochiki |  | Fire Alarm Control Unit |  |  |  | Assembly | TRUE | LA303K1-14 |  | FireNET L@TITUDE Analog Addressable Fire Alarm Control Panel, 4 Slot Deep Enclosure, 10.25 A Auto Voltage, 2-Loop Panel Module, Hochiki Protocol, Network Module, and Media Gateway™, Red, Printer / 48 Zone LEDs | 1 | [6 empty] | FALSE |  |  | *Refer to Install Sheet | 16.5in (W) x 23.2in (H) x 8in (D) | KM5FCRD (Optional Semi-Flush Mounting Kit) | #FFFF0000 | FA-NFPA 170 FIRE ALARM CONTROL UNIT | 1 | FALSE | FALSE | FALSE | 202 | [8 empty] | 7,12,18,28 |  |  | 10.25 |  | TRUE | [5 empty] | DESKTOP-GHR3H5U\Anthony | 2019-11-27 07:05 | THOR\acont | 2024-09-08 17:27
c07129dd-75c4-4f22-b4db-f5da7b9cf338 | NFPA 170 HEAT DETECTOR |  |  | North | Hochiki |  | Heat Detector |  |  |  | Module | TRUE | DSC-EA w/NS6-224 STANDARD BASE | DSC-EA w/NS6-224 STANDARD BASE | HEAT DETECTOR w/ STANDARD BASE | 1 | 0.00011 | 0.193 |  |  |  |  | TRUE | TRUE |  | *Refer to Install Sheet |  |  | #FFFF0000 | FA-NFPA 170 HEAT DETECTOR | 1 | FALSE | FALSE | FALSE | 1403 | [19 empty] | DESKTOP-0D6CQVA\lousc | 2019-10-12 07:53 | THOR\acont | 2024-09-08 17:27 | Cloned from Hochiki DCD-135 w/NS6-224 STANDARD BASE | [Hochiki] [IDC] 01 [IDC] DCD-135 w/HSC-220L LATCHING LED BASE (C), DCD-135 w/HSC-220R - 2 WIRE RELAY BASE (C), DCD-135 w/HSC-221L LATCHING LED BASE (C), DCD-135 w/HSC-221R - 2 WIRE RELAY BASE (C), DCD-135 w/HSC-224L LATCHING LED BASE (C), DCD-135 w
cf558546-bb25-4388-8f4c-f5e400f1e10b | NFPA 170 SMOKE DETECTOR |  |  | North | Autocall |  | Smoke Detector |  |  |  | Module | TRUE | A4098-9605 w/A4098-9788 | + | TrueAlarm Photoelectric Smoke Detector w/TrueAlarm Sensor 2-Wire Base | 1 | 0.0001 | 0.024 |  |  |  |  | TRUE | TRUE |  |  |  |  | #FFFF0000 | FA-NFPA 170 SMOKE DETECTOR | 1 | FALSE | FALSE | FALSE | 1408 | [16 empty] | P |  |  | DESKTOP-0D6CQVA\lousc | 2019-07-06 08:12 | THOR\acont | 2024-09-08 17:27 | 20191121 AC Detector with base | [Autocall, Simplex] [IDC] 01 2098-9201 (C), 2098-9202 (C), 2098-9203 (C), 2098-9208 (C), 2098-9576 (C), 2099-9101 (C), 2099-9102 (C), 2099-9103 (C), 2099-9104 (C), 2099-9105 (C), 2099-9107 (C), 2099-9108 (C), 2099-9754 (C), 2099-9755 (C), 2099-9756 (C),
4844596c-4e62-498e-9e9c-f5e4663aa955 | INTERCOM SUBSTATION |  |  | North | Aiphone |  | Data Telecom |  |  |  | Module | TRUE | LE-D |  | Intercom Sub Station | 1 | [6 empty] | TRUE | [5 empty] | #FFFF0000 | FA-INTERCOM SUBSTATION | 1 | FALSE | FALSE | FALSE | [20 empty] | XPS-17-9710\August | 2024-04-04 05:36 | THOR\acont | 2024-09-08 17:27 | Cloned from Aiphone LEF-5 | [Aiphone] [Intercom] [INTERCOM] LE-A, LE-AN, LE-D, LE-DA, LE-DL
2e236c2e-7151-4d16-a446-f5e8fecaa1fc | NFPA 170 SOLENOID VALVE |  |  | North | Victaulic |  | Solenoid |  |  |  | Module | TRUE | 767 |  | Electric/Pneumatic Double Interlock Actuator | 1 | 0 | 0.364 |  |  |  |  | FALSE | [5 empty] | #FFFF0000 | FA-NFPA 170 SOLENOID VALVE | 1 | FALSE | FALSE | FALSE | 1701 | [13 empty] | FALSE | [7 empty] | THOR\acont | 2024-09-08 17:27 |  | [Victaulic] [IDC] 01 767 [Victaulic] [AUX POWER] 767
df5a82a7-8888-4bb7-a3ca-f5ec8bcebdc2 |  |  |  | North | Edwards |  | Hardware |  |  |  | Hardware | TRUE | CBA48-B-G |  | Wallbox - Gray 28"w x 48"h x 8"d | 1 | [6 empty] | FALSE | [5 empty] | #FFFFFFFF |  |  | FALSE | FALSE | FALSE | [14 empty] | FALSE | [7 empty] | THOR\acont | 2024-10-09 10:48
e9770c5d-a61a-41de-988a-f5ef47b76c71 | AT WATER FLOW SWITCH |  |  | North | Generic |  | Waterflow Switch |  |  |  | Module | TRUE | WATERFLOW SWITCH |  |  | 1 | [6 empty] | FALSE | FALSE |  |  |  |  | #FFFF0000 | FA-AT WATER FLOW SWITCH | 1 | FALSE | FALSE | FALSE | 921 | [13 empty] | FALSE | [7 empty] | THOR\acont | 2024-09-08 17:27 |  | [Farenhyt, Generic, N/A, Notifier, Potter, Silent Knight] [AUX POWER] [BELL POWER ++] FURNISHED BY OTHERS, PS10 Series, PS10-EX, VSG, VSR Series, VSR-10, VSR-AT, VSR-C, VSR-CF, VSR-FE-2, VSR-FEX Series, VSR-S Series, VSR-SF, VSR-SFG, VSR-SFT, VSR-SG, VSR [Det-Tronics, Generic, Macurco, N/A, STI] [IDC] 01 30-3013, AIR PRESSURE SWITCH, AIR PRESSURE SWITCH HIGH/LOW, BACKFLOW VALVE, CM-12, CONTACT DEVICE, DUCT DETECTOR (C), Fire Suppression Control Unit (FSCU), FURNISHED BY OTHERS, FURNISHED BY OTHERS, FURNI
06329096-d236-48d0-abcc-f5f1a98e71ae |  |  |  | North | MIRCOM |  | Cards & Components |  |  |  | Card | TRUE | FX-3318 Main Board | + | FX-3318 Main Board | 1 | 0.225 | 0.43 |  |  |  |  | TRUE | [5 empty] | #FFFFFFFF |  |  | FALSE | FALSE | FALSE | [14 empty] | FALSE | [5 empty] | DESKTOP-7SAL8M7\acont | 2019-04-24 09:30 | THOR\acont | 2024-10-09 10:48 | Cloned from MIRCOM FX-3500 Main Board |  | [MIRCOM] FX-3318 Main Board
1a8b897c-7c26-4bbd-9740-f5f2de694932 |  |  |  | North | Simplex |  | Cards & Components |  |  |  | Card | TRUE | 4100-0110 |  | Mapnet | 1 | 0.47 | 0.49 |  |  |  |  | TRUE | [5 empty] | #FFFFFFFF |  |  | FALSE | FALSE | FALSE | [20 empty] | THOR\acont | 2024-12-06 06:16 | THOR\acont | 2024-12-06 06:46 | Cloned from Simplex 4100-6005 CLONED |  | [Simplex] 4100-0110
c639886a-1be0-4dfb-a4a0-f5f386c2fed0 | NFPA 170 HORN STROBE |  |  | North | Hochiki |  | Horn/Strobe |  |  |  | Module | TRUE | HHSLF177W |  | Low Frequency Horn Strobe, White, Wall | 1 | 0 | 0.525 |  |  |  |  | FALSE | [5 empty] | #FF0070C0 | FA-NFPA 170 HORN STROBE | 1 | FALSE | FALSE | FALSE | 2012 | [13 empty] | FALSE |  |  | LF |  |  | DESKTOP-7EIEB7A\acont | 2021-01-20 11:26 | THOR\acont | 2024-09-08 17:27 | Cloned from Gentex GHSLF177W | [Gentex, Hochiki] [NAC] [UL MAX, HIGH DB, TEMPORAL 4] GHSLF177R, GHSLF177W, HHSLF177R, HHSLF177W [Gentex, Hochiki] [NAC] [UL MAX, HIGH DB, TEMPORAL 3] GHSLF177R, GHSLF177W, HHSLF177R, HHSLF177W
7dbd2a51-34d1-4336-80a6-f5f5c6756a3e |  |  |  | North | Janus | [5 empty] | Module | TRUE | CAM |  | Class A Output Module | 1 | [6 empty] | FALSE | [5 empty] | #FFFFFFFF |  |  | FALSE | FALSE | FALSE | [14 empty] | FALSE | [5 empty] | DESKTOP-7EIEB7A\acont | 2021-04-08 10:00 | THOR\acont | 2024-10-09 10:48 | Cloned from Potter CAM
51cbb086-988f-497e-9ba9-f5f89318a248 | NFPA 170 SPEAKER STROBE |  |  | North | Kidde |  | Speaker/Strobe |  |  |  | Module | TRUE | WGSVRF | ++ | Outdoor rated speaker strobe, wall, red, fire | 1 | [6 empty] | FALSE | FALSE |  |  |  |  | #FF0070C0 | FA-NFPA 170 SPEAKER STROBE | 1 | FALSE | FALSE | FALSE | 2019 | [13 empty] | FALSE |  |  | WP |  |  | THOR\acont | 2024-12-19 13:51 | THOR\acont | 2024-12-19 13:57 | Cloned from Edwards WGSVRF | [Edwards, Hochiki, Kidde] [AUDIO 70.7v] [70V AUDIO] EG4SRF, EG4SRN, EG4SVRF, EG4SVRN, EG4SVWA, EG4SVWF, EG4SVWN, EG4SWA, EG4SWF, EG4SWN, G4SRF, G4SRN, G4SVRF, G4SVRN, G4SVWA, G4SVWF, G4SVWN, G4SWA, G4SWF, G4SWN, WGSRA, WGSRF, WGSRF-FR, WGSRF-SP, WGSRN, W [Edwards, Kidde] [NAC] [VDC] WGSVRA, WGSVRF, WGSVRF-FR, WGSVRF-SP, WGSVRN, WGSVWA, WGSVWF, WGSVWF-FR, WGSVWF-SP, WGSVWN, WGVRA, WGVRF, WGVRF-FR, WGVRF-SP, WGVRN, WGVWA, WGVWF, WGVWF-FR, WGVWF-SP, WGVWN [Edwards, Hochiki, Kidde] [AUDIO 25v] [25V AUDIO] EG4SRF, EG4SRN, EG4SVRF, EG4SVRN, EG4SVWA, EG4SVWF, EG4SVWN, EG4SWA, EG4SWF, EG4SWN, G4SRF, G4SRN, G4SVRF, G4SVRN, G4SVWA, G4SVWF, G4SVWN, G4SWA, G4SWF, G4SWN, WGSRA, WGSRF, WGSRF-FR, WGSRF-SP, WGSRN, WGS
b6232298-1bbf-4ff1-85b1-f5f8f259bdd2 | NFPA 170 SURGE SUPPRESSOR |  |  | North | WBOX |  | Surge Supressor |  |  |  | Module | TRUE | 0E-SPROACHW |  | TYPE 2 SURGE PROTECTION DEVICE PROTECTS ALARM AND FIRE PANELS | 1 | 0 | 0 |  |  |  |  | TRUE |  | As Indicated on Prints - Field Verify |  | 2 7⁄16" W x 1 ⅜" D x 1 1⁄16" H |  | #FFFF0000 | FA-NFPA 170 SURGE SUPPRESSOR | 1 | FALSE | FALSE | FALSE | [17 empty] | 120v |  |  | DESKTOP-7EIEB7A\acont | 2023-08-28 13:12 | THOR\acont | 2024-09-08 17:27 | Cloned from Ditek DTK-120HW | [Ditek, Monaco Enterprises, Spectronix, WBOX] [VAC ] [VAC] 0E-SPROACHW, 210-524-00, DTK-120HW, DTK-120HWLOK, DTK-120HW-SS, DTK-1F, DTK-1FF, SA400 Main Board [Ditek, Monaco Enterprises, WBOX] [SURGE PROTECTION] [ALL DEVICES ++] 0E-SPROACHW, 210-524-00, DTK-120HW, DTK-120HWLOK, DTK-120HW-SS, DTK-120SRD, DTK-120X12, DTK-1F, DTK-1FF, DTK-2MHLP24B, DTK-2MHLP24B w/DTK-2MB, DTK-2MHLP24B w/DTK-3MB, DTK-2MHLP24B w/DT | [Ditek, EDCO, Monaco Enterprises, Space Age Electronics, WBOX] 0E-SPROACHW, 210-524-00, DTK-120HW, DTK-120HWLOK, DTK-120HW-SS, DTK-120SRD, DTK-120X12, DTK-1F, DTK-1FF, DTK-DF120S1, E120V-GT, FAS120AC, T120-DG w/Snap Track
531d430d-08d9-4a2f-aaa3-f5f968d86426 | NFPA 170 AMPLIFIER RACK | RISER AMP |  | North | Potter |  | Cards & Components |  |  |  | Card | TRUE | SCA-10070 (25V) Main Board | + | Main Board | 1 | 0.06 | 0.766 |  |  |  |  | TRUE | [5 empty] | #FFFF0000 | FA-NFPA 170 AMPLIFIER RACK | 1 | FALSE | FALSE | FALSE | 300 | [13 empty] | FALSE | [5 empty] | DESKTOP-7EIEB7A\acont | 2021-12-21 08:40 | THOR\acont | 2024-09-08 17:27 | Cloned from Potter SCA-10070 (25V) | [Advanced, Potter] [VAC ] [120VAC] AFC-100 Main Board, AFC-1000 Main Board, AFC-50 Main Board, ARC-100 Main Board, AX-PSN104 Main Board, AX-PSN106 Main Board, AX-PSN108 Main Board, AX-PSN-64 Main Board, DCA-10025 (25V) Main Board, DCA-10025 (70V) Main Bo [Potter] [V-LINK] [#2 V-LINK] DCA-10025 (25V) Main Board, DCA-10025 (70V) Main Board, DCA-5025 (25V) Main Board, LOC-1000 Main Board, SCA-10070 (25V) Main Board, SCA-10070 (70V) Main Board, SCA-2525 (25V) Main Board, SCA-2570 (25V) Main Board, SCA-2570 ( [Potter] [P-LINK] [*] [P-LINK] DCA-10025 (25V) Main Board, DCA-10025 (70V) Main Board, DCA-5025 (25V) Main Board, FFT-1000 Main Board, LOC-1000 Main Board, SCA-10070 (25V) Main Board, SCA-10070 (70V) Main Board, SCA-2525 (25V) Main Board, SCA-2570 (25V) | [Potter] DCA-10025 (25V) Main Board, DCA-5025 (25V) Main Board, SCA-10070 (25V) Main Board, SCA-2525 (25V) Main Board, SCA-2570 (25V) Main Board, SCA-5025 (25V) Main Board, SCA-5070 (25V) Main Board
5cf9b53d-57b0-4cee-a853-f5fa4bc53ed9 | NFPA 170 GAS DETECTOR |  |  | North | Gentex |  | Gas Detection |  |  |  | Module | FALSE | 918-0030-002 | C | 120V CO Sensor | 1 | [6 empty] | FALSE | TRUE |  |  |  |  | #FFFF0000 | FA-NFPA 170 GAS DETECTOR | 1 | FALSE | FALSE | FALSE | 1408 | [13 empty] | FALSE |  |  | 120V |  |  | THOR\acont | 2024-12-23 15:36 | THOR\acont | 2024-12-23 15:39 | Cloned from Gentex 917-0079-002 | [BRK, Gentex, Kidde] [VAC ] [*] 21006378 (C), 21007624 (C), 7020BSL (C), 7030BSL (C), 900-CUAR (C), 9120 (C), 9120B (C), 917-0070-002 (C), 917-0071-002 (C), 917-0072-002 (C), 917-0073-002 (C), 917-0079-002 (C), 918-0030-002 (C), 918-0031-002 (C), 918-003 [BRK, First Alert, Gentex, Kidde] [SMOKE ALARM TANDEM] 21006378 (C), 21007624 (C), 7020BSL (C), 7030BSL (C), 900-CUAR (C), 9120 (C), 9120B (C), 917-0070-002 (C), 917-0071-002 (C), 917-0072-002 (C), 917-0073-002 (C), 917-0079-002 (C), 918-0030-002 (C), 91 | [BRK, First Alert, Generic, Gentex, Kidde, N/A] 120VAC SMOKE DETECTOR, 21006378, 21007624, 7020BSL, 7030BSL, 900-CUAR, 9120, 9120B, 9120F, 9120H, 9120HF, 9120T, 9120TF, 9123, 9123F, 9123H, 9123HF, 9123T, 9123TF, 917-0070-002, 917-0071-002, 917-0072-002, 9
f8f33798-d822-4f1c-b651-f60139556609 |  |  |  | North | Bosch | [5 empty] | Module | TRUE | NDE-8503-R-RO | * | ***(Ross) Fixed Dome 6Mp Hdr 3.9-10Mm Ptrz Ip66 | 1 | [12 empty] | #FFFFFFFF |  |  | FALSE | FALSE | FALSE | [20 empty] | DESKTOP-7EIEB7A\acont | 2021-08-13 06:25 | THOR\acont | 2024-10-09 10:48
4a8f169e-5ce4-499d-ac7e-f60189af8812 |  |  |  | North | Simplex |  | Hardware |  |  |  | Hardware | TRUE | 4100-1280 |  | 8 SWITCH, 8 RED LED MODULE | 1 | [12 empty] | #FFFFFFFF |  |  | FALSE | FALSE | FALSE | [20 empty] | AULAPTOP-PC\Aulaptop | 2019-07-04 04:36 | THOR\acont | 2024-10-09 10:48
d68a56f3-41ce-4e6e-9f44-f60542eae841 | NFPA 170 HORN STROBE |  |  | North | Gentex |  | Horn/Strobe |  |  |  | Module | TRUE | GEC3-24WR |  | Selectable Candela, Low Profile Evacuation Horn/Strobe, Red | 1 | 0 | 0.172 |  |  |  |  | FALSE | [5 empty] | #FF0070C0 | FA-NFPA 170 HORN STROBE | 1 | FALSE | FALSE | FALSE | 2012 | [13 empty] | FALSE | [5 empty] | DESKTOP-7EIEB7A\acont | 2021-11-04 10:52 | THOR\acont | 2024-09-08 17:27 | Cloned from Gentex GEC3-24WW | [Bosch, Gentex, Hochiki, VES] [STROBE] [UL MAX, Temporal 3 2400 Hz, High] GEC3-24WR, GEC3-24WW, HEC3-24WR, HEC3-24WW, VF4002-X0 [Bosch, Gentex, Hochiki, VES] [HORN] [UL MAX, Temporal 3 2400 Hz, High] GEC3-24WR, GEC3-24WW, HEC3-24WR, HEC3-24WW, VF4002-X0 [Bosch, Gentex, Hochiki, VES] [NAC] [UL MAX, Temporal 3 2400 Hz, High] GEC3-24WR, GEC3-24WW, HEC3-24WR, HEC3-24WW, VF4002-X0
39a2c5cf-d021-40bd-9a7d-f60580678cbd |  |  |  | North | Siemens |  | Hardware |  |  |  | Hardware | TRUE | CC-5 | 500-633037 | CARDCAGE (5 SLOTS) FOR ALL CARDS BACKBOX - 2 POSITIONS | 1 | [6 empty] | FALSE | [5 empty] | #FFFFFFFF |  |  | FALSE | FALSE | FALSE | [14 empty] | FALSE | [5 empty] | AULAPTOP-PC\Aulaptop | 2018-08-24 02:41 | THOR\acont | 2024-10-09 10:48 | Cloned from Siemens CLONED Part
d73b527a-56f9-412a-abd3-f60666dd81fc | NFPA 170 SPEAKER STROBE CEILING |  |  | North | System Sensor |  | Speaker/Strobe |  |  |  | Module | TRUE | SPSCWL-SP | + | Speaker/Strobe Ceiling Mount, Fuego, White | 1 | 0 | 0.132 |  |  |  |  | FALSE | TRUE |  |  |  |  | #FF0070C0 | FA-NFPA 170 SPEAKER STROBE CEILING | 1 | FALSE | FALSE | FALSE | 2020 | [13 empty] | FALSE |  |  | C |  |  |  |  | THOR\acont | 2024-09-08 17:27 |  | [BluePoint, System Sensor] [NAC] [VDC] BP04-511P (C), BP04-A511P (C), SPSCRL (C), SPSCWL (C), SPSCWL-CLR-ALERT (C), SPSCWL-P (C), SPSCWL-SP (C), SPSCWL-TILE (C) [BluePoint, System Sensor] [AUDIO 25v] [25V AUDIO] BP04-511P (C), BP04-A511P (C), SPCRL (C), SPCWL (C), SPCWL-TILE (C), SPSCR (C), SPSCRH (C), SPSCRL (C), SPSCW (C), SPSCWL (C), SPSCWL-CLR-ALERT (C), SPSCWL-P (C), SPSCWL-SP (C), SPSCWL-TILE (C) [BluePoint, System Sensor] [NAC] [VFWR] BP04-511P (C), BP04-A511P (C), SPSCRL (C), SPSCWL (C), SPSCWL-CLR-ALERT (C), SPSCWL-P (C), SPSCWL-SP (C), SPSCWL-TILE (C) [BluePoint, System Sensor] [AUDIO 70.7v] [70V AUDIO] BP04-511P (C), BP04-A511P (C), SPCRL (C), SPCWL (C), SPCWL-TILE (C), SPSCR (C), SPSCRH (C), SPSCRL (C), SPSCW (C), SPSCWL (C), SPSCWL-CLR-ALERT (C), SPSCWL-P (C), SPSCWL-SP (C), SPSCWL-TILE (C)
540f4957-0d94-4d09-8f5a-f60a94ca9880 | NFPA 170 ADDRESSABLE INPUT MONITOR MODULE |  |  | North | Gamewell FCI |  | Addressable Module |  |  |  | Assembly | TRUE | MMI-10F w/ MBB-2 | ++ | MMI-10F w/ MBB-2 Backbox | 1 | [6 empty] | FALSE | [5 empty] | #FFFF0000 | FA-NFPA 170 ADDRESSABLE INPUT MONITOR MODULE | 1 | FALSE | FALSE | FALSE | 1000 | [13 empty] | FALSE |  |  | 10 |  |  | DESKTOP-7SAL8M7\acont | 2019-01-21 09:01 | THOR\acont | 2024-09-08 17:27
b5a3f57a-e90c-4dae-bf19-f61234586f8a |  |  |  | North | Edwards |  | Hardware |  |  |  | Hardware | TRUE | CB31 |  | Lobby Enclosure, 31 1/2", for 3 RSAN-6 Racks | 1 | [6 empty] | FALSE | [5 empty] | #FFFFFFFF |  |  | FALSE | FALSE | FALSE | [14 empty] | FALSE | [7 empty] | THOR\acont | 2024-10-09 10:48
28b6e668-abbc-4e49-9104-f61765d7f9af |  |  |  | North | Potter | [5 empty] | Module | TRUE | AMS-25 Series |  | 3/4 inch Press Fit Magnetic Contact | 1 | [6 empty] | FALSE | [5 empty] | #FFFFFFFF |  |  | FALSE | FALSE | FALSE | [14 empty] | FALSE | [7 empty] | THOR\acont | 2024-10-09 10:48
aeaa23e0-c241-4733-bf16-f61fe0580c4f |  |  |  | North | HESS | Security/Access Control |  |  |  |  | Module | TRUE | 1006-629 (LBM)(LBSM) |  | BRIGHT STAINLESS STEEL | 1 | [12 empty] | #FFFFFFFF |  |  | FALSE | FALSE | FALSE | [20 empty] | THOR\acont | 2024-03-12 21:20 | THOR\acont | 2024-10-09 10:48
48ee7bd0-9000-49fa-b9d1-f621befbaf28 | NFPA 170 SMOKE DETECTOR |  |  | North | Honeywell |  | Smoke Detector |  |  |  | Module | TRUE | DF8M |  | Wireless Photoelectric Smoke Detector | 1 | [6 empty] | FALSE | TRUE |  |  |  |  | #FFFF0000 | FA-NFPA 170 SMOKE DETECTOR | 1 | FALSE | FALSE | FALSE | 1408 | [13 empty] | FALSE |  |  | W |  |  | AUGUSTXPS17-EUP\aucon | 2023-02-18 07:00 | THOR\acont | 2024-09-08 17:27 | Cloned from Honeywell 5806W3 | [Honeywell, Resideo] [WIRELESS FIRE] 5800CMBOV, 5800CO, 5800PIR-COM, 5806W3 (C), 5808W3 (C), 5809, 5817CB, 5869, DF8M (C)
0bf3e0e0-803c-42d2-b1d8-f62ad623cad9 | NFPA 170 SPEAKER WALL |  |  | North | Kidde |  | Speaker |  |  |  | Module | TRUE | 90215A-801-01-L | HyperSpike | UL 1480 listed C1D2 certified TCPA-10 Distributed Audio Speaker with 5 selectable power taps that run off of 25V, 70V and 100 VRMS audio systems. Black. | 1 | [6 empty] | FALSE |  | 72377B-801 |  |  |  | #FF0070C0 | FA-NFPA 170 SPEAKER WALL | 1 | FALSE | FALSE | FALSE | 2021 | [13 empty] | FALSE | [5 empty] | DESKTOP-7SAL8M7\acont | 2020-01-17 08:48 | THOR\acont | 2024-09-08 17:27 | Cloned from Edwards HPSA15G2570 | [Kidde] [AUDIO 70.7v] [70V AUDIO] 90215A-801-01-L, 90215A-801-04-L, 90215A-801-05-L, 90215A-801-06-L [Kidde] [AUDIO 25v] [25V AUDIO] 90215A-801-01-L, 90215A-801-04-L, 90215A-801-05-L, 90215A-801-06-L
d09c82b3-c1bd-4ba6-b734-f62ad746dcbe | NFPA 170 SMOKE DETECTOR |  |  | North | System Sensor |  | Smoke Detector |  |  |  | Module | TRUE | 2151 w/B401 | ++ | Low-profile photoelectric detector. 12/24v, 2-wire, flangeless base. | 1 | 0.00012 | 0.13 |  |  |  |  | TRUE | TRUE |  |  |  |  | #FFFF0000 | FA-NFPA 170 SMOKE DETECTOR | 1 | FALSE | FALSE | FALSE | 1408 | [19 empty] | DESKTOP-7SAL8M7\acont | 2019-03-29 16:46 | THOR\acont | 2024-09-08 17:27 | 20191121 AC Detector with base | [Chemtronics, Firelite, MIRCOM, Notifier, System Sensor] [IDC] 01 [*] [IDC 2-WIRE ++] 1151 (C), 1151EIS (C), 1400 (C), 1451 (C), 1451DH (C), 1451DHHT (C), 2100AT (C), 2100S (C), 2100TR (C), 2100TS (C), 2151 w/B110LP (C), 2151 w/B116LP (C), 2151 w/B401 (C
05f81097-f702-40d9-9acc-f62d77ef72f1 |  |  |  | North | Edwards |  | Cards & Components |  |  |  | Card | TRUE | iO500G Mainboard | ++ | Main Board | 1 | 0.172 | 0.267 | 6 |  |  |  | TRUE | [5 empty] | #FFFFFFFF |  |  | FALSE | FALSE | FALSE | [14 empty] | FALSE | [5 empty] | DESKTOP-7EIEB7A\acont | 2022-10-24 10:08 | THOR\acont | 2024-10-09 10:48 | Cloned from Edwards iO1000G Mainboard | [Edwards] [IDC] [#2 TROUBLE] iO500G Mainboard, iO500GD Mainboard, iO500R Mainboard, iO500RD Mainboard [Edwards] [IDC] [#3 SUPERVISORY] iO500G Mainboard, iO500GD Mainboard, iO500R Mainboard, iO500RD Mainboard [Edwards, Kidde, Macurco] [IDC] [#3 SUPERVISORY] 2IDC, 76-600000-001 Main Board, 76-800xxx-xxx Main Board, 77-600000-901 Main Board, 84-732001-901 Main Board, DVP-120 Mainboard, EST1-2Z Mainboard, FSP1004G Mainboard, FSP1004G-2 Mainboard, FSP1004GD Mainb [Edwards, Kidde, Macurco] [IDC] [#2 TROUBLE] 2IDC, 76-600000-001 Main Board, 76-800xxx-xxx Main Board, 77-600000-901 Main Board, 84-732001-901 Main Board, DVP-120 Mainboard, EST1-2Z Mainboard, FSP1004G Mainboard, FSP1004G-2 Mainboard, FSP1004GD Mainboard [Edwards, Kidde] [VAC ] 2IDC, 76-600000-001 Main Board, 76-800xxx-xxx Main Board, 77-600000-901 Main Board, 84-732001-901 Main Board, APS10A Mainboard, APS6A Mainboard, BPS10A Mainboard, BPS10A/230 Mainboard, BPS6A Mainboard, BPS6A/230 Mainboard, EST1-2Z [Edwards] [IDC] [#1 ALARM] iO500G Mainboard, iO500GD Mainboard, iO500R Mainboard, iO500RD Mainboard [Edwards, Kidde, Macurco] [IDC] [#1 ALARM] 2IDC, 76-600000-001 Main Board, 76-800xxx-xxx Main Board, 77-600000-901 Main Board, 84-732001-901 Main Board, DVP-120 Mainboard, EST1-2Z Mainboard, FSP1004G Mainboard, FSP1004G-2 Mainboard, FSP1004GD Mainboard, | [Edwards] iO500G Mainboard, iO500GD Mainboard, iO500R Mainboard, iO500RD Mainboard
a76db63d-999f-49ae-9f4b-f62fb00c4079 | NFPA 170 HORN |  |  | North | Gentex |  | Horn |  |  |  | Module | TRUE | GHLFW |  | Low Profile Horn, Low Frequency, White | 1 | 0 | 0.1558 |  |  |  |  | FALSE | [5 empty] | #FF0070C0 | FA-NFPA 170 HORN | 1 | FALSE | FALSE | FALSE | 2010 | [13 empty] | FALSE |  |  | LF |  |  |  |  | THOR\acont | 2024-09-08 17:27 |  | [Gentex, Hochiki] [NAC] [UL MAX, HIGH DB, TEMPORAL 3] GHLFR, GHLFW, HHLFR, HHLFW [Gentex, Hochiki] [NAC] [24 VDC, HIGH DB] GHLFR, GHLFW, HHLFR, HHLFW [Gentex, Hochiki] [NAC] [UL MAX, HIGH DB, TEMPORAL 4] GHLFR, GHLFW, HHLFR, HHLFW [Gentex, Hochiki] [NAC] [24 VDC, HIGH DB] GHLFR, GHLFW, HHLFR, HHLFW
0d19ca97-a50d-4e5c-9610-f62fce571b7f |  |  |  | North | Edwards | [5 empty] | Assembly | TRUE | QS4-5-G-2 |  | FAP w/ 5 Option Card Space, Gray, 230V | 1 | [6 empty] | FALSE | [5 empty] | #FFFFFFFF |  |  | FALSE | FALSE | FALSE | [14 empty] | FALSE | [7 empty] | THOR\acont | 2024-10-09 10:48
367c9c66-7194-4b09-b90f-f630ced9c742 | NFPA 170 MANUAL PULL |  |  | North | Edwards |  | Manual Station |  |  |  | Module | TRUE | MPSR1-SHTW-GE |  | Wpf, Single Action Station, SPST, hex screw reset | 1 | [6 empty] | FALSE | [5 empty] | #FFFF0000 | FA-NFPA 170 MANUAL PULL | 1 | FALSE | FALSE | FALSE | 957 | [13 empty] | FALSE |  |  | WP |  |  |  |  | THOR\acont | 2024-09-08 17:27 |  | [Edwards, Kidde, Monaco Enterprises] [IDC] 01 1534-1, 200-GAOF, 270A-DPO, 270A-SPO, 270-DOC, 270-DOC-B, 270-DOC-F, 270-DPO, 270-GAO, 270-GAOB, 270-GAO-DOC, 270-GAO-DOCF, 270P-DPO, 270P-SPO, 270-SPO, 270-SPOW, 270-SPOWB, 270-SPOWF, 271-KR1/SR/GS, 276A-REL
bb50b4a7-089c-46b6-892e-f6312f2d693e | NFPA 170 HORN STROBE |  |  | North | Eaton Wheelock |  | Horn/Strobe |  |  |  | Module | TRUE | ELFHSR-AL | + | WALL SOUNDER STROBE, RED, ALERT, LOW FREQ | 1 | [6 empty] | TRUE | [5 empty] | #FF0070C0 | FA-NFPA 170 HORN STROBE | 1 | FALSE | FALSE | FALSE | 2020 | [16 empty] | LF |  |  | DESKTOP-7EIEB7A\acont | 2021-05-13 07:51 | THOR\acont | 2024-09-08 17:27 | Cloned from Eaton Wheelock ELFHSR | [Eaton Wheelock] [NAC] [24VDC, MAX] ELFHSR, ELFHSR-AL, ELFHSRC (C), ELFHSRC-AL (C), ELFHSRC-CO (C), ELFHSRC-N (C), ELFHSR-CO, ELFHSR-N, ELFHSW, ELFHSW-AL, ELFHSWC (C), ELFHSWC-AL (C), ELFHSWC-CO (C), ELFHSWC-N (C), ELFHSW-CO, ELFHSW-N
c5475c24-791f-4e43-9db6-f6340199e221 |  |  |  | North | Edwards |  | Hardware |  |  |  | Hardware | TRUE | 757A-WB |  | Weatherproof Box - RED. | 1 | [6 empty] | FALSE | [5 empty] | #FFFFFFFF |  |  | FALSE | FALSE | FALSE | [14 empty] | FALSE | [7 empty] | THOR\acont | 2024-10-09 10:48
ce89796e-2b54-4b02-915c-f6363f86a3c1 |  |  |  | North | Bosch | [5 empty] | Module | TRUE | VJD-7513 | * | VIDEOJET decoder - 7000 High-performance - H.265 UHD decoder | 1 | [12 empty] | #FFFFFFFF |  |  | FALSE | FALSE | FALSE | [20 empty] | DESKTOP-7EIEB7A\acont | 2021-08-13 06:25 | THOR\acont | 2024-10-09 10:48
edf33861-6cf1-4eda-9ad8-f638b7a18c47 |  |  |  | North | Edwards |  | Hardware |  |  |  | Hardware | TRUE | WGWMA | ++ | Adapter Plate, White | 1 | [6 empty] | FALSE | [5 empty] | #FFFFFFFF |  |  | FALSE | FALSE | FALSE | [14 empty] | FALSE | [5 empty] | THOR\acont | 2024-04-09 08:16 | THOR\acont | 2024-10-09 10:48 | Cloned from Edwards WGRMA
3c45cf0b-0ddb-4db5-9814-f64218c05aaa | NFPA 170 SPEAKER STROBE CEILING |  |  | North | Block Definition Only |  | Speaker/Strobe |  |  |  | Module | TRUE | NFPA 170 SPEAKER STROBE CEILING |  | NFPA 170 SPEAKER STROBE CEILING | 1 | [7 empty] | TRUE |  |  |  |  | #FF0070C0 | FA-NFPA 170 SPEAKER STROBE CEILING | 1 | FALSE | FALSE | FALSE | 2020 | [19 empty] | AULAPTOP-PC\Aulaptop | 2020-03-26 07:41 | THOR\acont | 2024-09-08 17:27
aabc4508-f0d2-4f50-b691-f64b6913e7bb | CADGEN MOTION DETECTOR CEILING |  |  | North | Generic |  | Motion Detector |  |  |  | Module | TRUE | Motion Detector Ceiling |  | Universal Motion Detector Ceiling | 1 | [6 empty] | TRUE | [5 empty] | #FFFF0000 | FA-CADGEN MOTION DETECTOR CEILING | 1 | FALSE | FALSE | FALSE | [20 empty] | DESKTOP-7EIEB7A\acont | 2022-02-12 08:44 | THOR\acont | 2024-09-08 17:27 | Cloned from ProdataKey, Inc. Intrusion Contact | [Generic] [ACCESS CONTROL INPUT] [*] Door Contact, Glass Break, Intrusion Contact, Motion Detector Ceiling, Motion Detector Long Range, Motion Detector Wall, Motion Detector Wide Angle [Generic] [IDC] 01 Door Contact, Glass Break, Intrusion Contact, Motion Detector Ceiling, Motion Detector Long Range, Motion Detector Wall, Motion Detector Wide Angle
9c2ae5e5-84e9-4912-b212-f64c3c0cbb60 |  |  |  | North | Bosch | [5 empty] | Module | TRUE | SHBB-R | * | BACKBOX, SURFACE FOR AS/AH, NS/NS4/NH AND RS/RSS 5 IN. SQ X 1 9/16 IN D, RED | 1 | [12 empty] | #FFFFFFFF |  |  | FALSE | FALSE | FALSE | [20 empty] | DESKTOP-7EIEB7A\acont | 2021-08-13 06:25 | THOR\acont | 2024-10-09 10:48
9becfcc5-58bf-4d50-8539-f64d445052e1 | NFPA 170 HORN STROBE |  |  | North | Simplex |  | Horn/Strobe |  |  |  | Module | TRUE | 4903-942x |  | Horn/Strobe 4 Wire Red with white Fire Lettering/15/75/110 cd | 1 | 0 | 0.22 |  |  |  |  | FALSE | [5 empty] | #FF0070C0 | FA-NFPA 170 HORN STROBE | 1 | FALSE | FALSE | FALSE | 2012 | [13 empty] | FALSE | [7 empty] | THOR\acont | 2024-09-08 17:27 |  | [Simplex] [NAC] 4903-942x, 4903-943x
7c37e184-61e1-48ad-a512-f64df7e62d18 |  |  |  | North | Potter | [5 empty] | Module | TRUE | MBA-10G12PV2 |  | Burglar Bell | 1 | [6 empty] | FALSE | [5 empty] | #FFFFFFFF |  |  | FALSE | FALSE | FALSE |  |  |  | 7135-0328:0119 | [10 empty] | FALSE | [7 empty] | THOR\acont | 2024-10-09 10:48
88b3fd1e-d6e6-4ea7-84e0-f65ee360cc55 | NFPA 170 HORN STROBE |  |  | North | Eaton Wheelock |  | Horn/Strobe |  |  |  | Module | TRUE | ASWP-2475W-FR |  | NOTIFICATION, HORNSTROBE, RED, WALL, WP | 1 | 0 | 0.168 |  |  |  |  | FALSE | FALSE |  |  |  |  | #FF0070C0 | FA-NFPA 170 HORN STROBE | 1 | FALSE | FALSE | FALSE | 2012 | [13 empty] | FALSE |  |  | WP |  |  |  |  | THOR\acont | 2024-09-08 17:27 |  | [Eaton Wheelock, Hochiki] [NAC] [24VDC, LOW DB UL 1638 @ 77°F] ASWP-2475C-FR (C), ASWP-2475C-FW (C), ASWP-2475W-FR, ASWP-2475W-FW [Eaton Wheelock, Hochiki] [NAC] [20VDC, HIGH DB] ASWP-2475W-FR, ASWP-2475W-FW [Eaton Wheelock, Hochiki] [NAC] [24VDC, MED DB UL 1638 @ 77°F] ASWP-2475C-FR (C), ASWP-2475C-FW (C), ASWP-2475W-FR, ASWP-2475W-FW [Eaton Wheelock, Hochiki] [NAC] [24VDC, MED DB UL 1638 @ –40°F] ASWP-2475C-FR (C), ASWP-2475C-FW (C), ASWP-2475W-FR, ASWP-2475W-FW [Eaton Wheelock, Hochiki] [NAC] [24VDC, HIGH DB] ASWP-2475W-FR, ASWP-2475W-FW [Eaton Wheelock, Hochiki] [NAC] [24VDC, LOW DB UL 1638 @ –40°F] ASWP-2475C-FR (C), ASWP-2475C-FW (C), ASWP-2475W-FR, ASWP-2475W-FW [Eaton Wheelock, Hochiki] [NAC] [24VDC, HIGH DB UL 1638 @ 77°F] ASWP-2475C-FR (C), ASWP-2475C-FW (C), ASWP-2475W-FR, ASWP-2475W-FW [Eaton Wheelock, Hochiki] [NAC] [24VDC, HIGH DB UL 1638 @ –40°F] ASWP-2475C-FR (C), ASWP-2475C-FW (C), ASWP-2475W-FR, ASWP-2475W-FW
9d1030b3-da88-4b33-9e9a-f666ecb7225c | NFPA 170 SPEAKER STROBE |  |  | North | System Sensor |  | Speaker/Strobe |  |  |  | Module | TRUE | SPSWK-CLR-ALERT | + | Outdoor Speaker Strobe, Standard cd, Clear Lens, ALERT Printed | 1 | 0 | 0.181 |  |  |  |  | FALSE | FALSE |  |  |  |  | #FF0070C0 | FA-NFPA 170 SPEAKER STROBE | 1 | FALSE | FALSE | FALSE | 2019 | [13 empty] | FALSE |  |  | WP |  |  | DESKTOP-7EIEB7A\acont | 2021-05-05 16:03 | THOR\acont | 2024-09-08 17:27 | Cloned from System Sensor SPSRK-P | [BluePoint, System Sensor] [AUDIO 25v] [25V AUDIO] BP04-311P, SPCR (C), SPCW (C), SPCWK (C), SPRK, SPSCWH (C), SPSCWHK (C), SPSCWHK-P (C), SPSCWK (C), SPSCWK-CLR-ALERT (C), SPSRHK, SPSRK, SPSRK-P, SPSWK, SPSWK-CLR-ALERT, SPSWK-P, SPWK [BluePoint, System Sensor] [AUDIO 70.7v] [70V AUDIO] BP04-311P, SPCR (C), SPCW (C), SPCWK (C), SPRK, SPSCWH (C), SPSCWHK (C), SPSCWHK-P (C), SPSCWK (C), SPSCWK-CLR-ALERT (C), SPSRHK, SPSRK, SPSRK-P, SPSWK, SPSWK-CLR-ALERT, SPSWK-P, SPWK [BluePoint, System Sensor] [NAC] [VFWR, TEMPORAL HIGH] BP04-311P, SCRK (C), SCWK (C), SPSCWK (C), SPSCWK-CLR-ALERT (C), SPSRK, SPSRK-P, SPSWK, SPSWK-CLR-ALERT, SPSWK-P [BluePoint, System Sensor] [NAC] [VDC, TEMPORAL HIGH] BP04-311P, SCRK (C), SCWK (C), SPSCWK (C), SPSCWK-CLR-ALERT (C), SPSRK, SPSRK-P, SPSWK, SPSWK-CLR-ALERT, SPSWK-P
dbf2949c-fbcc-4ec7-87d1-f6670b052441 | NFPA 170 SMOKE DETECTOR |  |  | North | Siemens |  | Smoke Detector |  |  |  | Module | TRUE | 5000-008 | 500-050276+ | (1) one-prism alignment adaptor for use with Model 5000-005 | 1 | [6 empty] | FALSE | TRUE |  |  |  |  | #FFFF0000 | FA-NFPA 170 SMOKE DETECTOR | 1 | FALSE | FALSE | FALSE | 1408 | [13 empty] | FALSE |  |  | SBP |  |  | DESKTOP-7EIEB7A\acont | 2022-06-29 10:36 | THOR\acont | 2024-09-08 17:27 | Cloned from Bosch FRAY5000-1PRISM
72e131d8-45a8-49aa-bdc6-f66b599bc2fc | NFPA 170 SPEAKER WALL |  |  | North | e2S |  | Speaker |  |  |  | Module | TRUE | ML15FV025CS1A1R | ++ | 15W PA Loudspeaker, Flare re-entrant horn, 25V Line, ½” NPT & ½” NPT, Stainless steel, 316 (A4) Stainless Steel, UL, cUL, CE, EAC, RMRS, Standard product, Red | 1 | 0 | 0.313 |  |  |  |  | FALSE | [5 empty] | #FF0070C0 | FA-NFPA 170 SPEAKER WALL | 1 | FALSE | FALSE | FALSE | 2021 | [13 empty] | FALSE | [5 empty] | THOR\acont | 2024-08-21 08:40 | THOR\acont | 2024-09-08 17:27 | Cloned from e2S ML15FV070CS1A1R | [e2S] [AUDIO 25v] [25V AUDIO] D2xL1FV725CN1A1R, ML15FV025CS1A1R
f8453a02-d153-43f3-9001-f66bc3a79f7e | NFPA 170 FIRE ALARM CONTROL UNIT | RISER FACP |  | North | Siemens |  | Fire Alarm Control Unit |  |  |  | Assembly | TRUE | XLS-250-CAB3-BD | 599-050598 | INCLUDES: (1) PMI-3, (1) PSC-12, (1) CC-5, (1) DLC, (1) ID-SP, (1) BCL (1) ZIC-4A, (1) CAB3-BD, (1) OD-LP | 1 | [12 empty] | #FFFF0000 | FA-NFPA 170 FIRE ALARM CONTROL UNIT | 1 | FALSE | FALSE | FALSE | 202 | [13 empty] | TRUE | [5 empty] | DESKTOP-7SAL8M7\acont | 2019-08-13 09:04 | THOR\acont | 2024-09-08 17:27
4df044a9-574f-4840-b868-f66f2f995641 | NFPA 170 SPEAKER WALL |  |  | North | Kidde |  | Speaker |  |  |  | Module | TRUE | EG4SRF |  | Speaker, Wall, Red, FIRE | 1 | [6 empty] | FALSE | FALSE | GRSW-10 | G4RSB |  |  | #FF0070C0 | FA-NFPA 170 SPEAKER WALL | 1 | FALSE | FALSE | FALSE | 2021 | [13 empty] | FALSE |  |  | C |  |  | DESKTOP-7EIEB7A\acont | 2021-05-24 09:19 | THOR\acont | 2025-02-25 13:49 | Cloned from Edwards G4SRF | [Edwards, Hochiki, Kidde] [AUDIO 70.7v] [70V AUDIO] EG4SRF, EG4SRN, EG4SVRF, EG4SVRN, EG4SVWA, EG4SVWF, EG4SVWN, EG4SWA, EG4SWF, EG4SWN, G4SRF, G4SRN, G4SVRF, G4SVRN, G4SVWA, G4SVWF, G4SVWN, G4SWA, G4SWF, G4SWN, WGSRA, WGSRF, WGSRF-FR, WGSRF-SP, WGSRN, W [Edwards, Hochiki, Kidde] [AUDIO 25v] [25V AUDIO] EG4SRF, EG4SRN, EG4SVRF, EG4SVRN, EG4SVWA, EG4SVWF, EG4SVWN, EG4SWA, EG4SWF, EG4SWN, G4SRF, G4SRN, G4SVRF, G4SVRN, G4SVWA, G4SVWF, G4SVWN, G4SWA, G4SWF, G4SWN, WGSRA, WGSRF, WGSRF-FR, WGSRF-SP, WGSRN, WGS
1ff524b1-e62f-434a-a579-f676675d76f0 |  |  |  | North | Edwards |  | Hardware |  |  |  | Hardware | TRUE | QS-CU |  | OBSOLETE - PC Based Site Configuration Software UL/ULC. | 1 | [6 empty] | FALSE | [5 empty] | #FFFFFFFF |  |  | FALSE | FALSE | FALSE | [14 empty] | FALSE | [7 empty] | THOR\acont | 2024-10-09 10:48
4bd4910a-aa4f-4175-90d8-f6778cb66d33 | NFPA 170 NOTIFICATION CIRCUIT EXTENDER PANEL | RISER NAC |  | North | Bosch |  | Notification Circuit Extender Panel |  |  |  | Assembly | TRUE | D9142F | + | Remote NAC Power | 1 | [6 empty] | FALSE | [5 empty] | #FFFF0000 | FA-NFPA 170 NOTIFICATION CIRCUIT EXTENDER PANEL | 1 | FALSE | FALSE | FALSE | 212 | [8 empty] | 7,12,18 |  |  | 4 |  | TRUE | [5 empty] | DESKTOP-7SAL8M7\acont | 2020-06-19 05:38 | THOR\acont | 2024-09-08 17:27 | Cloned from Bosch FPP-RNAC-8A-4C
c79e1b7a-1a02-496d-ae97-f67923dfcf61 | NFPA 170 HEAT DETECTOR |  |  | North | Potter |  | Heat Detector |  |  |  | Module | TRUE | CR-200W |  | Rate of Rise Heat Detector, 200°F (93°C) | 1 | [6 empty] | FALSE | [5 empty] | #FFFF0000 | FA-NFPA 170 HEAT DETECTOR | 1 | FALSE | FALSE | FALSE | 1403 | [13 empty] | FALSE | [7 empty] | THOR\acont | 2024-09-08 17:27 |  | [Notifier, Potter] [IDC] 01 CF-135EWT, CF-135MP, CF-135W, CF-165MP, CF-165W, CF-200EWT, CF-200MP, CF-200W, CF-285MP, CF-285W, CPS-24 w/SB, CR-135EWT, CR-135MP, CR-135W, CR-165MP, CR-165W, CR-200EWT, CR-200MP, CR-200W, DSD-P (C), P32-1T, PS40 Series, PS40
05311bd5-c9c9-43af-920b-f67c6e306fd3 | NFPA 170 HORN STROBE CEILING |  |  | North | FCI |  | Strobe |  |  |  | Module | TRUE | PC2430W | ++ | Horn, electronic, white, w/30 cd strobe | 1 | 0 | 0.347 |  |  |  |  | FALSE | TRUE |  |  |  |  | #FF0070C0 | FA-NFPA 170 HORN STROBE CEILING | 1 | FALSE | FALSE | FALSE | 2022 | [13 empty] | FALSE |  |  | C |  |  | THOR\acont | 2025-02-25 16:23 | THOR\acont | 2025-02-25 16:25 | Cloned from FCI PC2415W CLONED | [Eaton Wheelock, FCI] [NAC] [DC MAX] PC2430 (C), PC2430W (C), RS-2415W-FR
89f38eb9-06df-4c2b-b6d9-f67f40fe0bb9 |  |  |  | North | Gamewell FCI |  | Cards & Components |  |  |  | Card | TRUE | ASM-16 | + | Addressable Switch Module | 1 | 0.011 | 0.011 |  |  |  |  | TRUE | [5 empty] | #FFFFFFFF |  |  | FALSE | FALSE | FALSE | [14 empty] | FALSE | [7 empty] | THOR\acont | 2024-10-09 10:48 |  | [Gamewell FCI] [AUX POWER] [*] 1100-0455, 1100-0503, 1100-0505, 1100-1321, 1100-1322, 1100-1323, 1100-1324, 1100-1325, 1100-1326, ANU-48, ASM-16, INI-VGC, INI-VGE, INI-VGX, LCD-7100 MAIN CARD, LCD-E3, LCD-SLP, LCD-SLP MAIN BOARD, M34-110, M34-56, NGA, RA [Gamewell FCI, Notifier] [RS-485] 1100-0455, 1100-0505, ANU-48, ANU-48 Assembly, ASM-16, LCD-7100 MAIN CARD, LCD-E3, LCD-SLP, LCD-SLP MAIN BOARD, LDM-32 Assembly, NGA, RA-1000
e4344cc5-ccab-4cca-b568-f67fb5bd2b1b |  |  |  | North | Edwards |  | Hardware |  |  |  | Hardware | TRUE | GL1WN-TP |  | Trime Plate, White, 4sq Box | 1 | [6 empty] | FALSE | [5 empty] | #FFFFFFFF |  |  | FALSE | FALSE | FALSE | [14 empty] | FALSE | [7 empty] | THOR\acont | 2024-10-09 10:48
f7554ebc-3993-43d2-8190-f680852e8071 | NFPA 170 SPEAKER STROBE |  |  | North | Autocall |  | Speaker/Strobe |  |  |  | Module | TRUE | A49HFV-APPLW-BA | + | Wall Mount Addressable High fidelity S/V appliance only, Assembled in USA | 1 | 0 | 0 |  |  |  |  | TRUE | [5 empty] | #FF0070C0 | FA-NFPA 170 SPEAKER STROBE | 1 | FALSE | FALSE | FALSE | 2019 | [19 empty] | DESKTOP-7EIEB7A\acont | 2021-04-29 14:44 | THOR\acont | 2024-09-08 17:27 | Cloned from AutoCall A49HFV-APPLW | [Autocall, Simplex] [IDNac] [23VDC] 49HFV-APPLW, 49HFV-APPLW-BA, 49SV-APPLW, 49SV-APPLW-BA, 49VO-APPLW, 49VO-APPLW-BA, A49HFV-APPLW, A49HFV-APPLW-BA, A49SV-APPLW, A49SV-APPLW-BA, A49VO-APPLW, A49VO-APPLW-BA [Autocall, Simplex] [AUDIO 70.7v] [70V AUDIO] 49HF-APPLW, 49HF-APPLW-BA, 49HFV-APPLW, 49HFV-APPLW-BA, 49SO-APPLW, 49SO-APPLW-BA, 49SO-APPLW-O, 49SO-APPLW-O-BA, 49SV-APPLW, 49SV-APPLW-BA, 49SV-APPLW-O, 49SV-APPLW-O-BA, A49HF-APPLW, A49HF-APPLW-BA, A49HFV- [Autocall, Simplex] [AUDIO 25v] [25V AUDIO] 49HF-APPLW, 49HF-APPLW-BA, 49HFV-APPLW, 49HFV-APPLW-BA, 49SO-APPLW, 49SO-APPLW-BA, 49SO-APPLW-O, 49SO-APPLW-O-BA, 49SV-APPLW, 49SV-APPLW-BA, 49SV-APPLW-O, 49SV-APPLW-O-BA, A49HF-APPLW, A49HF-APPLW-BA, A49HFV-AP
a152b764-94e3-4a5d-acca-f6829b9d77df | NFPA 170 FIRE ALARM CONTROL UNIT | RISER FACP |  | North | Hochiki |  | Fire Alarm Control Unit |  |  |  | Assembly | TRUE | LA301K1-60 |  | FireNET L@TITUDE Analog Addressable Fire Alarm Control Panel, 4 Slot Deep Enclosure, 5.25 A 115V, 2-Loop Panel Module, Hochiki Protocol, Network Module, and Media Gateway™, Black, 48 Zone LEDs | 1 | [6 empty] | FALSE |  |  | *Refer to Install Sheet | 16.5in (W) x 23.2in (H) x 8in (D) | KM5FCRD (Optional Semi-Flush Mounting Kit) | #FFFF0000 | FA-NFPA 170 FIRE ALARM CONTROL UNIT | 1 | FALSE | FALSE | FALSE | 202 | [8 empty] | 7,12,18,28 |  |  | 5.25 |  | TRUE | [5 empty] | DESKTOP-GHR3H5U\Anthony | 2019-11-27 08:00 | THOR\acont | 2024-09-08 17:27
ec6e4969-74d4-4a26-9519-f68455091bda |  |  |  | North | Hochiki |  | Cards & Components |  |  |  | Card | TRUE | EVX-100EM-H | + | 100W Voice Evacuation Module w/ mic | 1 | 0.18 | 6.4 |  |  |  |  | TRUE | [5 empty] | #FFFFFFFF |  |  | FALSE | FALSE | FALSE | [20 empty] | DESKTOP-7SAL8M7\acont | 2019-11-05 06:01 | THOR\acont | 2024-10-09 10:48 |  |  | [Hochiki] EVX-100E-H, EVX-100EM-H
7b17a28e-073c-468e-9b40-f68dd49f2301 |  |  |  | North | Notifier |  | Cards & Components |  |  |  | Card | TRUE | ACE-1 | + | Card | 1 | [6 empty] | TRUE | [5 empty] | #FFFFFFFF |  |  | FALSE | FALSE | FALSE | [20 empty] | DESKTOP-7EIEB7A\acont | 2023-02-03 08:36 | THOR\acont | 2024-10-09 10:48 | Cloned from Notifier ABS-4D
1afbda3c-4bdb-42d0-9cd1-f68ded37d784 | NFPA 170 SPEAKER WALL |  |  | North | Edwards |  | Speaker |  |  |  | Module | TRUE | 90243A-803-01-L | UL1480 HyperSpike LineWave Loudspeaker Array 8 Black | HyperSpike UL LineWave line array loudspeaker 8 Black | 1 | [12 empty] | #FF0070C0 | FA-NFPA 170 SPEAKER WALL | 1 | FALSE | FALSE | FALSE | 2021 | [16 empty] | X8 |  |  | HOMEAUGUSTXPS-1\aucon | 2021-01-25 12:46 | THOR\acont | 2024-09-08 17:27 | August Added Hyperspike | [Edwards] [AUDIO 25v] 90243A-803-01-L, 90243A-803-05-L, 90243A-803-06-L, 90243A-803-07-L [Edwards] [AUDIO 70.7v] 90243A-803-01-L, 90243A-803-05-L, 90243A-803-06-L, 90243A-803-07-L
717378ea-58eb-438f-81c4-f68e34046a84 |  |  |  | North | Fike | [5 empty] | Card | TRUE | 10-2631 |  | Ten Button Remote Display (Mounts in Box) |  | 0.036 | 0.139 |  |  |  |  | TRUE | [5 empty] | #FFFFFFFF |  |  | FALSE | FALSE | [15 empty] | FALSE | [5 empty] | AULAPTOP-PC\Aulaptop | 2019-07-06 06:59 | DESKTOP-7EIEB7A\acont | 2023-03-31 12:04 | Cloned from Fike XXXX CLONED
a8fb3101-9fe1-4d26-8178-f68ff778ca92 | NFPA 170 SPEAKER STROBE CEILING |  |  | North | System Sensor |  | Speaker/Strobe |  |  |  | Module | TRUE | SPSCR | + | Speaker/Strobe Ceiling Mount, Red | 1 | 0 | 0.132 |  |  |  |  | FALSE | TRUE |  |  |  |  | #FF0070C0 | FA-NFPA 170 SPEAKER STROBE CEILING | 1 | FALSE | FALSE | FALSE | 2020 | [13 empty] | FALSE |  |  | C |  |  | DESKTOP-7EIEB7A\acont | 2022-12-20 07:40 | THOR\acont | 2024-09-08 17:27 | Cloned from System Sensor SPSCRL | [BluePoint, System Sensor] [AUDIO 25v] [25V AUDIO] BP04-511P (C), BP04-A511P (C), SPCRL (C), SPCWL (C), SPCWL-TILE (C), SPSCR (C), SPSCRH (C), SPSCRL (C), SPSCW (C), SPSCWL (C), SPSCWL-CLR-ALERT (C), SPSCWL-P (C), SPSCWL-SP (C), SPSCWL-TILE (C) [System Sensor] [NAC] [VDC] SPSCR (C), SPSCW (C) [BluePoint, System Sensor] [AUDIO 70.7v] [70V AUDIO] BP04-511P (C), BP04-A511P (C), SPCRL (C), SPCWL (C), SPCWL-TILE (C), SPSCR (C), SPSCRH (C), SPSCRL (C), SPSCW (C), SPSCWL (C), SPSCWL-CLR-ALERT (C), SPSCWL-P (C), SPSCWL-SP (C), SPSCWL-TILE (C) [System Sensor] [NAC] [VFWR] SPSCR (C), SPSCW (C)
a668f88c-0851-452c-8a40-f6b6667d4943 | NFPA 170 HORN CEILING |  |  | North | Eaton Wheelock |  | Horn |  |  |  | Module | TRUE | ELFHNRC-N | + | CEILING SOUNDERE, RED, NONE, LOW FREQ | 1 | [6 empty] | TRUE | TRUE |  |  |  |  | #FF0070C0 | FA-NFPA 170 HORN CEILING | 1 | FALSE | FALSE | FALSE | 2020 | [16 empty] | LF |  |  | DESKTOP-7EIEB7A\acont | 2021-05-13 08:00 | THOR\acont | 2024-09-08 17:27 | Cloned from Eaton Wheelock ELFHSRC-N | [Eaton Wheelock] [NAC] [24VDC, MAX] ELFHNR, ELFHNR-AL, ELFHNRC (C), ELFHNRC-AL (C), ELFHNRC-CO (C), ELFHNRC-N (C), ELFHNR-CO, ELFHNR-N, ELFHNW, ELFHNW-AL, ELFHNWC (C), ELFHNWC-AL (C), ELFHNWC-CO (C), ELFHNWC-N (C), ELFHNW-CO, ELFHNW-N
b9a6ace7-5e06-447d-aa33-f6b7211a6201 | NFPA 170 MANUAL PULL |  |  | North | MIRCOM |  | Manual Station |  |  |  | Module | TRUE | MS-401AP | + | Advanced Protocol Intelligent Single Stage Manual Station | 1 | 0.0006 | 0.0054 |  |  |  |  | FALSE | [5 empty] | #FFFF0000 | FA-NFPA 170 MANUAL PULL | 1 | FALSE | FALSE | FALSE | 957 | [13 empty] | FALSE | [7 empty] | THOR\acont | 2024-09-08 17:27 |  | [MIRCOM] [SLC MODULES SENSORS] [*] [#1 SHARED ADDR ¦ MODULES] CR-6, CZ-6, IM-10, MIX-100P, MIX-100R, MIX-100S, MIX-100X, MIX-101P, MIX-4040, MIX-4040M, MIX-4041, MIX-4045, MIX-4045-M, MIX-4046, MIX-M500DM, MIX-M500DMAP, MIX-M500FP, MIX-M500M, MIX-M500MAP
0a7f6f70-8ca6-48be-8602-f6bd5221860a |  |  |  | North | Silent Knight |  | Cards & Components |  |  |  | Card | TRUE | 5700 Main Board | ++ | Main Board | 1 | 0.2 | 0.365 | 2.5 |  | 24 |  | TRUE | [5 empty] | #FFFFFFFF |  |  | FALSE | FALSE | FALSE | [14 empty] | FALSE | [5 empty] | DESKTOP-7EIEB7A\acont | 2023-01-25 11:54 | THOR\acont | 2024-10-09 10:48 | Cloned from Silent Knight 5600 Main Board | [Farenhyt, Silent Knight, Stanley Security Solutions] [VAC ] 5104B Main Board, 5204 Main Board, 5207 Main Board, 5208 Main Board, 5495 Main Board, 5496 Main Board, 5499 Main Board, 5600 Main Board, 5700 Main Board, 5808 Main Board, 5820XL Main Board, 588 [Silent Knight] [IDC] [#3 SUPERVISORY] 5104B Main Board, 5204 Main Board, 5207 Main Board, 5208 Main Board, 5600 Main Board, 5700 Main Board, 5808 Main Board, 5820XL Main Board, 6700 Main Board, 6808 Main Board, 6820 Main Board, 6820EVS Main Board, SK-2 [Silent Knight] [IDC] [#2 TROUBLE] 5104B Main Board, 5204 Main Board, 5207 Main Board, 5208 Main Board, 5495 Main Board, 5600 Main Board, 5700 Main Board, 5808 Main Board, 5820XL Main Board, 5895XL Main Board, 6700 Main Board, 6808 Main Board, 6820 Main [Silent Knight] [IDC] [#1 ALARM] 5104B Main Board, 5204 Main Board, 5207 Main Board, 5208 Main Board, 5600 Main Board, 5700 Main Board, 5808 Main Board, 5820XL Main Board, 5895XL Main Board, 6700 Main Board, 6808 Main Board, 6820 Main Board, 6820EVS Main | [Silent Knight] 5700 Main Board
ab35c952-8721-43d7-bfc7-f6bf6f580e55 |  |  |  | North | Fike |  | Cards & Components |  |  |  | Card | TRUE | 10-2777 |  | Relay Ccontrol Assembly (10-2778 and 10-2769) | 1 | 0.047 | 0.147 |  |  |  |  | TRUE | [5 empty] | #FFFFFFFF |  |  | FALSE | FALSE | FALSE | [14 empty] | FALSE | [5 empty] | AULAPTOP-PC\Aulaptop | 2019-07-06 06:56 | THOR\acont | 2024-10-09 10:48 | Cloned from Fike XXXX
5c5ef8eb-7e31-4363-835f-f6c0f51bc8ed | NFPA 170 SMOKE HEAT DETECTOR |  |  | North | Kidde |  | Smoke/Heat Detector |  |  |  | Module | TRUE | KI-PHD w/KI-SB BASE | ++ | Intelligent Multisensor Smoke and Heat Detector | 1 | 5.1e-05 | 4.5e-05 |  |  |  |  | FALSE | TRUE |  |  |  |  | #FFFF0000 | FA-NFPA 170 SMOKE HEAT DETECTOR | 1 | FALSE | FALSE | FALSE | 1408 | [13 empty] | FALSE | [5 empty] | DESKTOP-7SAL8M7\acont | 2020-01-02 08:41 | THOR\acont | 2024-10-08 16:33 | Cloned from Edwards SIGA-PHD w/SIGA-SB BASE | [Edwards, Kidde] [SLC EST MODULES/SENSORS] 01 [*] [iO64] DS-HFS (C), DS-PS (C), FX-HD w/IB4U BASE, FX-HD w/RB4U BASE, FX-HD w/SB4U BASE, FX-HD w/SB4U-LF BASE, FX-HD wB4U BASE, FX-PD w/B4U BASE (C), FX-PD w/IB4U BASE (C), FX-PD w/SB4U BASE (C), FX-PD w/SB [Kidde] [SLC EST MODULES SENSORS] [*] [#2 SHARED ADDR ¦ SENSORS] DS-HFS (C), DS-PS (C), FX-HD w/IB4U BASE, FX-HD w/RB4U BASE, FX-HD w/SB4U BASE, FX-HD w/SB4U-LF BASE, FX-HD wB4U BASE, FX-PD w/B4U BASE (C), FX-PD w/IB4U BASE (C), FX-PD w/SB4U BASE (C), FX [Edwards, Kidde] [SLC EST SENSORS] 01 [*] [EST3, iO1000] DS-HFS (C), DS-PS (C), FX-HD w/IB4U BASE, FX-HD w/RB4U BASE, FX-HD w/SB4U BASE, FX-HD w/SB4U-LF BASE, FX-HD wB4U BASE, FX-PD w/B4U BASE (C), FX-PD w/IB4U BASE (C), FX-PD w/SB4U BASE (C), FX-PD w/SB [Kidde] [SLC EST SENSORS] [*] [#4 TYPE ADDR ¦ SENSORS] DS-HFS (C), DS-PS (C), FX-HD w/IB4U BASE, FX-HD w/RB4U BASE, FX-HD w/SB4U BASE, FX-HD w/SB4U-LF BASE, FX-HD wB4U BASE, FX-PD w/B4U BASE (C), FX-PD w/IB4U BASE (C), FX-PD w/SB4U BASE (C), FX-PD w/SB4U
102e87b5-32a7-4be6-a386-f6c2f6d37ec2 | NFPA 170 STROBE CEILING |  |  | North | Edwards |  | Strobe |  |  |  | Module | TRUE | GCVRN |  | Strobe, running man, red, none | 1 | [6 empty] | FALSE | TRUE |  |  |  |  | #FF0070C0 | FA-NFPA 170 STROBE CEILING | 1 | FALSE | FALSE | FALSE | 2022 | [13 empty] | FALSE |  |  | C |  |  | DESKTOP-7SAL8M7\acont | 2019-11-07 12:45 | THOR\acont | 2024-09-08 17:27 | Cloned from Kidde EGCVRN | [Edwards, Kidde] [NAC] [24 VDC] EGCSVRF (C), EGCSVRN (C), EGCSVWA (C), EGCSVWF (C), EGCSVWN (C), EGCVRF (C), EGCVRN (C), EGCVWF (C), EGCVWN (C), GCSVRF (C), GCSVRN (C), GCSVWA (C), GCSVWF (C), GCSVWN (C), GCVRF (C), GCVRN (C), GCVWF (C), GCVWN (C) [Edwards, Kidde] [NAC] [24 FWR] EGCSVRF (C), EGCSVRN (C), EGCSVWA (C), EGCSVWF (C), EGCSVWN (C), EGCVRF (C), EGCVRN (C), EGCVWF (C), EGCVWN (C), GCSVRF (C), GCSVRN (C), GCSVWA (C), GCSVWF (C), GCSVWN (C), GCVRF (C), GCVRN (C), GCVWF (C), GCVWN (C)
069614c2-1acf-49a0-8ff0-f6c5ab17198b |  |  |  | North | Edwards |  | Cards & Components |  |  |  | Card | TRUE | 2-PPS/220 |  | OBSOLETE - 4.5A Primary Power Supply, 220Vac | 1 | [6 empty] | TRUE | [5 empty] | #FFFFFFFF |  |  | FALSE | FALSE | FALSE | [14 empty] | FALSE | [7 empty] | THOR\acont | 2024-10-09 10:48
56cf1f16-15b8-4ba1-a508-f6cc31c2fbf1 | NFPA 170 MANUAL PULL |  |  | North | MIRCOM |  | Manual Station |  |  |  | Module | TRUE | MS-702MP | + | Intelligent Key-Resettable Two Stage Manual Station MP- ULC | 1 | 0.002 | 0.0033 |  |  |  |  | FALSE | [5 empty] | #FFFF0000 | FA-NFPA 170 MANUAL PULL | 1 | FALSE | FALSE | FALSE | 957 | [13 empty] | FALSE | [5 empty] | DESKTOP-7EIEB7A\acont | 2022-05-17 09:18 | THOR\acont | 2024-09-08 17:27 | Cloned from MIRCOM MS-701ADU | [MIRCOM] [SLC MODULES] [*] [#3 TYPE ADDR ¦ MODULES] CR-6, CZ-6, IM-10, MIX-100P, MIX-100R, MIX-100S, MIX-101P, MIX-4040, MIX-4040M, MIX-4041, MIX-4045, MIX-4045-M, MIX-4046, MIX-M500DM, MIX-M500DMAP, MIX-M500FP, MIX-M500M, MIX-M500MAP, MIX-M500R, MIX-M50
17834db8-3ff9-4c4a-b0b0-f6ceee6bfa54 | NFPA 170 HEAT DETECTOR |  |  | North | Fike |  | Heat Detector |  |  |  | Module | TRUE | 60-1039 |  | Thermal Sensor Non-Isolator Version w/63-1054 6” Sensor Base Non-Isolator Version | 1 | [6 empty] | FALSE | TRUE |  |  |  |  | #FFFF0000 | FA-NFPA 170 HEAT DETECTOR | 1 | FALSE | FALSE | FALSE | 1403 | [13 empty] | FALSE | [7 empty] | THOR\acont | 2024-09-08 17:27 | 20191121 AC Detector without base | [Fike] [AUX POWER] 20-1063, 20-1064, 20-1343, 55-019/020 (C), 55-021 (C), 55-023 (C), 55-043, 55-047, 55-048, 55-050, 55-055, 55-056, 55-060, 55-061, 60-1028 (C), 60-1039 (C), 60-1040 (C), 63-028/029 (C), 63-1021 (C), 63-1052 (C), 63-1053 (C), 63-1056 (C [Fike] [SLC FIKE] [*] [#1 SHARED ADDR ¦ ALL] 20-1063, 20-1064, 20-1343, 55-019/020 (C), 55-021 (C), 55-023 (C), 55-041, 55-042, 55-043, 55-045, 55-046, 55-047, 55-048, 55-050, 55-052, 55-055, 55-056, 55-060, 55-061, 60-1028 (C), 60-1039 (C), 60-1040 (C),
eda36175-235a-4f2e-9da1-f6de482dfaa3 | CADGEN ELECTRIC STRIKE |  |  | North | Von Duprin | Security/Access Control | Electric Strike |  |  |  | Module | TRUE | 6222 | ++ | 6200 Series - Strikes for mortise or cylindrical devices | 1 | 0.06 | 0.06 |  |  | 12 |  | TRUE | [5 empty] | #FFFF0000 | FA-CADGEN ELECTRIC STRIKE | 1 | FALSE | FALSE | FALSE | [17 empty] | R1 |  |  | DESKTOP-7EIEB7A\acont | 2023-01-27 07:14 | THOR\acont | 2024-09-08 17:27 | Cloned from Von Duprin 6221 | [Alarm Controls, ALARM CONTROLS CORPORATION, ASSA ABLOY, Generic, HES, RCI, Von Duprin] [ACCESS CONTROL OUTPUT] [*] 1200L, 1200LB, 1200S, 1500, 1600, 4200, 5100, 600D, 600L, 600S, 6210, 6211, 6211AL, 6211WF, 6212, 6212WF, 6213, 6214, 6215, 6216, 6221, 62
3f70cdeb-ff2f-419a-8752-f6df0f87abe8 |  |  |  | North | Edwards |  | Cards & Components |  |  |  | Card | TRUE | 3-4/3SGYWR |  | 4 x 3 Switch, 1 Grn, 1 Yel, 1 White, 1 Red LEDs | 1 | 0.002 | 0.02 |  |  |  |  | TRUE | [5 empty] | #FFFFFFFF |  |  | FALSE | FALSE | FALSE | [14 empty] | FALSE | [7 empty] | THOR\acont | 2024-10-09 10:48
cd6dfc75-8382-4c4d-b40b-f6e9817a4b95 | NFPA 170 STROBE CEILING |  |  | North | Kidde |  | Strobe |  |  |  | Module | TRUE | EGCVHWF-SP |  | Strobe, running man, white, FUEGO, high cd | 1 | [6 empty] | FALSE | TRUE |  |  |  |  | #FF0070C0 | FA-NFPA 170 STROBE CEILING | 1 | FALSE | FALSE | FALSE | 2022 | [13 empty] | FALSE |  |  | C |  |  | XPS-17-9710\August | 2024-10-18 14:34 |  |  | Cloned from Edwards GCVHWF-SP | [Edwards, Kidde] [NAC] [24 FWR] EGCSVHRF (C), EGCSVHRF-FR (C), EGCSVHRF-SP (C), EGCSVHRN (C), EGCSVHWA (C), EGCSVHWF (C), EGCSVHWF-FR (C), EGCSVHWF-SP (C), EGCSVHWN (C), EGCVHRF (C), EGCVHRF-FR (C), EGCVHRF-SP (C), EGCVHRN (C), EGCVHWA (C), [Edwards, Kidde] [NAC] [24 VDC] EGCSVHRF (C), EGCSVHRF-FR (C), EGCSVHRF-SP (C), EGCSVHRN (C), EGCSVHWA (C), EGCSVHWF (C), EGCSVHWF-FR (C), EGCSVHWF-SP (C), EGCSVHWN (C), EGCVHRF (C), EGCVHRF-FR (C), EGCVHRF-SP (C), EGCVHRN (C), EGCVHWA (C),
68f6bc86-9baf-41c0-b99e-f6eba4acdcfa |  |  |  | North | Firelite |  | Cards & Components |  |  |  | Card | TRUE | ECC-50DA Main Board (50W, 25V) | + | Main Board for ECC-50DA | 1 | 0.085 | 0.525 |  |  |  |  | TRUE | FALSE |  |  |  |  | #FFFFFFFF |  |  | FALSE | FALSE | FALSE | [14 empty] | FALSE | [7 empty] | THOR\acont | 2024-10-09 10:48 |  | [Farenhyt, Firelite] [RS-485] ECC-125DA (25V) Main Board, ECC-50BDA Main Board (100W, 25V), ECC-50BDA Main Board (100W, 70V), ECC-50DA Main Board (50W, 25V), ECC-50DA Main Board (50W, 70V), ECC-LOC, ECC-RM, ECC-RPU, ECS-125DA (25V) Main Board, ECS-12 [ADT Unimode, AES, Firelite, NAPCO, Notifier] [VAC ] [VAC] 1640, 200UDLS Main Board, 411UDAC Main Board, ACC-25/50 Main Board, BE-500 CPU, CPU-N16LD, CPU-N16LND, ECC-125DA (25V) Main Board, ECC-50/100 Main Board (100W, 25V), ECC-50/100 Main Board (100W, [Ditek, Monaco Enterprises, Spectronix, WBOX] [VAC ] [VAC] 0E-SPROACHW, 210-524-00, DTK-120HW, DTK-120HWLOK, DTK-120HW-SS, DTK-1F, DTK-1FF, SA400 Main Board [Eaton Wheelock, Farenhyt, Firelite] [DIGITAL AUDIO LOOP] ECC-125DA (25V) Main Board, ECC-50BDA Main Board (100W, 25V), ECC-50BDA Main Board (100W, 70V), ECC-50DA Main Board (50W, 25V), ECC-50DA Main Board (50W, 70V), ECC-LOC, ECC-RM, ECC-RPU, ECS-12 [Farenhyt, Firelite] [AUX POWER] ECC-125DA (25V) Main Board, ECC-50BDA Main Board (100W, 25V), ECC-50BDA Main Board (100W, 70V), ECC-50DA Main Board (50W, 25V), ECC-50DA Main Board (50W, 70V), ECS-125DA (25V) Main Board, ECS-125DA (70V) Main Board, E [Farenhyt, Firelite] [RS-485] ECC-125DA (25V) Main Board, ECC-50BDA Main Board (100W, 25V), ECC-50BDA Main Board (100W, 70V), ECC-50DA Main Board (50W, 25V), ECC-50DA Main Board (50W, 70V), ECC-LOC, ECC-RM, ECC-RPU, ECS-125DA (25V) Main Board, ECS-12 | [Farenhyt, Firelite] ECC-50DA Main Board (50W, 25V), ECS-50W Main Board (50W, 25V)
3414daf1-311c-48d8-81b9-f6ebf80a20cd | CADGEN PROXIMITY READER |  |  | North | Edwards | Security/Access Control | Prox Reader |  |  |  | Module | TRUE | 5355ABK0009 |  | Proximity Reader, Wall Mount /w Keypad | 1 | [6 empty] | FALSE | [5 empty] | #FFFF0000 | FA-CADGEN PROXIMITY READER | 1 | FALSE | FALSE | FALSE | [14 empty] | FALSE | [7 empty] | THOR\acont | 2024-09-08 17:27
c7920bf9-8a2e-42ba-bf28-f6ed878602f8 |  |  |  | North | Edwards |  | Hardware |  |  |  | Hardware | TRUE | MN-VR241 |  | HS Series DC Sensitive Supervision Relay | 1 | [6 empty] | FALSE | [5 empty] | #FFFFFFFF |  |  | FALSE | FALSE | FALSE | [14 empty] | FALSE | [7 empty] | THOR\acont | 2024-10-09 10:48
aec5f328-74d7-4f7a-9e1e-f6f2217bb3dd | NFPA 170 ADDRESSABLE OUTPUT MODULE |  |  | North | Fike |  | Addressable Control/Relay |  |  |  | Module | TRUE | 55-042 | + | Supervised Control Module Non-Isolator Version | 1 | 0.00063 | 0.002 |  |  |  |  | FALSE | [5 empty] | #FFFF0000 | FA-NFPA 170 ADDRESSABLE OUTPUT MODULE | 1 | FALSE | FALSE | FALSE | 1100 | [13 empty] | FALSE |  |  | C |  |  |  |  | THOR\acont | 2024-09-08 17:27 |  | [Fike] [AUDIO 25v, AUDIO 70.7v, NAC] [RISER INPUT] 55-042 [Fike] [SLC FIKE] [*] [#1 SHARED ADDR ¦ ALL] 20-1063, 20-1064, 20-1343, 55-019/020 (C), 55-021 (C), 55-023 (C), 55-041, 55-042, 55-043, 55-045, 55-046, 55-047, 55-048, 55-050, 55-052, 55-055, 55-056, 55-060, 55-061, 60-1028 (C), 60-1039 (C), 60-1040 (C), | [Fike] 55-042
77d414ea-54f0-47a7-9480-f6f371e826e2 |  |  |  | North | Notifier |  | Cards & Components |  |  |  | Card | TRUE | XPIQ-SLI | + | Signaling Line Interface | 1 | 0.023 | 0.023 |  |  |  |  | TRUE |  | SURFACE |  |  |  | #FFFFFFFF |  |  | FALSE | FALSE | FALSE | [9 empty] | 12,26 |  |  |  | 50 | FALSE | [5 empty] | THOR\acont | 2024-11-07 07:33 | THOR\acont | 2024-11-07 07:35 | Cloned from Notifier XPIQ-PS(E)
ec83d929-5632-40ab-b3f4-f6f426f949c4 | NFPA 170 SPEAKER STROBE CEILING |  |  | North | Hochiki |  | Speaker/Strobe |  |  |  | Module | TRUE | E60-24MCC-FW |  | Speaker/Strobe, 24 VDC, Multi-Candela, , 25/70 Vrms, white | 1 | 0 | 0.375 |  |  |  |  | FALSE | TRUE |  | *Refer to Install Sheet |  |  | #FF0070C0 | FA-NFPA 170 SPEAKER STROBE CEILING | 1 | FALSE | FALSE | FALSE | 2020 | [13 empty] | FALSE |  |  | C |  |  |  |  | THOR\acont | 2024-09-08 17:27 |  | [Eaton Wheelock, Hochiki] [NAC] E60-24MCC-FR (C), E60-24MCC-FW (C) [Eaton Wheelock, Hochiki] [AUDIO 70.7v] [70V AUDIO] E60-24MCC-FR (C), E60-24MCC-FW (C), E60-24MCCH-FR (C), E60-24MCCH-FW (C), E60-24MCW-FR, E60-24MCW-FW, E60-24MCWH-FR, E60-24MCWH-FW, E60-R, E60-W [Eaton Wheelock, Hochiki] [AUDIO 25v] [25V AUDIO] E60-24MCC-FR (C), E60-24MCC-FW (C), E60-24MCCH-FR (C), E60-24MCCH-FW (C), E60-24MCW-FR, E60-24MCW-FW, E60-24MCWH-FR, E60-24MCWH-FW, E60-R, E60-W
2cce6f56-0738-472b-b772-f70241606d63 | 170 BASIC SHAPE |  |  | North | Edwards |  | Miscellaneous |  |  |  | Assembly | TRUE | 3-CAB7B |  | Back Box /w 7 LRM Space w/o Door | 1 | [12 empty] | #FFFF0000 | FA-170 BASIC SHAPE | 1 | FALSE | FALSE | FALSE | [14 empty] | TRUE | [7 empty] | THOR\acont | 2024-09-08 17:27
5daa7984-8cbd-4369-b0cf-f70a7e070472 |  |  |  | North | Siemens | [5 empty] | Module | TRUE | BT-34 | 175-387140 | BATTERY SET 6V 12AH | 1 | [12 empty] | #FFFFFFFF |  |  | FALSE | FALSE | FALSE | [20 empty] | DESKTOP-7SAL8M7\acont | 2019-08-13 09:04 | THOR\acont | 2024-10-09 10:48
8d5f08bc-a22a-4287-8095-f70c8281fe77 | NFPA 170 STROBE CEILING |  |  | North | Potter |  | Strobe |  |  |  | Module | TRUE | CS-24W |  | Strobe, Ceiling, White | 1 | 0 | 0.22 |  |  |  |  | FALSE | TRUE |  |  |  |  | #FF0070C0 | FA-NFPA 170 STROBE CEILING | 1 | FALSE | FALSE | FALSE | 2022 |  |  | 7135-0328:0209 | [10 empty] | FALSE |  |  | C |  |  |  |  | THOR\acont | 2024-09-08 17:27 |  | [Potter] [NAC] [24 VDC] CS-24PR (C), CS-24PW (C), CS-24R (C), CS-24W (C) [Potter] [NAC] [UL MAX] CS-24PR (C), CS-24PW (C), CS-24R (C), CS-24W (C)
78ddb665-c690-4196-9096-f70e4490715a | NFPA 170 AIR SAMPLING DETECTION PIPING |  |  | North | Edwards |  | Air Sampling Detection |  |  |  | Assembly | TRUE | 9-30719-KFB |  | ReadySET detector w/o communication card | 1 | [6 empty] | FALSE | [5 empty] | #FFFF0000 | FA-NFPA 170 AIR SAMPLING DETECTION PIPING | 1 | FALSE | FALSE | FALSE | 5010 | [8 empty] | 7,12,18 |  |  |  |  | TRUE | [7 empty] | THOR\acont | 2024-09-08 17:27
60f85197-8f96-4480-a8cf-f70f27180875 |  |  |  | North | Autocall |  | Cards & Components |  |  |  | Card | TRUE | A100-5401 | + | ES Power Supply (ES-PS) | 1 | 0.068 | 0.077 |  |  |  |  | TRUE | [5 empty] | #FFFFFFFF |  |  | FALSE | FALSE | FALSE | [20 empty] | DESKTOP-7SAL8M7\acont | 2020-03-10 09:19 | THOR\acont | 2024-10-09 10:48 | Cloned from AutoCall A100-5111 |  | [Autocall] A100-5401, A100-5402
c29de26c-9d36-440e-8d2c-f7124e460ef5 | NFPA 170 HEAT DETECTOR |  |  | North | Hochiki |  | Heat Detector |  |  |  | Module | TRUE | DSC-EA w/NS6-221 STANDARD BASE | DSC-EA w/NS6-221 STANDARD BASE | HEAT DETECTOR w/ STANDARD BASE | 1 | 0.00011 | 0.196 |  |  |  |  | TRUE | TRUE |  | *Refer to Install Sheet |  |  | #FFFF0000 | FA-NFPA 170 HEAT DETECTOR | 1 | FALSE | FALSE | FALSE | 1403 | [19 empty] | DESKTOP-0D6CQVA\lousc | 2019-10-12 07:53 | THOR\acont | 2024-09-08 17:27 | Cloned from Hochiki DCD-135 w/NS6-221 STANDARD BASE | [Hochiki] [IDC] 01 [IDC] DCD-135 w/HSC-220L LATCHING LED BASE (C), DCD-135 w/HSC-220R - 2 WIRE RELAY BASE (C), DCD-135 w/HSC-221L LATCHING LED BASE (C), DCD-135 w/HSC-221R - 2 WIRE RELAY BASE (C), DCD-135 w/HSC-224L LATCHING LED BASE (C), DCD-135 w
2d3aafc9-1b7a-484f-9ec6-f71c4e29266c |  |  |  | North | Stanley Security Solutions |  | Cards & Components |  |  |  | Card | TRUE | VIP-CE4 | ++ | Audio Circuit Expander | 1 | 0.02 | 0.18 |  |  |  |  | TRUE | [5 empty] | #FFFFFFFF |  |  | FALSE | FALSE | FALSE | [14 empty] | FALSE | [5 empty] | THOR\acont | 2024-04-05 15:52 | THOR\acont | 2024-10-09 10:48 | Cloned from Silent Knight EVS-CE4 |  | [Farenhyt, Silent Knight, Stanley Security Solutions] EVS-125W MAIN BOARD, EVS-50W MAIN BOARD, EVS-CE4, VIP-50, VIP-50 Main Board, VIP-CE4
c0fe6774-2aff-45e7-8b8e-f71fd7d2bedc | NFPA 170 ADDRESSABLE OUTPUT MODULE |  |  | North | Silent Knight |  | Addressable Control/Relay |  |  |  | Module | TRUE | SK-RELAY-6 | ++ | 6 Relay Control Module | 6 | 0.00145 | 0.032 |  |  |  |  | FALSE | [5 empty] | #FFFF0000 | FA-NFPA 170 ADDRESSABLE OUTPUT MODULE | 1 | FALSE | FALSE | FALSE | 1100 | [13 empty] | FALSE | [7 empty] | THOR\acont | 2024-09-08 17:27 |  | [Farenhyt, Silent Knight] [AUX POWER, RELAY] [RISER INPUT] IDP-RELAY, IDP-RELAY-6, SK-RELAY, SK-RELAY-6 [Silent Knight] [SLC SK MODULES] [#3 MODULES ++] SK-CONTROL-6, SK-MON-10, SK-RELAY-6, SK-ZONE-6 [Farenhyt, Silent Knight] [SLC MODULES/SENSORS] [#2 SLC ++] IDP-ACCLIMATE (C), IDP-BEAM (C), IDP-CONTROL-6, IDP-MON-10, IDP-MONITOR-2, IDP-RELAY-6, IDP-RELAYMON-2, IDP-ZONE, IDP-ZONE-6, OSI-RI-SK (C), SK-ACCLIMATE (C), SK-BEAM (C), SK-CONTROL-6, SK-MON-1 [Silent Knight] [SLC SK MODULES] [#4 MODULES ++] SK-CONTROL-6, SK-MON-10, SK-RELAY-6, SK-ZONE-6 [Farenhyt, Silent Knight] [SLC MODULES/SENSORS] [#3 SLC ++] IDP-CONTROL-6, IDP-MON-10, IDP-RELAY-6, IDP-RELAYMON-2, IDP-ZONE-6, OSI-RI-SK (C), SK-CONTROL-6, SK-MON-10, SK-RELAY-6, SK-RELAYMON-2, SK-ZONE-6, W-DIS-D [Farenhyt, Silent Knight] [SLC MODULES/SENSORS] [#5 SLC ++] IDP-CONTROL-6, IDP-MON-10, IDP-RELAY-6, IDP-ZONE-6, SK-CONTROL-6, SK-MON-10, SK-RELAY-6, SK-ZONE-6 [Farenhyt, Silent Knight] [SLC MODULES/SENSORS] [#4 SLC ++] IDP-CONTROL-6, IDP-MON-10, IDP-RELAY-6, IDP-ZONE-6, SK-CONTROL-6, SK-MON-10, SK-RELAY-6, SK-ZONE-6 [Silent Knight] [SLC SK MODULES] [#2 MODULES ++] SK-CONTROL-6, SK-MON-10, SK-MONITOR-2, SK-RELAY-6, SK-RELAYMON-2, SK-ZONE-6, W-DIS-D [Farenhyt, Silent Knight] [SLC MODULES SENSORS] [*] [#1 SHARED ADDR ¦ MODULES] HFS-MM, Hood System/IDP-MINIMON, IDP-CONTROL, IDP-CONTROL-6, IDP-MINIMON, IDP-MON-10, IDP-MONITOR, IDP-MONITOR-2, IDP-PULL-DA, IDP-PULL-SA, IDP-RELAY, IDP-RELAY-6, IDP-RELAYMO [Farenhyt, Silent Knight] [SLC MODULES/SENSORS] [#6 SLC ++] IDP-CONTROL-6, IDP-MON-10, IDP-RELAY-6, IDP-ZONE-6, SK-CONTROL-6, SK-MON-10, SK-RELAY-6, SK-ZONE-6 [Silent Knight] [SLC SK MODULES] [#6 MODULES ++] SK-CONTROL-6, SK-MON-10, SK-RELAY-6, SK-ZONE-6 [Silent Knight] [SLC SK MODULES] [#5 MODULES ++] SK-CONTROL-6, SK-MON-10, SK-RELAY-6, SK-ZONE-6 [Silent Knight] [SLC SK MODULES] [*] [#3 TYPE ADDR ¦ MODULES] HFS-MM, SK-CONTROL, SK-CONTROL-6, SK-MINIMON, SK-MON-10, SK-MONITOR, SK-MONITOR-2, SK-PULL-DA, SK-PULL-SA, SK-RELAY, SK-RELAY-6, SK-RELAYMON-2, SK-ZONE, SK-ZONE-6, WAV-CRL, WAV-CWL, WAV-RL, WA | [Farenhyt, Silent Knight] IDP-RELAY-6, SK-RELAY-6
a7edbc90-b100-4a60-a21e-f72715622bf8 | NFPA 170 STROBE WALL |  |  | North | Potter |  | Strobe |  |  |  | Module | TRUE | FSEX-24PMR-MOD | ++ | Red Explosion Proof Strobe | 1 | [6 empty] | FALSE | [5 empty] | #FF0070C0 | FA-NFPA 170 STROBE WALL | 1 | FALSE | FALSE | FALSE | 2010 | [13 empty] | FALSE | [5 empty] | THOR\acont | 2024-08-14 12:31 | THOR\acont | 2024-09-08 17:27 | Cloned from Potter FHEX-24SMR CLONED CLONED | [Federal Signal, Potter] [NAC] FSEX-24 PMR, FSEX-24PMA-MOD, FSEX-24PMB-MOD, FSEX-24PMC-MOD, FSEX-24PMR, FSEX-24PMR-MOD
dad7349e-62e0-4f5e-9664-f728b0ba6822 | NFPA 170 FIRE ALARM TERMINAL CABINET | RISER FATC |  | North | Space Age Electronics |  | Terminal Cabinet |  |  |  | Module | TRUE | SSU00651 | Accessories | Fire Alarm Terminal Cabinet, 23 1/2” 13” 5 1/2” Keyed | 1 | 0 | 0 |  |  |  |  | TRUE |  | Surface Mounted |  |  |  | #FFFF0000 | FA-NFPA 170 FIRE ALARM TERMINAL CABINET | 1 | FALSE | FALSE | FALSE | 205 | [19 empty] | DESKTOP-7SAL8M7\acont | 2020-09-14 15:19 | THOR\acont | 2024-09-08 17:27 | Cloned from Space Age Electronics SSU00536 | [Generic, N/A, Space Age Electronics] [JUNCTION PASSTHROUGH] [#2] CLASS A RETURN, END OF LINE DEVICE, END OF LINE RESISTOR, FIBER PATCH PANEL, FIRE ALARM TERMINAL CABINET, FURNISHED BY OTHERS, FURNISHED BY OTHERS, JUNCTION BOX, JUNCTION BOX CEILING, LINE [Generic, N/A, Space Age Electronics] [JUNCTION PASSTHROUGH] [#4] CLASS A RETURN, END OF LINE DEVICE, END OF LINE RESISTOR, FIBER PATCH PANEL, FIRE ALARM TERMINAL CABINET, FURNISHED BY OTHERS, FURNISHED BY OTHERS, JUNCTION BOX, JUNCTION BOX CEILING, LINE [Generic, N/A, Space Age Electronics] [JUNCTION PASSTHROUGH] [#3] CLASS A RETURN, END OF LINE DEVICE, END OF LINE RESISTOR, FIBER PATCH PANEL, FIRE ALARM TERMINAL CABINET, FURNISHED BY OTHERS, FURNISHED BY OTHERS, JUNCTION BOX, JUNCTION BOX CEILING, LINE [Generic, N/A, Space Age Electronics] [JUNCTION PASSTHROUGH] 02 [ALL DEVICES ++] CLASS A RETURN, END OF LINE DEVICE, END OF LINE RESISTOR, FIBER PATCH PANEL, FIRE ALARM TERMINAL CABINET, FURNISHED BY OTHERS, FURNISHED BY OTHERS, JUNCTION BOX, JUNCTION BO
691f1b22-7037-4af6-b57d-f732c954d363 | NFPA 170 CELL COMM | RISER CELL COMM |  | North | NAPCO |  | Cellular Communicator |  |  |  | Module | TRUE | SLE-LTEVI-FIRE | + | Dual Path Communicator, Cellular &/or IP, connected by Verizon LTE™, ABS. | 1 | 0.071 | 0.2 |  |  |  |  | TRUE | [5 empty] | #FFFF0000 | FA-NFPA 170 CELL COMM | 1 | FALSE | FALSE | FALSE | 250 | [9 empty] | 1 |  |  |  | FALSE | [5 empty] | DESKTOP-7EIEB7A\acont | 2022-08-08 10:23 | THOR\acont | 2024-09-08 17:27 | Cloned from NAPCO SLE-LTEVI-CFBPS | [NAPCO, Potter] [DACT] [#2 DACT] IntelliCom-5GA, IntelliCom-5GV, SLE/4G-CDMA-CFB, SLE/4G-CDMA-CFB-PS, SLE/4G-CDMA-FIRE, SLE/4G-CDMAI-FIRE, SLE-CDMA-CFB, SLE-CDMA-CFB-PS, SLE-CDMA-FIRE, SLE-CDMAI-FIRE, SLE-LTEA-CFB-PS Main Card, SLE-LTEAI-CFB-PS Main Card [NAPCO, Potter] [IDC] [#1 LINE TRBL] IntelliCom-5GA, IntelliCom-5GV, SLE/4G-CDMA-CFB, SLE/4G-CDMA-CFB-PS, SLE/4G-CDMA-FIRE, SLE/4G-CDMAI-FIRE, SLE-CDMA-CFB, SLE-CDMA-CFB-PS, SLE-CDMA-FIRE, SLE-CDMAI-FIRE, SLE-LTEA-CFB-PS Main Card, SLE-LTEAI-CFB-PS Main [NAPCO, Potter] [DACT] [#1 DACT] IntelliCom-5GA, IntelliCom-5GV, SLE/4G-CDMA-CFB, SLE/4G-CDMA-CFB-PS, SLE/4G-CDMA-FIRE, SLE/4G-CDMAI-FIRE, SLE-CDMA-CFB, SLE-CDMA-CFB-PS, SLE-CDMA-FIRE, SLE-CDMAI-FIRE, SLE-LTEA-CFB-PS Main Card, SLE-LTEAI-CFB-PS Main Card [NAPCO, Potter] [IDC] [#2 PS TRBL] IntelliCom-5GA, IntelliCom-5GV, SLE/4G-CDMA-CFB, SLE/4G-CDMA-CFB-PS, SLE/4G-CDMA-FIRE, SLE/4G-CDMAI-FIRE, SLE-CDMA-CFB, SLE-CDMA-CFB-PS, SLE-CDMA-FIRE, SLE-CDMAI-FIRE, SLE-LTEA-CFB-PS Main Card, SLE-LTEAI-CFB-PS Main Ca [NAPCO, Potter] [AUX POWER] [*] CDMA-FIRE, IntelliCom-5GA, IntelliCom-5GV, SLE/4G-CDMA-CFB, SLE/4G-CDMA-CFB-PS, SLE/4G-CDMA-FIRE, SLE/4G-CDMAI-FIRE, SLE-CDMA-CFB, SLE-CDMA-CFB-PS, SLE-CDMA-FIRE, SLE-CDMAI-FIRE, SLE-LTEV-CB, SLE-LTEV-CB-TF, SLE-LTEV-CFB, | [NAPCO, Potter] IntelliCom-5GA, IntelliCom-5GV, SLE-LTEAI-CFB-PS Main Card, SLE-LTEVI-CFB, SLE-LTEVI-CFB-PS Main Card, SLE-LTEVI-FIRE, SLE-MAXAI-CFB, SLE-MAXAI-CFBPS, SLE-MAXAI-CFBPS Main Board, SLE-MAXAI-FIRE, SLE-MAXVI-CFB, SLE-MAXVI-CFBPS, SLE-MAXVI-CF
6c1cfc60-8019-4b6a-a9a1-f736b1967874 |  |  |  | North | Potter | [5 empty] | Module | TRUE | OFL-331C |  | Fluid Level Sensor | 1 | [6 empty] | FALSE | [5 empty] | #FFFFFFFF |  |  | FALSE | FALSE | FALSE | [14 empty] | FALSE | [7 empty] | THOR\acont | 2024-10-09 10:48
530066bf-2ca0-43db-8e18-f7393ffa5e43 | NFPA 170 CELL COMM | NFPA 170 CELL COMM PS |  | North | NAPCO |  | Cellular Communicator |  |  |  | Assembly | TRUE | SLE-MAXVI-CFBPS | ++ | 5G LTE-M Sole & Dual Path Cellular Commercial Fire Alarm Communicators | 1 | [6 empty] | TRUE | [5 empty] | #FFFF0000 | FA-NFPA 170 CELL COMM | 1 | FALSE | FALSE | FALSE | 250 | [8 empty] | 7 | 1 | 7 |  |  | TRUE | [5 empty] | THOR\acont | 2024-01-04 10:50 | THOR\acont | 2024-09-08 17:27 | Cloned from NAPCO SLE-MAXAI-CFBPS |  | [NAPCO, Potter] IntelliCom-5GA, IntelliCom-5GV, SLE-LTEAI-CFB-PS Main Card, SLE-LTEVI-CFB, SLE-LTEVI-CFB-PS Main Card, SLE-LTEVI-FIRE, SLE-MAXAI-CFB, SLE-MAXAI-CFBPS, SLE-MAXAI-CFBPS Main Board, SLE-MAXAI-FIRE, SLE-MAXVI-CFB, SLE-MAXVI-CFBPS, SLE-MAXVI-CF
34594047-6215-4044-81e0-f739877f7980 | NFPA 170 HORN STROBE |  |  | North | Eaton Wheelock |  | Horn/Strobe |  |  |  | Module | TRUE | MT-24MCW-AR | ++ | Horn Strobe Multi-Candela, red | 1 | 0 | 0.253 |  |  |  |  | FALSE | FALSE |  |  |  |  | #FF0070C0 | FA-NFPA 170 HORN STROBE | 1 | FALSE | FALSE | FALSE | 2012 | [13 empty] | FALSE | [5 empty] | DESKTOP-7EIEB7A\acont | 2023-08-22 15:10 | THOR\acont | 2024-09-08 17:27 | Cloned from Eaton Wheelock MT-24MCW-FR | [Eaton Wheelock] [NAC] [16-33VDC STD HORN] MT-24MCW-AR
bfb55a6f-d921-4c7f-95ef-f73a3a39492e | NFPA 170 SMOKE DETECTOR |  |  | North | Autocall |  | Smoke Detector |  |  |  | Module | TRUE | A4098-9774 w/A4098-9775 | + | TrueAlarm Photoelectric Smoke Detector w/TrueAlarm Sensor Base w/LED or Relay Connections - Black | 1 | 0.0008 | 0.001 |  |  |  |  | TRUE | TRUE |  |  |  |  | #FFFF0000 | FA-NFPA 170 SMOKE DETECTOR | 1 | FALSE | FALSE | FALSE | 1408 | [16 empty] | P |  |  | DESKTOP-0D6CQVA\lousc | 2019-07-07 15:34 | THOR\acont | 2024-09-08 17:27 | 20191121 AC Detector with base | [Autocall, Simplex] [IDNet] [SENSORS ++] 4098-9714 (C), 4098-9714 w/4098-9770 (C), 4098-9714 w/4098-9771 (C), 4098-9714 w/4098-9772 (C), 4098-9714 w/4098-9773 (C), 4098-9714 w/4098-9780 (C), 4098-9714 w/4098-9789 (C), 4098-9714 w/4098-9791 (C), 4098-9714
d2156e63-c2bd-4af2-9e0b-f73eac43667b |  |  |  | North | Notifier |  | Cards & Components |  |  |  | Card | TRUE | DS-SFM | + | Fiber Option Module | 1 | 0.06 | 0.06 |  |  |  |  | FALSE | [5 empty] | #FFFFFFFF |  |  | FALSE | FALSE | FALSE | [14 empty] | FALSE | [7 empty] | THOR\acont | 2024-10-09 10:48 |  | [Notifier] [Fiber Optic] [ALL DEVICES ++] DS-FM, DS-RFM, DS-SFM | [Notifier] DS-FM, DS-RFM, DS-SFM
952fa7d9-c0e3-48fd-ab87-f74bb3cac469 | NFPA 170 HORN STROBE |  |  | North | Potter |  | Horn/Strobe |  |  |  | Module | TRUE | LFHS-110W | ++ | Low Profile Horn Strobe, Low Frequency, Fixed 110 Candela, White | 1 | 0 | 0.326 |  |  |  |  | FALSE | [5 empty] | #FF0070C0 | FA-NFPA 170 HORN STROBE | 1 | FALSE | FALSE | FALSE | 2012 | [13 empty] | FALSE |  |  | LF |  |  |  |  | THOR\acont | 2024-09-08 17:27 |  | [Potter] [NAC] [UL MAX, HIGH DB, TEMPORAL 3] LFHS-110R, LFHS-110W [Potter] [NAC] [24 VDC, HIGH DB, TEMPORAL 4] LFHS-110R, LFHS-110W [Potter] [NAC] [UL MAX, HIGH DB, TEMPORAL 4] LFHS-110R, LFHS-110W [Potter] [NAC] [24 VDC, HIGH DB, TEMPORAL 3] LFHS-110R, LFHS-110W
00e399be-5d78-4d03-a5e4-f74c6968e96a | NFPA 170 ADDRESSABLE OUTPUT MODULE |  |  | North | Bosch |  | Addressable Control/Relay |  |  |  | Module | TRUE | FLM-325-2R4-2A | ++ | Dual relay module, 2A | 1 | 0.00072 | 0.01 |  |  | 24 |  | FALSE | FALSE |  |  |  |  | #FFFF0000 | FA-NFPA 170 ADDRESSABLE OUTPUT MODULE | 1 | FALSE | FALSE | FALSE | 1100 | [13 empty] | FALSE |  |  | RM |  |  | DESKTOP-7EIEB7A\acont | 2021-06-09 11:09 | THOR\acont | 2024-09-08 17:27 | Cloned from Firelite CRF-300 | [Bosch] [AUX POWER] [OPTIONAL RELAY INPUT ++] B308, D130, D133, D134, D8129, FLM-325-2R4-2A, FLM-325-2R4-2AI, FLM-325-2R4-8A, FLM-325-2R4-8AI [Bosch] [SLC BOSCH MODULES SENSORS] [*] [#02 MODULES ++] FLM-325-2I4, FLM-325-2R4-2A, FLM-325-2R4-2AI, FLM-325-2R4-8A, FLM-325-2R4-8AI, FLM-325A, FLM-325-CZM4, FLM-325-I4-A, FLM-325-I4-AI, FLM-325-IM, FLM-325-NA4, FLM-325-NAI4, FMM-325A, FMM-325A-D, FMM- [Bosch] [SLC MODULES SENSORS] [#03 MODULES ++] FLM-325-2I4, FLM-325-2R4-2A, FLM-325-2R4-2AI, FLM-325-2R4-8A, FLM-325-2R4-8AI | [Bosch] FLM-325-2R4-2A, FLM-325-2R4-2AI, FLM-325-2R4-8A, FLM-325-2R4-8AI
943695b8-d65a-46e5-a8fd-f74c987f5758 | NFPA 170 HORN STROBE |  |  | North | Kidde |  | Horn/Strobe |  |  |  | Module | TRUE | EG4AVWF-FR |  | Wall horn-strobe, white, FEU | 1 | [6 empty] | FALSE |  | GRSW-10 |  |  |  | #FF0070C0 | FA-NFPA 170 HORN STROBE | 1 | FALSE | FALSE | FALSE | 2012 | [13 empty] | FALSE | [5 empty] | DESKTOP-7SAL8M7\acont | 2020-08-19 11:55 | THOR\acont | 2024-09-08 17:27 | Cloned from Edwards G4AVWF-FR | [Edwards, Kidde] [NAC] [VFWR, HIGH DB] EG4AVRF, EG4AVRF-FR, EG4AVRF-SP, EG4AVRN, EG4AVWF, EG4AVWF-FR, EG4AVWF-SP, EG4AVWN, G4AVRF, G4AVRF-FR, G4AVRF-SP, G4AVRN, G4AVWF, G4AVWF w/STI, G4AVWF-FR, G4AVWF-SP, G4AVWN [Edwards, Kidde] [NAC] [VFWR, LOW DB] EG4AVRF, EG4AVRF-FR, EG4AVRF-SP, EG4AVRN, EG4AVWF, EG4AVWF-FR, EG4AVWF-SP, EG4AVWN, G4AVRF, G4AVRF-FR, G4AVRF-SP, G4AVRN, G4AVWF, G4AVWF w/STI, G4AVWF-FR, G4AVWF-SP, G4AVWN [Edwards, Kidde] [NAC] [VDC, LOW DB] EG4AVRF, EG4AVRF-FR, EG4AVRF-SP, EG4AVRN, EG4AVWF, EG4AVWF-FR, EG4AVWF-SP, EG4AVWN, G4AVRF, G4AVRF-FR, G4AVRF-SP, G4AVRN, G4AVWF, G4AVWF w/STI, G4AVWF-FR, G4AVWF-SP, G4AVWN [Edwards, Kidde] [NAC] [VDC, HIGH DB] EG4AVRF, EG4AVRF-FR, EG4AVRF-SP, EG4AVRN, EG4AVWF, EG4AVWF-FR, EG4AVWF-SP, EG4AVWN, G4AVRF, G4AVRF-FR, G4AVRF-SP, G4AVRN, G4AVWF, G4AVWF w/STI, G4AVWF-FR, G4AVWF-SP, G4AVWN
3b18b44f-d2b2-4202-97b9-f752e28b9ae1 |  |  |  | North | Siemens | [5 empty] | Module | TRUE | FC924-UF | S54400-C23-A1 | 504-point system with 300W power supply and operator interface with 24 zone LEDs Consists of: One FCM2019-U3, one FP2012-U1, one FCI2017-U1 | 1 | [12 empty] | #FFFFFFFF |  |  | FALSE | FALSE | FALSE | [20 empty] | DESKTOP-7SAL8M7\acont | 2019-08-13 09:04 | THOR\acont | 2024-10-09 10:48
9e36ebb0-d284-43a5-960c-f75557e7cf71 |  |  |  | North | Bosch | [5 empty] | Module | TRUE | B465-MRC-120WI | * | KIT (B465 COMMUNICATOR, B10R-1640-120WI MEDIUM RED ENCLOSURE W/16.5 VAC 40VA, B46 EXTERNAL ANNUNCIAT | 1 | [12 empty] | #FFFFFFFF |  |  | FALSE | FALSE | FALSE | [20 empty] | DESKTOP-7EIEB7A\acont | 2021-08-13 06:25 | THOR\acont | 2024-10-09 10:48
53acf626-29e9-4a73-ae6c-f759c9eddf6c | CADGEN LINE BREAK DOUBLE 2 |  |  | East | N/A |  | Miscellaneous |  |  |  | Module | TRUE | LINE BREAK (DOUBLE) |  | LINE BREAK SYMBOL | 1 | [6 empty] | FALSE | FALSE | PROVIDED BY ELECTRICAL CONTRACTOR |  | PROVIDED BY OTHERS |  | #FFFF0000 | FA-CADGEN LINE BREAK DOUBLE 2 | 1 | FALSE | FALSE | FALSE | [14 empty] | FALSE | [5 empty] | DESKTOP-7EIEB7A\acont | 2023-02-20 17:57 | THOR\acont | 2024-09-08 17:27 | Cloned from N/A LINE BREAK (DOUBLE) | [Generic, N/A] [JUNCTION PASSTHROUGH] [#16] CLASS A RETURN, END OF LINE DEVICE, END OF LINE RESISTOR, FIBER PATCH PANEL, FIRE ALARM TERMINAL CABINET, FURNISHED BY OTHERS, FURNISHED BY OTHERS, JUNCTION BOX, JUNCTION BOX CEILING, LINE BREAK (DOUBLE), LINE [Generic, N/A] [JUNCTION PASSTHROUGH] [#29] CLASS A RETURN, END OF LINE DEVICE, END OF LINE RESISTOR, FIBER PATCH PANEL, FIRE ALARM TERMINAL CABINET, FURNISHED BY OTHERS, FURNISHED BY OTHERS, JUNCTION BOX, JUNCTION BOX CEILING, LINE BREAK (DOUBLE), LINE [Generic, N/A] [JUNCTION PASSTHROUGH] [#32] CLASS A RETURN, END OF LINE DEVICE, END OF LINE RESISTOR, FIBER PATCH PANEL, FIRE ALARM TERMINAL CABINET, FURNISHED BY OTHERS, FURNISHED BY OTHERS, JUNCTION BOX, JUNCTION BOX CEILING, LINE BREAK (DOUBLE), LINE [Generic, N/A] [JUNCTION PASSTHROUGH] [#37] CLASS A RETURN, END OF LINE DEVICE, END OF LINE RESISTOR, FIBER PATCH PANEL, FIRE ALARM TERMINAL CABINET, FURNISHED BY OTHERS, FURNISHED BY OTHERS, JUNCTION BOX, JUNCTION BOX CEILING, LINE BREAK (DOUBLE), LINE [Generic, N/A] [JUNCTION PASSTHROUGH] [#11] CLASS A RETURN, END OF LINE DEVICE, END OF LINE RESISTOR, FIBER PATCH PANEL, FIRE ALARM TERMINAL CABINET, FURNISHED BY OTHERS, FURNISHED BY OTHERS, JUNCTION BOX, JUNCTION BOX CEILING, LINE BREAK (DOUBLE), LINE [Generic, N/A] [JUNCTION PASSTHROUGH] [#40] CLASS A RETURN, END OF LINE DEVICE, END OF LINE RESISTOR, FIBER PATCH PANEL, FIRE ALARM TERMINAL CABINET, FURNISHED BY OTHERS, FURNISHED BY OTHERS, JUNCTION BOX, JUNCTION BOX CEILING, LINE BREAK (DOUBLE), LINE [Generic, N/A] [JUNCTION PASSTHROUGH] [#34] CLASS A RETURN, END OF LINE DEVICE, END OF LINE RESISTOR, FIBER PATCH PANEL, FIRE ALARM TERMINAL CABINET, FURNISHED BY OTHERS, FURNISHED BY OTHERS, JUNCTION BOX, JUNCTION BOX CEILING, LINE BREAK (DOUBLE), LINE [Generic, N/A, Space Age Electronics] [JUNCTION PASSTHROUGH] [#7] CLASS A RETURN, END OF LINE DEVICE, END OF LINE RESISTOR, FIBER PATCH PANEL, FIRE ALARM TERMINAL CABINET, FURNISHED BY OTHERS, FURNISHED BY OTHERS, JUNCTION BOX, JUNCTION BOX CEILING, LINE [Generic, N/A] [JUNCTION PASSTHROUGH] [#38] CLASS A RETURN, END OF LINE DEVICE, END OF LINE RESISTOR, FIBER PATCH PANEL, FIRE ALARM TERMINAL CABINET, FURNISHED BY OTHERS, FURNISHED BY OTHERS, JUNCTION BOX, JUNCTION BOX CEILING, LINE BREAK (DOUBLE), LINE [Generic, N/A, Space Age Electronics] [JUNCTION PASSTHROUGH] [#5] CLASS A RETURN, END OF LINE DEVICE, END OF LINE RESISTOR, FIBER PATCH PANEL, FIRE ALARM TERMINAL CABINET, FURNISHED BY OTHERS, FURNISHED BY OTHERS, JUNCTION BOX, JUNCTION BOX CEILING, LINE [Generic, N/A, Space Age Electronics] [JUNCTION PASSTHROUGH] [#8] CLASS A RETURN, END OF LINE DEVICE, END OF LINE RESISTOR, FIBER PATCH PANEL, FIRE ALARM TERMINAL CABINET, FURNISHED BY OTHERS, FURNISHED BY OTHERS, JUNCTION BOX, JUNCTION BOX CEILING, LINE [Generic, N/A] [JUNCTION PASSTHROUGH] [#30] CLASS A RETURN, END OF LINE DEVICE, END OF LINE RESISTOR, FIBER PATCH PANEL, FIRE ALARM TERMINAL CABINET, FURNISHED BY OTHERS, FURNISHED BY OTHERS, JUNCTION BOX, JUNCTION BOX CEILING, LINE BREAK (DOUBLE), LINE [Generic, N/A] [JUNCTION PASSTHROUGH] [#35] CLASS A RETURN, END OF LINE DEVICE, END OF LINE RESISTOR, FIBER PATCH PANEL, FIRE ALARM TERMINAL CABINET, FURNISHED BY OTHERS, FURNISHED BY OTHERS, JUNCTION BOX, JUNCTION BOX CEILING, LINE BREAK (DOUBLE), LINE [Generic, N/A] [JUNCTION PASSTHROUGH] [#13] CLASS A RETURN, END OF LINE DEVICE, END OF LINE RESISTOR, FIBER PATCH PANEL, FIRE ALARM TERMINAL CABINET, FURNISHED BY OTHERS, FURNISHED BY OTHERS, JUNCTION BOX, JUNCTION BOX CEILING, LINE BREAK (DOUBLE), LINE [Generic, N/A, Space Age Electronics] [JUNCTION PASSTHROUGH] [#2] CLASS A RETURN, END OF LINE DEVICE, END OF LINE RESISTOR, FIBER PATCH PANEL, FIRE ALARM TERMINAL CABINET, FURNISHED BY OTHERS, FURNISHED BY OTHERS, JUNCTION BOX, JUNCTION BOX CEILING, LINE [Generic, N/A] [JUNCTION PASSTHROUGH] [#22] CLASS A RETURN, END OF LINE DEVICE, END OF LINE RESISTOR, FIBER PATCH PANEL, FIRE ALARM TERMINAL CABINET, FURNISHED BY OTHERS, FURNISHED BY OTHERS, JUNCTION BOX, JUNCTION BOX CEILING, LINE BREAK (DOUBLE), LINE [Generic, N/A] [JUNCTION PASSTHROUGH] [#10] CLASS A RETURN, END OF LINE DEVICE, END OF LINE RESISTOR, FIBER PATCH PANEL, FIRE ALARM TERMINAL CABINET, FURNISHED BY OTHERS, FURNISHED BY OTHERS, JUNCTION BOX, JUNCTION BOX CEILING, LINE BREAK (DOUBLE), LINE [Generic, N/A] [JUNCTION PASSTHROUGH] [#21] CLASS A RETURN, END OF LINE DEVICE, END OF LINE RESISTOR, FIBER PATCH PANEL, FIRE ALARM TERMINAL CABINET, FURNISHED BY OTHERS, FURNISHED BY OTHERS, JUNCTION BOX, JUNCTION BOX CEILING, LINE BREAK (DOUBLE), LINE [Generic, N/A] [JUNCTION PASSTHROUGH] [#27] CLASS A RETURN, END OF LINE DEVICE, END OF LINE RESISTOR, FIBER PATCH PANEL, FIRE ALARM TERMINAL CABINET, FURNISHED BY OTHERS, FURNISHED BY OTHERS, JUNCTION BOX, JUNCTION BOX CEILING, LINE BREAK (DOUBLE), LINE [Generic, N/A] [JUNCTION PASSTHROUGH] [#17] CLASS A RETURN, END OF LINE DEVICE, END OF LINE RESISTOR, FIBER PATCH PANEL, FIRE ALARM TERMINAL CABINET, FURNISHED BY OTHERS, FURNISHED BY OTHERS, JUNCTION BOX, JUNCTION BOX CEILING, LINE BREAK (DOUBLE), LINE [Generic, N/A] [JUNCTION PASSTHROUGH] [#12] CLASS A RETURN, END OF LINE DEVICE, END OF LINE RESISTOR, FIBER PATCH PANEL, FIRE ALARM TERMINAL CABINET, FURNISHED BY OTHERS, FURNISHED BY OTHERS, JUNCTION BOX, JUNCTION BOX CEILING, LINE BREAK (DOUBLE), LINE [Generic, N/A] [JUNCTION PASSTHROUGH] [#42] CLASS A RETURN, END OF LINE DEVICE, END OF LINE RESISTOR, FIBER PATCH PANEL, FIRE ALARM TERMINAL CABINET, FURNISHED BY OTHERS, FURNISHED BY OTHERS, JUNCTION BOX, JUNCTION BOX CEILING, LINE BREAK (DOUBLE), LINE [Generic, N/A] [JUNCTION PASSTHROUGH] [#24] CLASS A RETURN, END OF LINE DEVICE, END OF LINE RESISTOR, FIBER PATCH PANEL, FIRE ALARM TERMINAL CABINET, FURNISHED BY OTHERS, FURNISHED BY OTHERS, JUNCTION BOX, JUNCTION BOX CEILING, LINE BREAK (DOUBLE), LINE [Generic, N/A] [JUNCTION PASSTHROUGH] [#33] CLASS A RETURN, END OF LINE DEVICE, END OF LINE RESISTOR, FIBER PATCH PANEL, FIRE ALARM TERMINAL CABINET, FURNISHED BY OTHERS, FURNISHED BY OTHERS, JUNCTION BOX, JUNCTION BOX CEILING, LINE BREAK (DOUBLE), LINE [Generic, N/A, Space Age Electronics] [JUNCTION PASSTHROUGH] [#4] CLASS A RETURN, END OF LINE DEVICE, END OF LINE RESISTOR, FIBER PATCH PANEL, FIRE ALARM TERMINAL CABINET, FURNISHED BY OTHERS, FURNISHED BY OTHERS, JUNCTION BOX, JUNCTION BOX CEILING, LINE [Generic, N/A, Space Age Electronics] [JUNCTION PASSTHROUGH] 02 [ALL DEVICES ++] CLASS A RETURN, END OF LINE DEVICE, END OF LINE RESISTOR, FIBER PATCH PANEL, FIRE ALARM TERMINAL CABINET, FURNISHED BY OTHERS, FURNISHED BY OTHERS, JUNCTION BOX, JUNCTION BO [Generic, N/A] [JUNCTION PASSTHROUGH] [#20] CLASS A RETURN, END OF LINE DEVICE, END OF LINE RESISTOR, FIBER PATCH PANEL, FIRE ALARM TERMINAL CABINET, FURNISHED BY OTHERS, FURNISHED BY OTHERS, JUNCTION BOX, JUNCTION BOX CEILING, LINE BREAK (DOUBLE), LINE [Generic, N/A] [JUNCTION PASSTHROUGH] [#28] CLASS A RETURN, END OF LINE DEVICE, END OF LINE RESISTOR, FIBER PATCH PANEL, FIRE ALARM TERMINAL CABINET, FURNISHED BY OTHERS, FURNISHED BY OTHERS, JUNCTION BOX, JUNCTION BOX CEILING, LINE BREAK (DOUBLE), LINE [Generic, N/A] [JUNCTION PASSTHROUGH] [#25] CLASS A RETURN, END OF LINE DEVICE, END OF LINE RESISTOR, FIBER PATCH PANEL, FIRE ALARM TERMINAL CABINET, FURNISHED BY OTHERS, FURNISHED BY OTHERS, JUNCTION BOX, JUNCTION BOX CEILING, LINE BREAK (DOUBLE), LINE [Generic, N/A, Space Age Electronics] [JUNCTION PASSTHROUGH] [#6] CLASS A RETURN, END OF LINE DEVICE, END OF LINE RESISTOR, FIBER PATCH PANEL, FIRE ALARM TERMINAL CABINET, FURNISHED BY OTHERS, FURNISHED BY OTHERS, JUNCTION BOX, JUNCTION BOX CEILING, LINE [Generic, N/A] [JUNCTION PASSTHROUGH] [#36] CLASS A RETURN, END OF LINE DEVICE, END OF LINE RESISTOR, FIBER PATCH PANEL, FIRE ALARM TERMINAL CABINET, FURNISHED BY OTHERS, FURNISHED BY OTHERS, JUNCTION BOX, JUNCTION BOX CEILING, LINE BREAK (DOUBLE), LINE [Generic, N/A] [JUNCTION PASSTHROUGH] [#31] CLASS A RETURN, END OF LINE DEVICE, END OF LINE RESISTOR, FIBER PATCH PANEL, FIRE ALARM TERMINAL CABINET, FURNISHED BY OTHERS, FURNISHED BY OTHERS, JUNCTION BOX, JUNCTION BOX CEILING, LINE BREAK (DOUBLE), LINE [Generic, N/A] [JUNCTION PASSTHROUGH] [#19] CLASS A RETURN, END OF LINE DEVICE, END OF LINE RESISTOR, FIBER PATCH PANEL, FIRE ALARM TERMINAL CABINET, FURNISHED BY OTHERS, FURNISHED BY OTHERS, JUNCTION BOX, JUNCTION BOX CEILING, LINE BREAK (DOUBLE), LINE [Generic, N/A] [JUNCTION PASSTHROUGH] [#15] CLASS A RETURN, END OF LINE DEVICE, END OF LINE RESISTOR, FIBER PATCH PANEL, FIRE ALARM TERMINAL CABINET, FURNISHED BY OTHERS, FURNISHED BY OTHERS, JUNCTION BOX, JUNCTION BOX CEILING, LINE BREAK (DOUBLE), LINE [Generic, N/A] [JUNCTION PASSTHROUGH] [#39] CLASS A RETURN, END OF LINE DEVICE, END OF LINE RESISTOR, FIBER PATCH PANEL, FIRE ALARM TERMINAL CABINET, FURNISHED BY OTHERS, FURNISHED BY OTHERS, JUNCTION BOX, JUNCTION BOX CEILING, LINE BREAK (DOUBLE), LINE [Generic, N/A] [JUNCTION PASSTHROUGH] [#9] CLASS A RETURN, END OF LINE DEVICE, END OF LINE RESISTOR, FIBER PATCH PANEL, FIRE ALARM TERMINAL CABINET, FURNISHED BY OTHERS, FURNISHED BY OTHERS, JUNCTION BOX, JUNCTION BOX CEILING, LINE BREAK (DOUBLE), LINE B [Generic, N/A] [JUNCTION PASSTHROUGH] [#26] CLASS A RETURN, END OF LINE DEVICE, END OF LINE RESISTOR, FIBER PATCH PANEL, FIRE ALARM TERMINAL CABINET, FURNISHED BY OTHERS, FURNISHED BY OTHERS, JUNCTION BOX, JUNCTION BOX CEILING, LINE BREAK (DOUBLE), LINE [Generic, N/A] [JUNCTION PASSTHROUGH] [#23] CLASS A RETURN, END OF LINE DEVICE, END OF LINE RESISTOR, FIBER PATCH PANEL, FIRE ALARM TERMINAL CABINET, FURNISHED BY OTHERS, FURNISHED BY OTHERS, JUNCTION BOX, JUNCTION BOX CEILING, LINE BREAK (DOUBLE), LINE [Generic, N/A] [JUNCTION PASSTHROUGH] [#41] CLASS A RETURN, END OF LINE DEVICE, END OF LINE RESISTOR, FIBER PATCH PANEL, FIRE ALARM TERMINAL CABINET, FURNISHED BY OTHERS, FURNISHED BY OTHERS, JUNCTION BOX, JUNCTION BOX CEILING, LINE BREAK (DOUBLE), LINE [Generic, N/A] [JUNCTION PASSTHROUGH] [#14] CLASS A RETURN, END OF LINE DEVICE, END OF LINE RESISTOR, FIBER PATCH PANEL, FIRE ALARM TERMINAL CABINET, FURNISHED BY OTHERS, FURNISHED BY OTHERS, JUNCTION BOX, JUNCTION BOX CEILING, LINE BREAK (DOUBLE), LINE [Generic, N/A] [JUNCTION PASSTHROUGH] [#18] CLASS A RETURN, END OF LINE DEVICE, END OF LINE RESISTOR, FIBER PATCH PANEL, FIRE ALARM TERMINAL CABINET, FURNISHED BY OTHERS, FURNISHED BY OTHERS, JUNCTION BOX, JUNCTION BOX CEILING, LINE BREAK (DOUBLE), LINE [Generic, N/A, Space Age Electronics] [JUNCTION PASSTHROUGH] [#3] CLASS A RETURN, END OF LINE DEVICE, END OF LINE RESISTOR, FIBER PATCH PANEL, FIRE ALARM TERMINAL CABINET, FURNISHED BY OTHERS, FURNISHED BY OTHERS, JUNCTION BOX, JUNCTION BOX CEILING, LINE
9989872a-2078-4078-a8ee-f75e1b1147e0 | NFPA 170 ABORT SWITCH |  |  | North | Potter |  | Switch |  |  |  | Module | TRUE | Abort Switch |  | Abort Switch for Releasing Panels | 1 | [6 empty] | FALSE | [5 empty] | #FFFF0000 | FA-NFPA 170 ABORT SWITCH | 1 | FALSE | FALSE | FALSE | 900 |  |  | 7300-0328:0192 | [10 empty] | FALSE | [7 empty] | THOR\acont | 2024-09-08 17:27
e708019a-d567-4c2b-8fa3-f75f41e9f709 | NFPA 170 GAS DETECTOR |  |  | North | Monaco Enterprises |  | Gas Detection |  |  |  | Module | TRUE | 725-602-01 |  | DETECTOR,CARBON MONOXIDE:12/24VDC WITH SOUNDER BASE,ROUND | 1 | 0.02 | 0.04 |  |  |  |  | FALSE | [5 empty] | #FFFF0000 | FA-NFPA 170 GAS DETECTOR | 1 | FALSE | FALSE | FALSE | 1402 | [13 empty] | FALSE |  |  | CO |  |  | DESKTOP-7SAL8M7\acont | 2020-02-23 09:50 | THOR\acont | 2024-09-08 17:27 | Cloned from System Sensor CO1224TR CLONED | [Monaco Enterprises] [AUX POWER] 725-602-00, 725-602-01 [Monaco Enterprises] [IDC] 02 725-602-00, 725-602-01
31cd8484-73a4-4cfb-adfd-f7661b0d39b1 |  |  |  | North | Edwards |  | Hardware |  |  |  | Hardware | TRUE | MN-HSAMPCL32 |  | ECC replacement 120 VAC power amplifier and mated compression/limiter mounted in mini-rack for ECC for MN-HS32 Series (1 used) or MN-HS64 Series (2 used) | 1 | [6 empty] | FALSE | [5 empty] | #FFFFFFFF |  |  | FALSE | FALSE | FALSE | [14 empty] | FALSE | [7 empty] | THOR\acont | 2024-10-09 10:48
08ae79f7-5f61-41ce-b664-f769ce1850c7 | NFPA 170 SPEAKER CEILING |  |  | North | Eaton Wheelock |  | Speaker |  |  |  | Module | TRUE | SA-S90-R | + | Speaker, High Efficiency 1 watt, Ceiling mount red | 1 | [6 empty] | FALSE | TRUE |  |  |  |  | #FF0070C0 | FA-NFPA 170 SPEAKER CEILING | 1 | FALSE | FALSE | FALSE | 2019 | [13 empty] | FALSE |  |  | C |  |  |  |  | THOR\acont | 2024-09-08 17:27 |  | [Eaton Wheelock] [AUDIO LOW] [1, 2, 3, 4, 5, 6] SA-S70-24MCW-ALW, SA-S70-24MCW-FR, SA-S70-24MCW-FW, SA-S70-R, SA-S70-W, SA-S90-24MCC-ALW, SA-S90-24MCC-FR, SA-S90-24MCC-FW, SA-S90-R (C), SA-S90-W (C) [Eaton Wheelock] [AUX POWER] [24VDC] SA-S70-24MCW-ALW, SA-S70-24MCW-FR, SA-S70-24MCW-FW, SA-S70-R, SA-S70-W, SA-S90-24MCC-ALW, SA-S90-24MCC-FR, SA-S90-24MCC-FW, SA-S90-R (C), SA-S90-W (C) [Eaton Wheelock] [AUDIO 25v] [1, 2, 3, 4, 5, 6] SA-S70-24MCW-ALW, SA-S70-24MCW-FR, SA-S70-24MCW-FW, SA-S70-R, SA-S70-W, SA-S90-24MCC-ALW, SA-S90-24MCC-FR, SA-S90-24MCC-FW, SA-S90-R (C), SA-S90-W (C)
4f72a594-dce6-456e-beeb-f76c6c77a998 | NFPA 170 STROBE CEILING |  |  | North | Eaton Wheelock |  | Strobe |  |  |  | Module | TRUE | LSTWC3 |  | CEILING STROBE WHITE | 1 | [6 empty] | TRUE | TRUE |  |  |  |  | #FF0070C0 | FA-NFPA 170 STROBE CEILING | 1 | FALSE | FALSE | FALSE | 2022 | [19 empty] | DESKTOP-QMKR22O\aucon | 2020-07-31 12:49 | THOR\acont | 2024-09-08 17:27 | Cloned from Eaton Wheelock New Part CLONED | [Eaton Wheelock] [NAC] [UL MAX] LSTRC3 (C), LSTRC3-AL (C), LSTWC3 (C), LSTWC3-AL (C)
b5846a8b-01e1-4ae2-8ba4-f76dc0b5ce6e | NFPA 170 SPEAKER STROBE CEILING |  |  | North | Edwards |  | Speaker/Strobe |  |  |  | Module | TRUE | 965-5A-4RW |  | 15cd Strobe, 4" Round Cone, 70V .25 .5, 1, 2w | 1 | [6 empty] | FALSE | TRUE |  |  |  |  | #FF0070C0 | FA-NFPA 170 SPEAKER STROBE CEILING | 1 | FALSE | FALSE | FALSE | 2020 | [13 empty] | FALSE |  |  | C |  |  |  |  | THOR\acont | 2024-09-08 17:27
0b9544b1-29c7-4ea1-bbb2-f7745888f7e1 |  |  |  | North | Gamewell FCI |  | Cards & Components |  |  |  | Card | TRUE | PM-9/PM-9G | + | Power Supply Module | 1 | 0.027 | 0.05 | 9 |  |  |  | TRUE | [5 empty] | #FFFFFFFF |  |  | FALSE | FALSE | FALSE | [9 empty] | 12,18,26,55 |  |  | 9 |  | FALSE | [7 empty] | THOR\acont | 2024-10-09 10:48 |  | [Gamewell FCI] [AUX POWER] PM-9/PM-9G | [Gamewell FCI] PM-9, PM-9/PM-9G
ac9067bb-87be-4624-b9c6-f77d02543ef0 | NFPA 170 STROBE CEILING |  |  | North | Hochiki |  | Strobe |  |  |  | Module | TRUE | RSSWP-2475C-FR |  | NOTIFICATION, STROBE, RED, CEILING, 15CD, WP | 1 | 0 | 0.138 |  |  |  |  | FALSE | TRUE |  | *Refer to Install Sheet |  |  | #FF0070C0 | FA-NFPA 170 STROBE CEILING | 1 | FALSE | FALSE | FALSE | 2022 | [13 empty] | FALSE |  |  | C¦WP |  |  |  |  | THOR\acont | 2024-09-08 17:27 |  | [Eaton Wheelock, Hochiki] [NAC] [UL1971] RSSWP-2475C-FR (C), RSSWP-2475C-FW (C)
1b837663-d8aa-4cd2-91e6-f780ed55ff54 |  |  |  | North | Monaco Enterprises |  | Cards & Components |  |  |  | Card | TRUE | 227-956-CE MAIN BOARD |  |  | 1 | [6 empty] | TRUE | [5 empty] | #FFFFFFFF |  |  | FALSE | FALSE | FALSE | [20 empty] | AULAPTOP-PC\Aulaptop | 2019-04-20 03:50 | THOR\acont | 2024-10-09 10:48 |  |  | [Monaco Enterprises] 227-956-CE MAIN BOARD
b3512ac9-00b2-4ecd-b3f8-f7816eb0efe7 | NFPA 170 SMOKE DETECTOR |  |  | North | Kidde |  | Smoke Detector |  |  |  | Module | TRUE | KI-PCD w/KI-RB BASE | ++ | Photoelectric smoke and carbon monoxide life safety detector, | 1 | 5.1e-05 | 6.8e-05 |  |  |  |  | FALSE | TRUE |  |  |  |  | #FFFF0000 | FA-NFPA 170 SMOKE DETECTOR | 1 | FALSE | FALSE | FALSE | 1408 | [13 empty] | FALSE | [5 empty] | DESKTOP-7SAL8M7\acont | 2020-01-02 08:38 | THOR\acont | 2024-10-08 16:26 | Cloned from Edwards SIGA-PCD w/SIGA-RB BASE | [Kidde] [SLC EST MODULES SENSORS] [*] [#2 SHARED ADDR ¦ SENSORS] DS-HFS (C), DS-PS (C), FX-HD w/IB4U BASE, FX-HD w/RB4U BASE, FX-HD w/SB4U BASE, FX-HD w/SB4U-LF BASE, FX-HD wB4U BASE, FX-PD w/B4U BASE (C), FX-PD w/IB4U BASE (C), FX-PD w/SB4U BASE (C), FX [Edwards, Kidde] [SLC EST SENSORS] 01 [*] [EST3, iO1000] DS-HFS (C), DS-PS (C), FX-HD w/IB4U BASE, FX-HD w/RB4U BASE, FX-HD w/SB4U BASE, FX-HD w/SB4U-LF BASE, FX-HD wB4U BASE, FX-PD w/B4U BASE (C), FX-PD w/IB4U BASE (C), FX-PD w/SB4U BASE (C), FX-PD w/SB [Edwards, Kidde] [SLC EST MODULES/SENSORS] 01 [*] [iO64] DS-HFS (C), DS-PS (C), FX-HD w/IB4U BASE, FX-HD w/RB4U BASE, FX-HD w/SB4U BASE, FX-HD w/SB4U-LF BASE, FX-HD wB4U BASE, FX-PD w/B4U BASE (C), FX-PD w/IB4U BASE (C), FX-PD w/SB4U BASE (C), FX-PD w/SB [Kidde] [SLC EST SENSORS] [*] [#4 TYPE ADDR ¦ SENSORS] DS-HFS (C), DS-PS (C), FX-HD w/IB4U BASE, FX-HD w/RB4U BASE, FX-HD w/SB4U BASE, FX-HD w/SB4U-LF BASE, FX-HD wB4U BASE, FX-PD w/B4U BASE (C), FX-PD w/IB4U BASE (C), FX-PD w/SB4U BASE (C), FX-PD w/SB4U
7504968a-ffe9-497e-b8ca-f7825cba6dae |  |  |  | North | Siemens | [5 empty] | Module | TRUE | DPU-PROG | 500-650028 | DPU-PROG CBL PROGRAMMING CABLE | 1 | [12 empty] | #FFFFFFFF |  |  | FALSE | FALSE | FALSE | [20 empty] | DESKTOP-7SAL8M7\acont | 2019-08-13 09:04 | THOR\acont | 2024-10-09 10:48
999fe57b-fe13-4455-8a55-f78ecc22669a | D35 |  |  | North | Consilium |  | Miscellaneous |  |  |  | Module | TRUE | 5200236-00A + 5200237-00A | ++ | AC-IR-3Fq Flame detector, Trippel IR including Addressable base IP65/67 | 1 | 0.0006 | 0.001 |  |  | 24 |  | TRUE | [5 empty] | #FFFF0000 | FA-D35 | 1 | FALSE | FALSE | FALSE | [20 empty] | THOR\acont | 2023-09-19 06:11 | THOR\acont | 2024-09-08 17:27 | Cloned from Consilium 040020 + 5100776-00A + 5100774-00A | [Consilium] [SLC CONSILIUM] [*] [#1 SHARED ADDR ¦ ALL] 040000 + 5100774-00A, 040005 + 5100774-00A, 040020 + 5100776-00A + 5100774-00A, 040020 + 5200313-00A, 040030 + 5100776-00A + 5100774-00A, 040030 + 5200313-00A + 5100626-00B, 5101060-00A + 5100774-00A
8b3558e3-a74e-4fe1-9750-f7909917e877 | NFPA 170 STROBE CEILING |  |  | North | System Sensor |  | Strobe |  |  |  | Module | TRUE | SCRKLED-P | ++ | Strobe, Ceiling, Red, Plain, Outdoor | 1 | 0 | 0.111 |  |  |  |  | FALSE | TRUE |  |  |  |  | #FF0070C0 | FA-NFPA 170 STROBE CEILING | 1 | FALSE | FALSE | FALSE | 2022 | [13 empty] | FALSE |  |  | C, WP |  |  | DESKTOP-QGO6JOK\acont | 2024-07-15 14:08 | THOR\acont | 2024-09-08 17:27 | Cloned from System Sensor SCRKLED | [System Sensor] [NAC] [24VDC] SCRKLED (C), SCRKLED-B (C), SCRKLED-P (C), SCRLED (C), SCRLED-B (C), SCRLED-P (C), SCWKLED (C), SCWKLED-B (C), SCWKLED-P (C), SCWLED (C), SCWLED-B (C), SCWLED-CLR-ALERT (C), SCWLED-P (C)
3de645a8-7771-4eee-a203-f7995f8d55b2 | NFPA 170 SMOKE DETECTOR |  |  | North | System Sensor |  | Smoke Detector |  |  |  | Module | TRUE | SS-PHOTO-W w/B200S-LF-WH | + | White, Addressable photoelectric detector, Low Frequency Sounder Base | 1 | 0.0002 | 0.0045 |  |  |  |  | FALSE | TRUE |  |  |  |  | #FFFF0000 | FA-NFPA 170 SMOKE DETECTOR | 1 | FALSE | FALSE | FALSE | 1408 | [13 empty] | FALSE |  |  | LF |  |  | THOR\acont | 2024-12-16 15:36 |  |  | Cloned from Firelite SD365 w/B200S-LF-WH | [Firelite, System Sensor] [AUX POWER] [24VDC, HIGH VOLUME] AD355 w/B200SR-LF-WH (C), H355 w/B200SR-LF (C), H355HT w/B200SR-LF (C), H355R w/B200SR-LF (C), H365 w/B200S-LF-WH (C), H365HT w/B200S-LF-WH (C), H365R w/B200S-LF-WH (C), SD355 w/B200SR-LF (C), SD [Firelite, System Sensor] [AUX POWER] [*] [16VDC, HIGH VOLUME] AD355 w/B200SR-LF-WH (C), H355 w/B200SR-LF (C), H355HT w/B200SR-LF (C), H355R w/B200SR-LF (C), H365 w/B200S-LF-WH (C), H365HT w/B200S-LF-WH (C), H365R w/B200S-LF-WH (C), SD355 w/B200SR-LF (C) [Firelite, System Sensor] [SLC SENSORS] [*] [#4 TYPE ADDR ¦ SENSORS] AD355 w/B200SR-LF-WH (C), AD355 w/B200SR-WH (C), AD355 w/B210LP (C), AD355 w/B224BI-WH (C), AD355 w/B224RB-WH (C), AD355 w/B501 (C), BEAM355 (C), BEAM355S (C), CP355 w/B200SR-WH (C), CP [Firelite, System Sensor] [SLC MODULES SENSORS] [*] [#2 SHARED ADDR ¦ SENSORS] AD355 w/B200SR-LF-WH (C), AD355 w/B200SR-WH (C), AD355 w/B210LP (C), AD355 w/B224BI-WH (C), AD355 w/B224RB-WH (C), AD355 w/B501 (C), BEAM355 (C), BEAM355S (C), CP355 w/B200SR-
66006723-e3f8-4df5-ab54-f7a00400d2b8 |  |  |  | North | Edwards |  | Hardware |  |  |  | Hardware | TRUE | QSA-1-S |  | OBSOLETE - Surface Cabinet, 1 Annunciator Option Space | 1 | [6 empty] | FALSE | [5 empty] | #FFFFFFFF |  |  | FALSE | FALSE | FALSE | [14 empty] | FALSE | [7 empty] | THOR\acont | 2024-10-09 10:48
a0800fe6-5c83-44cd-80ef-f7a2cfb637b6 |  |  |  | North | Edwards |  | Hardware |  |  |  | Hardware | TRUE | QS8-12-R-2E-BR |  | OBSOLETE - FAP w/ 12 Option Card Space, Red, EN-54, British, 230V | 1 | [6 empty] | FALSE | [5 empty] | #FFFFFFFF |  |  | FALSE | FALSE | FALSE | [14 empty] | FALSE | [7 empty] | THOR\acont | 2024-10-09 10:48
5807d312-c732-4652-8651-f7a91c845798 | NFPA 170 SPEAKER STROBE CEILING |  |  | North | Edwards |  | Speaker/Strobe |  |  |  | Module | TRUE | GCHFRF-S2VMCH |  | 25V Speaker/Strobe, red, 95, 115, 150, 177 cd,FIRE | 1 | 0 | 0.342 |  |  |  |  | FALSE | TRUE |  |  |  |  | #FF0070C0 | FA-NFPA 170 SPEAKER STROBE CEILING | 1 | FALSE | FALSE | FALSE | 2020 | [13 empty] | FALSE |  |  | C |  |  |  |  | THOR\acont | 2024-09-08 17:27 |  | [Edwards, Kidde] [NAC] [24 VDC] EGCF-S2VMH (C), EGCF-VMH (C), GCF-S2VMH (C), GCF-S7VMH (C), GCF-VMH (C), GCHFRF-S2VMCH (C), GCHFRF-S7VMCH (C), GCHFRN-S2VMCH (C), GCHFRN-S7VMCH (C), GCHFWA-S2VMAH (C), GCHFWA-S2VMCH (C), GCHFWA-S7VMAH (C), GCHFWA-S7VMCH (C [Edwards, Kidde] [AUDIO 25v] [25V AUDIO] EGCF-S2VMH (C), G4F-S2, G4F-S2V1575, G4F-S2VM, G4HFRF-S2, G4HFRF-S2VMC, G4HFRN-S2, G4HFRN-S2VMC, G4HFWA-S2, G4HFWA-S2VMA, G4HFWA-S2VMC, G4HFWF-S2, G4HFWF-S2VMC, G4HFWN-S2, G4HFWN-S2VMA, G4HFWN-S2VMC, G4RF-S2, G4RF [Edwards, Kidde] [NAC] [16 VDC] EGCF-S2VMH (C), EGCF-VMH (C), GCF-S2VMH (C), GCF-S7VMH (C), GCF-VMH (C), GCHFRF-S2VMCH (C), GCHFRF-S7VMCH (C), GCHFRN-S2VMCH (C), GCHFRN-S7VMCH (C), GCHFWA-S2VMAH (C), GCHFWA-S2VMCH (C), GCHFWA-S7VMAH (C), GCHFWA-S7VMCH (C
5f4041bb-8b2a-457d-b594-f7b04cbc3d58 | NFPA 170 REMOTE TEST SWITCH |  |  | North | Kidde |  | REMOTE TEST SWITCH |  |  |  | Module | TRUE | SD-TRK |  | SuperDuct, Remote test/reset station, keyed | 1 | [6 empty] | FALSE | [5 empty] | #FFFF0000 | FA-NFPA 170 REMOTE TEST SWITCH | 1 | FALSE | FALSE | FALSE | 914 | [13 empty] | FALSE | [5 empty] | DESKTOP-7SAL8M7\acont | 2020-01-02 08:47 | THOR\acont | 2024-09-08 17:27 | Cloned from Edwards SD-TRK | [Edwards, Kidde] [RTS] C-DTS, EC-LLT, SD-TRK, SD-TRK4, SD-TRM, SD-TRM4, SIGA-DTS
de6cda82-2416-40ed-a913-f7b430ba1780 | SMOKEWITHSTROBE |  |  | North | First Alert |  | Smoke Detector |  |  |  | Module | TRUE | 7020BSL |  | Photoelectric Smoke Alarm with 177cd Visual Signaling Appliance, 120vac, Ceiling Mount | 1 | [6 empty] | TRUE | TRUE |  |  |  |  | #FF0070C0 | FA-SMOKEWITHSTROBE | 1 | FALSE | FALSE | FALSE | [17 empty] | 120V |  |  | DESKTOP-7SAL8M7\acont | 2020-02-20 10:29 | THOR\acont | 2024-09-08 17:27 | Cloned from Gentex 7139CS-C | [First Alert, Generic, Gentex, Kidde, N/A] [VAC ] 120VAC SMOKE DETECTOR (C), 7020BSL (C), 7139CS-C (C), 7139CS-W (C), 9120 (C), 9120F (C), 9120H (C), 9120HF (C), 9120T (C), 9120TF (C), 9123 (C), 9123F (C), 9123H (C), 9123HF (C), 9123T (C), 9123TF (C), FU [First Alert, Generic, Gentex, Kidde, N/A] [IDC] 01 120VAC SMOKE DETECTOR (C), 7020BSL (C), 7139CS-C (C), 7139CS-W (C), 9120 (C), 9120F (C), 9120H (C), 9120HF (C), 9120T (C), 9120TF (C), 9123 (C), 9123F (C), 9123H (C), 9123HF (C), 9123T (C), 9123TF (C),
1b860ba5-c9dc-4f39-a14d-f7b614af4cdd |  |  |  | North | Firelite |  | Cards & Components |  |  |  | Card | TRUE | ES-1000X MAIN BOARD | ++ | Main Board for ES-1000X Fire Alarm Control Panel | 1 | 0.238 | 0.123 | 9.4 |  |  |  | TRUE | FALSE |  |  |  |  | #FFFFFFFF |  |  | FALSE | FALSE | FALSE | [9 empty] | 18,26,33,55 |  | 26 |  |  | FALSE | [5 empty] | THOR\acont | 2023-10-03 16:24 | THOR\acont | 2024-10-09 10:48 | Cloned from Firelite ES-200X MAIN BOARD | [Firelite] [IDC] 03 ACM-8RF, ANN-RLY, CDRM-300, CRF-300-6, ES-1000X MAIN BOARD, ES-200X MAIN BOARD with PWRMOD24, ES-200X MAIN BOARD without PWRMOD24, ES-50X Main Board, ES-50XP Main Board [ADT Unimode, AES, Firelite, NAPCO, Notifier] [VAC ] [VAC] 1640, 200UDLS Main Board, 411UDAC Main Board, ACC-25/50 Main Board, BE-500 CPU, CPU-N16LD, CPU-N16LND, ECC-125DA (25V) Main Board, ECC-50/100 Main Board (100W, 25V), ECC-50/100 Main Board (100W, [Firelite] [IDC] 04 ACM-8RF, ANN-RLY, CRF-300-6, ES-1000X MAIN BOARD, ES-200X MAIN BOARD with PWRMOD24, ES-200X MAIN BOARD without PWRMOD24, ES-50X Main Board, ES-50XP Main Board [Firelite] [IDC] 02 ACM-8RF, ANN-RLY, CDRM-300, CRF-300, CRF-300-6, ES-1000X MAIN BOARD, ES-200X MAIN BOARD with PWRMOD24, ES-200X MAIN BOARD without PWRMOD24, ES-50X Main Board, ES-50XP Main Board | [Firelite] ES-1000X MAIN BOARD
4fda3ace-ce7e-443b-8d94-f7b91ce13430 | NFPA 170 REMOTE ANNUNCIATOR | RISER ANNUNCIATOR |  | North | MIRCOM |  | Remote Annunciator |  |  |  | Module | TRUE | RAXN-4000LCD | ++ | Remote Network LCD Annunciator c/w 4 x 20 LCD display | 1 | 0.139 | 0.164 | [10 empty] | #FFFF0000 | FA-NFPA 170 REMOTE ANNUNCIATOR | 1 | FALSE | FALSE | FALSE | [20 empty] | THOR\acont | 2024-02-24 16:13 | THOR\acont | 2024-09-08 17:27 |  | [MIRCOM] [AUX POWER] [*] [AUX] RAXN-4000LCD, RAXN-4000LCDG [MIRCOM] [RS-485] [ANNUNCIATOR] RAXN-4000LCD, RAXN-4000LCDG
e20a1da1-4566-493c-a1b2-f7bb5ca2d4aa | NFPA 170 DOOR HOLDER |  |  | North | RSG |  | Door Holder |  |  |  | Module | TRUE | DH(1224)GPC |  | Door Holder, Ground Mount, Chrome | 1 | 0.04 | 0.04 |  |  |  |  | TRUE | [5 empty] | #FFFF0000 | FA-NFPA 170 DOOR HOLDER | 1 | FALSE | FALSE | FALSE | 2500 | [19 empty] | DESKTOP-7SAL8M7\acont | 2019-04-02 09:20 | THOR\acont | 2024-09-08 17:27 | Cloned from RSG DH(1224)SPC | [ASSA ABLOY, Bosch, Hochiki, N/A, Notifier, Potter, Rixson, RSG, Silent Knight, System Sensor] [AUX POWER] [DOOR RELEASE] 7200, ADI_K7-998TRI689, D370, D370C, DH Series, DH(1224)FPC, DH(1224)GPC, DH(1224)RPC, DH(1224)SPC, DH(24120)FPC, DH(24120)GPC, DH(2 [Bosch, Hochiki, N/A, Notifier, Potter, Rixson, RSG, Silent Knight, System Sensor] [AUX POWER] [DOOR RELEASE] ADI_K7-998TRI689, D370, D370C, DH Series, DH(1224)FPC, DH(1224)GPC, DH(1224)RPC, DH(1224)SPC, DH(24120)FPC, DH(24120)GPC, DH(24120)GPC2, DH(2412 [RSG] [AUX POWER] [*] DH(1224)FPC, DH(1224)GPC, DH(1224)RPC, DH(1224)SPC, DH(24120)FPC, DH(24120)GPC, DH(24120)GPC2, DH(24120)RPC, DH(24120)SPC [Bosch, Generic, Hochiki, N/A, Notifier, Potter, Rixson, RSG, Silent Knight, System Sensor] [RELAY] [DOOR RELEASE] 110VAC DOOR HOLDER, ADI_K7-998TRI689, D370, D370C, DH Series, DH(1224)FPC, DH(1224)GPC, DH(1224)RPC, DH(1224)SPC, DH(24120)FPC, DH(24120)GP
dd5be906-ea9c-4dbb-b42c-f7bfad9b1054 | NFPA 170 AMPLIFIER RACK | RISER AMP |  | North | Kidde |  | Amplifier |  |  |  | Assembly | TRUE | APS10A w/SIGA-AA50 |  | AA-50 Amplifier with Remote Auxiliary/Booster Power Supply, 10A, 120Vac, Red | 1 | [6 empty] | FALSE | [5 empty] | #FFFF0000 | FA-NFPA 170 AMPLIFIER RACK | 1 | FALSE | FALSE | FALSE | 300 | [8 empty] | 7,12,18,65 |  |  |  |  | TRUE |  |  | AA50 |  |  | DESKTOP-7SAL8M7\acont | 2020-01-02 07:57 | THOR\acont | 2024-09-08 17:27 | Cloned from Edwards APS10A w/AA50
91f3add5-77ee-40e7-9a2b-f7bffda2f26d | NFPA 170 STROBE WALL |  |  | North | Concealite |  | Strobe |  |  |  | Module | TRUE | FA900-W-ELSTR | + | WALL STROBE, RED, FIRE | 1 | [6 empty] | TRUE | [5 empty] | #FF0070C0 | FA-NFPA 170 STROBE WALL | 1 | FALSE | FALSE | FALSE | 2020 | [19 empty] | THOR\acont | 2024-01-29 09:05 | THOR\acont | 2024-09-08 17:27 | Cloned from Eaton Wheelock ELSTR | [Concealite] [NAC] [24VDC] FA900-W-ELSTR, FA900-W-ELSTW [Concealite] [AUX POWER] [AUX] FA900-W-ELHNR, FA900-W-ELHSR, FA900-W-ELHSW, FA900-W-ELSPKR, FA900-W-ELSPKW, FA900-W-ELSPSTR, FA900-W-ELSPSTW, FA900-W-ELSTR, FA900-W-ELSTW, FAFX-C-ELHNWC (C), FAFX-C-ELHSRC (C), FAFX-C-ELHSWC (C), FAFX-C-ELSPKWC (C), FAFX-
2165027c-f83a-4ab7-940b-f7c25b7615df | CADGEN MOTION DETECTOR WIDE ANGLE |  |  | North | Interlogix |  | Motion Detector |  |  |  | Module | TRUE | 6540UPI |  | PIR Motion Detector Wall Mount | 1 | [6 empty] | FALSE | [5 empty] | #FFFF0000 | FA-CADGEN MOTION DETECTOR WIDE ANGLE | 1 | FALSE | FALSE | FALSE | [14 empty] | FALSE |  |  | MDS |  |  |  |  | THOR\acont | 2024-09-08 17:27 | 20191121 AC Detector without base
38e4c400-56fa-4a42-936f-f7ca963bf685 |  |  |  | North | Siemens |  | Hardware |  |  |  | Hardware | TRUE | FHA2035-U1 | S54400-B42-A1 | Trim Kit 1HU Black | 1 | [12 empty] | #FFFFFFFF |  |  | FALSE | FALSE | FALSE | [20 empty] | AULAPTOP-PC\Aulaptop | 2019-04-20 11:42 | THOR\acont | 2024-10-09 10:48
9935677d-8333-4efc-a4b9-f7cacb42b9c6 |  |  |  | North | Edwards |  | Hardware |  |  |  | Hardware | TRUE | WGRMA | ++ | Adapter Plate, Red | 1 | [6 empty] | FALSE | [5 empty] | #FFFFFFFF |  |  | FALSE | FALSE | FALSE | [14 empty] | FALSE | [5 empty] | THOR\acont | 2024-04-09 08:16 | THOR\acont | 2024-10-09 10:48 | Cloned from Edwards WBB-1
68de19bb-abda-4f7e-826e-f7ce2bb16595 |  |  |  | North | Monaco Enterprises |  | Cards & Components |  |  |  | Card | TRUE | 790-027-01 |  | Module for converting Class B Audible Circuit to Class A | 1 | [6 empty] | TRUE | [5 empty] | #FFFFFFFF |  |  | FALSE | FALSE | FALSE | [14 empty] | FALSE | [5 empty] | DESKTOP-7SAL8M7\acont | 2018-10-23 10:52 | THOR\acont | 2024-10-09 10:48
9940788e-4e04-4461-822f-f7cff22317dc | NFPA 170 HORN STROBE CEILING |  |  | North | Eaton Wheelock |  | Horn/Strobe |  |  |  | Module | TRUE | ELMTSWC | ++ | CEILING MULTI-TONE HORN STROBE, WHITE, FIRE | 1 | [6 empty] | TRUE | TRUE |  |  |  |  | #FF0070C0 | FA-NFPA 170 HORN STROBE CEILING | 1 | FALSE | FALSE | FALSE | 2020 | [16 empty] | C |  |  | THOR\acont | 2024-07-23 16:32 | THOR\acont | 2024-09-08 17:27 | Cloned from Eaton Wheelock ELMTSRC | [Eaton Wheelock] [HORN] [24VDC, STD CODE 3 - HORN ONLY] ELMTR, ELMTSR, ELMTSR-A, ELMTSRC (C), ELMTSR-N, ELMTSW, ELMTSW-A, ELMTSWC (C), ELMTSW-N, ELMTW [Eaton Wheelock] [NAC] [24VDC, STD CODE 3] ELMTSRC (C), ELMTSWC (C) [Eaton Wheelock] [STROBE] [24VDC, STD CODE 3 - STROBE ONLY] ELMTSRC (C), ELMTSWC (C)
0d1135bf-a08b-4cac-9ab8-f7d5834f62d3 |  |  |  | North | Edwards |  | Hardware |  |  |  | Hardware | TRUE | G4AWF-FR-CVR | ++ | Replacement Appliance Cover, Horn, White, FEU | 1 | [12 empty] | #FFFFFFFF |  |  | FALSE | FALSE | FALSE | [20 empty] | THOR\acont | 2024-06-05 08:40 | THOR\acont | 2024-10-09 10:48 | Cloned from Edwards G4ARA-CVR CLONED CLONED CLONED CLONED CLONED CLONED
209b8411-ff96-4088-a609-f7d64406130a | NFPA 170 SMOKE DETECTOR |  |  | North | Monaco Enterprises |  | Smoke Detector |  |  |  | Module | TRUE | 723-361-00 w/B224RB-WH | + | DETECTOR,SYSTEM:PHOTOELECTRIC,15-32VDC,INTELLIGENT,135F,HEAD | 1 | 0.0003 | 0.0065 |  |  |  |  | FALSE | TRUE |  |  |  |  | #FFFF0000 | FA-NFPA 170 SMOKE DETECTOR | 1 | FALSE | FALSE | FALSE | 1408 | [13 empty] | FALSE |  |  | P, R, 135° |  |  | DESKTOP-7SAL8M7\acont | 2020-02-21 06:58 | THOR\acont | 2024-09-08 17:27 | Cloned from MIRCOM MIX-2251TB w/B224RB | [Monaco Enterprises] [SLC MODULES/SENSORS] 01 [*] 721-121-00 w/B200SR-LF-WH (C), 721-121-00 w/B200SR-WH (C), 721-121-00 w/B210LP (C), 721-121-00 w/B224RB-WH (C), 721-121-00 w/B501 (C), 721-124-00 w/B200SR-LF-WH (C), 721-124-00 w/B200SR-WH (C), 721-124-00 [Monaco Enterprises] [SLC SENSORS] 01 [*] 721-121-00 w/B200SR-LF-WH (C), 721-121-00 w/B200SR-WH (C), 721-121-00 w/B210LP (C), 721-121-00 w/B224RB-WH (C), 721-121-00 w/B501 (C), 721-124-00 w/B200SR-LF-WH (C), 721-124-00 w/B200SR-WH (C), 721-124-00 w/B210L [Monaco Enterprises] [SLC SENSORS] 01 [*] 721-121-00 w/B200SR-LF-WH (C), 721-121-00 w/B200SR-WH (C), 721-121-00 w/B210LP (C), 721-121-00 w/B224RB-WH (C), 721-121-00 w/B501 (C), 721-124-00 w/B200SR-LF-WH (C), 721-124-00 w/B200SR-WH (C), 721-124-00 w/B210L [Monaco Enterprises] [SLC MODULES SENSORS] 01 [*] 708-026-01, 708-031-00, 721-121-00 w/B200SR-LF-WH (C), 721-121-00 w/B200SR-WH (C), 721-121-00 w/B210LP (C), 721-121-00 w/B224RB-WH (C), 721-121-00 w/B501 (C), 721-124-00 w/B200SR-LF-WH (C), 721-124-00 w/B
2e13f922-bc5f-4df0-9031-f7d77599aeca | NFPA 170 ADDRESSABLE OUTPUT MODULE |  |  | North | Apollo |  | Addressable Control/Relay |  |  |  | Module | TRUE | 55000-825ADV | ++ | Notiﬁ cation Appliance Circuit Module | 2 | 0.000223 | 0.0001 |  |  |  |  | FALSE | [5 empty] | #FFFF0000 | FA-NFPA 170 ADDRESSABLE OUTPUT MODULE | 1 | FALSE | FALSE | FALSE | 1100 | [13 empty] | FALSE | [5 empty] | XPS-17-9710\August | 2025-01-05 15:58 |  |  | Cloned from Edwards SIGA-CC2 | [Apollo] [SLC APOLLO MODULES SENSORS] [#1 SHARED ADDR ¦ MODULES] 55000-825ADV [Apollo] [AUDIO 25v, AUDIO 70.7v, AUX POWER, FFT, NAC] [RISER INPUT] 55000-825ADV | [Apollo, Edwards, Kidde] 55000-825ADV , FX-NAC, GSA-CC1, GSA-CC1S, GSA-CC2, GSA-MAB, GSA-MCC1, GSA-MCC1S, GSA-MCC2, GSA-UM, SIGA-CC1, SIGA-CC1S, SIGA-CC2, SIGA-CC2A, SIGA-MAB, SIGA-MCC1, SIGA-MCC1S, SIGA-MCC2, SIGA-MCC2A, SIGA-UM
a9ed2e9b-1301-45d4-b7ba-f7d8fb9cf594 | NFPA 170 SYNC MODULE |  |  | North | Gentex |  | Sync Module |  |  |  | Module | TRUE | AVSM-R |  | Synchronization Module | 1 | 0 | 0.047 |  |  |  |  | FALSE | FALSE |  |  |  |  | #FFFF0000 | FA-NFPA 170 SYNC MODULE | 1 | FALSE | FALSE | FALSE | 1300 | [13 empty] | FALSE |  |  | SYNC |  |  |  |  | THOR\acont | 2024-09-08 17:27 |  | [Gentex, Potter] [NAC] [#2 NAC INPUT] AVS44-R, AVS44-W, AVSM-R, AVSM-R, AVSM-W, AVSM-W [Gentex, Potter] [NAC] [#1 NAC INPUT] AVS44-R, AVS44-W, AVSM-R, AVSM-R, AVSM-W, AVSM-W
1947c1d7-44e4-4bc2-b9fd-f7e3e2259cdd | NFPA 170 HORN STROBE CEILING |  |  | North | Simplex |  | Horn/Strobe |  |  |  | Module | TRUE | 4906-9142 | + | Horn with Multi-Candela Strobe; Ceiling Mount, White, High Cd | 1 | 0 | 0 |  |  |  |  | TRUE | TRUE |  |  |  |  | #FF0070C0 | FA-NFPA 170 HORN STROBE CEILING | 1 | FALSE | FALSE | FALSE | 2013 | [16 empty] | C |  |  | DESKTOP-7EIEB7A\acont | 2022-03-07 06:56 | THOR\acont | 2024-09-08 17:27 | Cloned from Autocall A4906-9130 | [Autocall, Simplex] [NAC] [MAX STEADY] 4906-9140 (C), 4906-9142 (C), A4906-9140 (C), A4906-9142 (C) [Autocall, Simplex] [NAC] [24VDC STEADY] 4906-9128 (C), 4906-9130 (C), 4906-9140 (C), 4906-9142 (C), A4906-9128 (C), A4906-9130 (C), A4906-9140 (C), A4906-9142 (C)
b57667cb-b99d-4ade-9a3b-f7e46cf6996c | NFPA 170 LOCAL OPERATOR CONSOLE | RISER LOC |  | North | Space Age Electronics |  | Local Operator Console |  |  |  | Assembly | TRUE | YM0164 | System Accessories, LCD Annunciators | LOC Local Operating Console for 41000u w/ Simplex Red finish | 1 | 0.11 | 0.14 |  |  |  |  | TRUE |  | Mount Back Box 60" A.F.F. | Surface or semi-flush mount | 16.5”w x 13.75”h x 4”d | A2975-9463 | #FFFF0000 | FA-NFPA 170 LOCAL OPERATOR CONSOLE | 1 | FALSE | FALSE | FALSE | [20 empty] | DESKTOP-0D6CQVA\lousc | 2019-07-20 14:40 | THOR\acont | 2024-09-08 17:27 | Cloned from AutoCall A4606-9101 | [Autocall, Simplex, Space Age Electronics] [AUX POWER] [*] [AUX INPUT] 4603-9101, 4606-9101, 4606-9102, A4603-9101, A4606-9102, A4606-9111, A4606-9205, YM0164 [Autocall, Simplex, Space Age Electronics] [RUI] [DATA] 4603-9101, 4606-9101, 4606-9102, A4603-9101, A4606-9102, A4606-9111, A4606-9205, YM0164
618e4c9e-0da3-4a36-9136-f7e7da7d2dca | NFPA 170 HORN |  |  | North | Siemens |  | Horn |  |  |  | Module | TRUE | SL2MTWW-F | S54329-F233-A1++ | Multi-Tone Horn, Wall / Ceiling, White, Fire | 1 | [12 empty] | #FF0070C0 | FA-NFPA 170 HORN | 1 | FALSE | FALSE | FALSE | 2010 | [19 empty] | DESKTOP-7EIEB7A\acont | 2023-08-02 08:14 | THOR\acont | 2024-09-08 17:27 | Cloned from Siemens AH-R | [Siemens] [NAC] [24 VDC, HORN STD] SL2MTWR-F, SL2MTWW-F
d35978d7-e046-46fb-bfc8-f7eda25e18c3 | NFPA 170 HEAT DETECTOR |  |  | North | Notifier |  | Heat Detector |  |  |  | Module | TRUE | FST-851 w/B210LP | ++ | Intelligent Addressable 135°F (57°C) Thermal Detector w/ Flashscan, Plug-in Detector Base | 1 | 0.0003 | 0.0065 |  |  |  |  | FALSE | TRUE | FLUSH |  | 4" SQ. DEEP | 3 "O" PLASTER RING | #FFFF0000 | FA-NFPA 170 HEAT DETECTOR | 1 | FALSE | FALSE | FALSE | 1403 |  |  | 7270-0028:0196 | [10 empty] | FALSE | [7 empty] | THOR\acont | 2024-09-08 17:27 | 20191121 AC Detector with base | [Honeywell, Notifier, System Sensor] [SLC SENSORS] [*] [#4 TYPE ADDR ¦ SENSORS] 2251B (C), 2251-COPTIR (C), 2251-COPTIR w/B200S-WH (C), 2251TB (C), 2251TMB (C), 5251B (C), 5251B-WP (C), 5251H (C), 5251RB (C), 5251RB-WP (C), 7251 (C), 7251DH (C), DH200LP [Honeywell, Notifier, System Sensor] [SLC MODULES SENSORS] [*] [#2 SHARED ADDR ¦ SENSORS] 2251B (C), 2251-COPTIR (C), 2251-COPTIR w/B200S-WH (C), 2251TB (C), 2251TMB (C), 5251B (C), 5251B-WP (C), 5251H (C), 5251RB (C), 5251RB-WP (C), 7251 (C), 7251DH (C)
8df26208-4258-45a1-a3c1-f7ee5395e688 | NFPA 170 SMOKE DETECTOR |  |  | North | Edwards |  | Smoke Detector |  |  |  | Module | TRUE | 711U |  | 2W Smoke Detector 12/24Vdc | 1 |  | 0.06 |  |  |  |  | FALSE | TRUE |  |  |  |  | #FFFF0000 | FA-NFPA 170 SMOKE DETECTOR | 1 | FALSE | FALSE | FALSE | 1408 | [13 empty] | FALSE | [7 empty] | THOR\acont | 2024-09-08 17:27 | 20191121 AC Detector without base | [Edwards] [IDC] 02 511C (C), 711U (C), 711UT (C), 721UT (C), TS7-2 (C), TS7-2T (C)
b7e6dc95-99dc-453b-9bb7-f7efd39aeb96 | NFPA 170 HORN STROBE |  |  | North | Monaco Enterprises |  | Horn/Strobe |  |  |  | Module | TRUE | 585-097-00 |  | HORN/STROBE:2 WIRE,135-185CD,WHT,WEATHERPROOF,WALL | 1 | 0 | 0.27 |  |  |  |  | FALSE | FALSE |  |  |  |  | #FF0070C0 | FA-NFPA 170 HORN STROBE | 1 | FALSE | FALSE | FALSE | 2012 | [13 empty] | FALSE | [5 empty] | DESKTOP-7SAL8M7\acont | 2020-02-23 12:36 | THOR\acont | 2024-09-08 17:27 | Cloned from System Sensor P2WHK | [Monaco Enterprises] [NAC] 585-097-00, 585-097-01
f00e2b72-dbbb-4e3e-bfdf-f7f1b55926a2 | NFPA 170 HORN STROBE CEILING |  |  | North | Siemens |  | Horn/Strobe |  |  |  | Module | TRUE | NS-MC-CR | 500-636087++ | NS HORN MULTI-CANDELA RED CEILING | 1 | [7 empty] | TRUE |  |  |  |  | #FF0070C0 | FA-NFPA 170 HORN STROBE CEILING | 1 | FALSE | FALSE | FALSE | 2013 | [16 empty] | C |  |  | DESKTOP-7SAL8M7\acont | 2019-08-13 09:04 | THOR\acont | 2024-09-08 17:27 | B,T | [Siemens] [NAC] [DC HIGH DB] NS-MC-CR (C), NS-MC-CW (C)
22d44ed7-402e-4487-9b65-f7f33ce6e3e4 | NFPA 170 CELL COMM | RISER CELL COMM |  | North | Rath Area of Refuge |  | Cellular Communicator |  |  |  | Module | TRUE | 2100-LTEVER4-2 | ++ | Cellular Gateway with SIM Card Plan | 1 | 0.04 | 0.08 |  |  | 12 |  | TRUE |  | Surface |  | 4.3” H x 8.3” W x 2.6” D |  | #FFFF0000 | FA-NFPA 170 CELL COMM | 1 | FALSE | FALSE | FALSE | 250 | [13 empty] | FALSE | [5 empty] | THOR\acont | 2024-03-26 08:14 | THOR\acont | 2024-09-08 17:27 | Cloned from Honeywell HW-TG7FE-V | [DSC, Firelite, Honeywell, Rath Area of Refuge] [AUX POWER] [*] [AUX INPUT] 2100-LTEVER4-2, 3G4010, CLSS Pathway Pro, HON-CGW-MBB, HW-AV-LTE-M, HW-TG7FE-A, HW-TG7FE-V, HW-TG7FS-A, HW-TG7FS-V, LE4010, LTE-CFA, LTE-CFV [DSC, Honeywell, Rath Area of Refuge] [DACT] [#1 DACT] 2100-LTEVER4-2, 3G4010, HW-AV-LTE-M, HW-TG7FE-A, HW-TG7FE-V, HW-TG7FS-A, HW-TG7FS-V, LE4010, LTE-CFA, LTE-CFV, LTE-HSV, LTE-IA, LTE-IV [DSC, Honeywell, Rath Area of Refuge] [DACT] [#2 DACT] 2100-LTEVER4-2, 3G4010, HW-AV-LTE-M, HW-TG7FE-A, HW-TG7FE-V, HW-TG7FS-A, HW-TG7FS-V, LE4010, LTE-CFA, LTE-CFV, LTE-HSV, LTE-IA, LTE-IV
771c5b62-13f3-4f57-98b1-f7f8357b1392 | NFPA 170 CELL COMM | RISER CELL COMM |  | North | DMP |  | Cellular Communicator |  |  |  | Module | TRUE | CellComSLCF |  | Universal Fire Alarm Communicator | 1 | [6 empty] | FALSE | [5 empty] | #FFFF0000 | FA-NFPA 170 CELL COMM | 1 | FALSE | FALSE | FALSE | 251 | [13 empty] | FALSE | [7 empty] | THOR\acont | 2024-09-08 17:27 |  | [DMP, DSC, NAPCO] [DACT] 01 [DACT] 263LTE, 263LTE-A, 263LTE-V, 263LTE-V5 (12V), 3G3070-CF HSPA, CDMA-FIRE, CellComSLC, CellComSLCF, CellComSLCZ, DUALCOMNF-LV (12V), DUALCOMNF-LV (24V), TL300CF [DMP, DSC, Honeywell, NAPCO] [IDC] 01 [TROUBLE] 263LTE, 263LTE-A, 263LTE-V, 263LTE-V5 (12V), 3G3070-CF HSPA, CDMA-FIRE, CellComSLC, CellComSLCF, CellComSLCZ, DUALCOMNF-LV (12V), DUALCOMNF-LV (24V), HWF2A-COM Main Board, HWF2V-COM Main Board, IPGSM-4G, TL
31be216f-51fb-4ab7-8e52-f8004138ede8 | NFPA 170 STROBE WALL |  |  | North | Tomar |  | Strobe |  |  |  | Module | TRUE | 495S-1280R |  | Hazardous Location Warning Light | 1 | 0 | 0.213 |  |  |  |  | FALSE | [5 empty] | #FF0070C0 | FA-NFPA 170 STROBE WALL | 1 | FALSE | FALSE | FALSE | 2023 | [13 empty] | FALSE |  |  | XP |  |  | DESKTOP-7SAL8M7\acont | 2020-09-14 16:00 | THOR\acont | 2024-09-08 17:27 | Cloned from Tomar 495S-1280-R CLONED | [Tomar] [NAC] [24 VDC] 490S-1280T, 495S-1280A, 495S-1280C, 495S-1280R
29d90aa6-5b7a-401c-8d23-f8033fa9af66 | NFPA 170 HEAT DETECTOR |  |  | North | Edwards |  | Heat Detector |  |  |  | Module | TRUE | SIGA-HRD w/SIGA-SB4 BASE | ++ | Intelligent fixed temperature/Rate-of-rise heat detector, Standard Detector Base | 1 | 5.1e-05 | 6.8e-05 |  |  |  |  | FALSE | [5 empty] | #FFFF0000 | FA-NFPA 170 HEAT DETECTOR | 1 | FALSE | FALSE | FALSE | 1403 | [13 empty] | FALSE | [5 empty] | DESKTOP-7SAL8M7\acont | 2020-06-10 09:59 | THOR\acont | 2024-10-08 16:26 | Cloned from Edwards SIGA-HRD w/SIGA-SB BASE | [Edwards, Kidde] [SLC EST MODULES/SENSORS] 01 [*] [iO64] DS-HFS (C), DS-PS (C), FX-HD w/IB4U BASE, FX-HD w/RB4U BASE, FX-HD w/SB4U BASE, FX-HD w/SB4U-LF BASE, FX-HD wB4U BASE, FX-PD w/B4U BASE (C), FX-PD w/IB4U BASE (C), FX-PD w/SB4U BASE (C), FX-PD w/SB [Edwards, Kidde] [SLC EST SENSORS] 01 [*] [EST3, iO1000] DS-HFS (C), DS-PS (C), FX-HD w/IB4U BASE, FX-HD w/RB4U BASE, FX-HD w/SB4U BASE, FX-HD w/SB4U-LF BASE, FX-HD wB4U BASE, FX-PD w/B4U BASE (C), FX-PD w/IB4U BASE (C), FX-PD w/SB4U BASE (C), FX-PD w/SB [Edwards, Kidde] [SLC EST MODULES SENSORS] [*] [#2 SHARED ADDR ¦ SENSORS] KI-DDOS (C), SIGA2-COS w/SIGA-AB4G BASE, SIGA2-COS w/SIGA-AB4G-LF BASE, SIGA2-COS w/SIGA-AB4GT BASE, SIGA2-COS w/SIGA-IB BASE, SIGA2-COS w/SIGA-RB BASE, SIGA2-COS w/SIGA-SB BASE, S [Edwards, Kidde] [SLC EST SENSORS] [*] [#4 TYPE ADDR ¦ SENSORS] KI-DDOS (C), SIGA2-COS w/SIGA-AB4G BASE, SIGA2-COS w/SIGA-AB4G-LF BASE, SIGA2-COS w/SIGA-AB4GT BASE, SIGA2-COS w/SIGA-IB BASE, SIGA2-COS w/SIGA-RB BASE, SIGA2-COS w/SIGA-SB BASE, SIGA2-HCOS
51ed35c3-ba2a-4ae1-87b7-f804b00ceade | NFPA 170 AMPLIFIER RACK | RISER AMP |  | North | Hochiki |  | Amplifier |  |  |  | Assembly | TRUE | FNVDPS25/P (25V) | + | Distributed Panel, Single Channel, 25W, Fire Phone | 1 | [6 empty] | FALSE |  |  | *Refer to Install Sheet |  |  | #FFFF0000 | FA-NFPA 170 AMPLIFIER RACK | 1 | FALSE | FALSE | FALSE | 300 | [8 empty] | 7,12,18 |  |  |  | 25 | TRUE | [5 empty] | DESKTOP-7SAL8M7\acont | 2019-11-05 11:20 | THOR\acont | 2024-09-08 17:27 | Cloned from Evax HMX-DPS25/P
1273ebc1-359c-4393-b631-f807e60f29e2 |  |  |  | North | MIRCOM |  | Hardware |  |  |  | Hardware | TRUE | DOX-1024DS | + | White front door for UB-1024DS backbox. | 1 | [6 empty] | FALSE | [5 empty] | #FFFFFFFF |  |  | FALSE | FALSE | FALSE | [14 empty] | FALSE | [7 empty] | THOR\acont | 2024-10-09 10:48
1584eed1-5ae7-4672-81a6-f808491fb8a5 |  |  |  | North | Hochiki |  | Cards & Components |  |  |  | Card | TRUE | FNV-MMC | + |  | 1 | 0.046 | 0.046 |  |  |  |  | TRUE | [5 empty] | #FFFFFFFF |  |  | FALSE | FALSE | FALSE | [20 empty] | DESKTOP-7SAL8M7\acont | 2019-11-04 16:54 | THOR\acont | 2024-10-09 10:48 | Cloned from Evax MX-SSC CLONED
16d1eb9a-308d-43e3-8b03-f80b172c55fd |  |  |  | North | Monaco Enterprises |  | Cards & Components |  |  |  | Card | TRUE | 703-167-00 (70V) Main Board | + | Main Board | 1 | 0.12 | 9 |  |  |  |  | TRUE | FALSE |  |  |  |  | #FFFFFFFF |  |  | FALSE | FALSE | FALSE | [14 empty] | FALSE | [5 empty] | DESKTOP-7SAL8M7\acont | 2020-04-02 10:13 | THOR\acont | 2024-10-09 10:48 | Cloned from Monaco Enterprises 703-163-00 (70V) | [Monaco Enterprises] [AUDIO Trigger] [AUDIO TRIGGER] 703-164-00 (70V) Main Board, 703-167-00 (70V) Main Board | [Monaco Enterprises] 703-167-00 (70V) Main Board
fe04f5f1-14a0-4431-833b-f80ebd67f46c | NFPA 170 SMOKE HEAT DETECTOR |  |  | North | Edwards |  | Smoke/Heat Detector |  |  |  | Module | TRUE | SIGA-PHD w/SIGA-RB BASE | ++ | Photoelectric smoke and heat detector, 135F w/15F/min ROR | 1 | 5.1e-05 | 6.8e-05 |  |  |  |  | FALSE | TRUE |  |  |  |  | #FFFF0000 | FA-NFPA 170 SMOKE HEAT DETECTOR | 1 | FALSE | FALSE | FALSE | 1408 | [13 empty] | FALSE | [7 empty] | THOR\acont | 2024-10-08 16:47 | 20191121 AC Detector with base | [Edwards, Kidde] [SLC EST SENSORS] [*] [#4 TYPE ADDR ¦ SENSORS] KI-DDOS (C), SIGA2-COS w/SIGA-AB4G BASE, SIGA2-COS w/SIGA-AB4G-LF BASE, SIGA2-COS w/SIGA-AB4GT BASE, SIGA2-COS w/SIGA-IB BASE, SIGA2-COS w/SIGA-RB BASE, SIGA2-COS w/SIGA-SB BASE, SIGA2-HCOS [Edwards, Kidde] [SLC EST SENSORS] 01 [*] [EST3, iO1000] DS-HFS (C), DS-PS (C), FX-HD w/IB4U BASE, FX-HD w/RB4U BASE, FX-HD w/SB4U BASE, FX-HD w/SB4U-LF BASE, FX-HD wB4U BASE, FX-PD w/B4U BASE (C), FX-PD w/IB4U BASE (C), FX-PD w/SB4U BASE (C), FX-PD w/SB [Edwards, Kidde] [SLC EST MODULES SENSORS] [*] [#2 SHARED ADDR ¦ SENSORS] KI-DDOS (C), SIGA2-COS w/SIGA-AB4G BASE, SIGA2-COS w/SIGA-AB4G-LF BASE, SIGA2-COS w/SIGA-AB4GT BASE, SIGA2-COS w/SIGA-IB BASE, SIGA2-COS w/SIGA-RB BASE, SIGA2-COS w/SIGA-SB BASE, S [Edwards, Kidde] [SLC EST MODULES/SENSORS] 01 [*] [iO64] DS-HFS (C), DS-PS (C), FX-HD w/IB4U BASE, FX-HD w/RB4U BASE, FX-HD w/SB4U BASE, FX-HD w/SB4U-LF BASE, FX-HD wB4U BASE, FX-PD w/B4U BASE (C), FX-PD w/IB4U BASE (C), FX-PD w/SB4U BASE (C), FX-PD w/SB
b7d6062d-6d62-4570-96be-f810cad33d08 |  |  |  | North | Edwards |  | Hardware |  |  |  | Hardware | TRUE | SD-GSK |  | SuperDuct, Cover gasket kit | 1 | [6 empty] | FALSE | [5 empty] | #FFFFFFFF |  |  | FALSE | FALSE | FALSE | [14 empty] | FALSE | [7 empty] | THOR\acont | 2024-10-09 10:48
f114527e-c02c-4362-9a1d-f813cba6ccaf |  |  |  | North | Edwards |  | Cards & Components |  |  |  | Card | TRUE | 3-EVPWR |  | Power Supply | 1 | 0.012 | 0.012 |  |  |  |  | TRUE | [5 empty] | #FFFFFFFF |  |  | FALSE | FALSE | FALSE | [14 empty] | FALSE | [7 empty] | THOR\acont | 2024-10-09 10:48
5172b715-56b2-40a1-9061-f817a67c7832 |  |  |  | North | Siemens |  | Hardware |  |  |  | Hardware | TRUE | FHD2007-U3 | S54400-B113-A1 | Outer door (3HU, 3 win, bl) 3 height unit black outer door used for fire/voice systems. This works in conjunction with a 3HU backbox, FHB2005 | 1 | [6 empty] | FALSE | [5 empty] | #FFFFFFFF |  |  | FALSE | FALSE | FALSE | [14 empty] | FALSE | [5 empty] | AULAPTOP-PC\Aulaptop | 2018-12-06 05:28 | THOR\acont | 2024-10-09 10:48 | Cloned from Siemens New Part
6d8bc6cf-0694-4f8b-bdb1-f81842e07c2a | NFPA 170 FIRE ALARM CONTROL UNIT | RISER FACP |  | North | Hochiki |  | Fire Alarm Control Unit |  |  |  | Assembly | TRUE | LA101K3-44 |  | FireNET L@TITUDE Analog Addressable Fire Alarm Control Panel, 4 Slot Standard Enclosure, 5.25 A 115V, 6-Loop Panel Module, Hochiki Protocol, Network Module, and Media Gateway™, Gray, Printer / 48 Zone LEDs | 1 | [6 empty] | FALSE |  |  | *Refer to Install Sheet | 16.5in (W) x 23.2in (H) x 6in (D) | KM5FCRD (Optional Semi-Flush Mounting Kit) | #FFFF0000 | FA-NFPA 170 FIRE ALARM CONTROL UNIT | 1 | FALSE | FALSE | FALSE | 202 | [8 empty] | 7,12,18,28 |  |  | 5.25 |  | TRUE | [5 empty] | DESKTOP-7SAL8M7\acont | 2019-12-04 15:59 | THOR\acont | 2024-09-08 17:27 | Cloned from Hochiki LA101K1-44
ae46acf8-95d5-402e-8681-f81df027fbbf | NFPA 170 MANUAL PULL |  |  | North | Apollo |  | Manual Station |  |  |  | Module | FALSE | AX-APS2-F2 |  | ADDRESSABLE SINGLE ACTION PULL STATION | 1 | 0.0006 | 0.0006 |  |  |  |  | FALSE | [5 empty] | #FFFF0000 | FA-NFPA 170 MANUAL PULL | 1 | FALSE | FALSE | FALSE | 957 | [13 empty] | FALSE | [7 empty] | THOR\acont | 2024-09-08 17:27 |  | [Advanced, Apollo] [SLC APOLLO MODULES SENSORS] [*] [#1 SHARED ADDR ¦ MODULES] 45681-800 (C), 45681-805 (C), 55000-001 (C), 55000-002 (C), 55000-005 (C), 55000-006 (C), 55000-009 (C), 55000-010 (C), 55000-765 (C), 55000-790ADV, 55000-805ADV, 55000-806ADV [Apollo] [SLC APOLLO MODULES/SENSORS] [#3] 55000-830ADV, 55000-831ADV, AX-APS2-F1, AX-APS2-F2, D900-CTRL I/O
a18db4e1-9d7b-42d8-9b9c-f826ae073d0c | CADGEN INTERFACE MODULE |  |  | North | BluePoint |  | Interface Module |  |  |  | Module | TRUE | BP-DHE-736PA | ++ | HW POPEX Module & Interface Module | 1 | 0.025 | 0.025 |  |  | 12 |  | TRUE | [5 empty] | #FFFF0000 | FA-CADGEN INTERFACE MODULE | 1 | FALSE | FALSE | FALSE | 1000 | [19 empty] | THOR\acont | 2024-04-12 14:36 | THOR\acont | 2024-09-08 17:27 | Cloned from DMP 736P | [BluePoint, DMP] [DMP LX BUS] [*] [LX BUS] 711, 711S, 734, 734N, 734N-POE, 736P, 736V, 866, 867, BP-DHE-736PA | [BluePoint, DMP] 710, 736P, BP-DHE-736PA
aecffa9f-3c27-41bc-a5a8-f8276c7fd6c2 | NFPA 170 HEAT DETECTOR |  |  | North | Siemens |  | Heat Detector |  |  |  | Module | TRUE | DT-200F | 500-019617 | FIXED TEMPERATURE 200 DEG. | 1 | [12 empty] | #FFFF0000 | FA-NFPA 170 HEAT DETECTOR | 1 | FALSE | FALSE | FALSE | [17 empty] | 200° FT |  |  | DESKTOP-7SAL8M7\acont | 2019-08-13 09:04 | THOR\acont | 2024-09-08 17:27 |  | [Siemens] [IDC] [#1 ALARM] DT-135F, DT-135R, DT-135WP, DT-140EP, DT-160EP, DT-190EP, DT-200F, DT-200R, DT-200WP, DT-225EP, DT-275EP, DT-325EP, DT-360EP, DT-450EP, DT-600EP, DT-725EP
a2b42495-63b3-49ae-a2b0-f82de57f65f1 |  |  |  | North | Edwards |  | Cards & Components |  |  |  | Card | TRUE | QS-232 |  | OBSOLETE - UART Option Card. For PC Programming/Printer | 1 | [6 empty] | TRUE | [5 empty] | #FFFFFFFF |  |  | FALSE | FALSE | FALSE | [14 empty] | FALSE | [7 empty] | THOR\acont | 2024-10-09 10:48
4b4555af-d3e4-4954-8659-f83603593333 |  |  |  | North | Advanced |  | Cards & Components |  |  |  | Card | TRUE | D9068P |  | Digital Alarm Communicator Transmitter | 1 | [6 empty] | TRUE | [5 empty] | #FFFFFFFF |  |  | FALSE | FALSE | FALSE | [14 empty] | FALSE | [7 empty] | THOR\acont | 2024-10-09 10:48
91cea595-9b8e-4878-9cdd-f83dcf6d7223 | NFPA 170 HORN STROBE |  |  | North | Eaton Wheelock |  | Horn/Strobe |  |  |  | Module | TRUE | EL3RSPST-FW | ++ | Outdoor speaker/strobe, clear, white, fire | 1 | [6 empty] | TRUE | [5 empty] | #FF0070C0 | FA-NFPA 170 HORN STROBE | 1 | FALSE | FALSE | FALSE | 2020 | [16 empty] | WP |  |  | THOR\acont | 2025-01-28 12:42 |  |  | Cloned from Eaton Wheelock EL3RSPST-FR | [Eaton Wheelock] [AUDIO 25v] [25V AUDIO] EL3RSPK-NR, EL3RSPK-NW, EL3RSPSTA-ALW, EL3RSPSTA-NW, EL3RSPST-FR, EL3RSPST-FW, EL4XSPK-NR, EL4XSPK-NW, EL4XSPSTA-ALW, EL4XSPSTA-NW, EL4XSPST-FR, EL4XSPST-FW [Eaton Wheelock] [NAC] [16-33 VFWR] EL3RSPST-FR, EL3RSPST-FW, EL4XSPST-FR, EL4XSPST-FW [Eaton Wheelock] [AUDIO 70.7v] [70V AUDIO] EL3RSPK-NR, EL3RSPK-NW, EL3RSPSTA-ALW, EL3RSPSTA-NW, EL3RSPST-FR, EL3RSPST-FW, EL4XSPK-NR, EL4XSPK-NW, EL4XSPSTA-ALW, EL4XSPSTA-NW, EL4XSPST-FR, EL4XSPST-FW
c19935f1-16da-4724-8638-f83f3bb87624 | NFPA 170 CHIME |  |  | North | System Sensor |  | Chime |  |  |  | Module | TRUE | CHSCWL | + | Chime Strobe, Ceiling, White | 1 | 0 | 0.245 |  |  |  |  | FALSE | TRUE |  |  |  |  | #FFFF0000 | FA-NFPA 170 CHIME | 1 | FALSE | FALSE | FALSE | 2012 | [13 empty] | FALSE |  |  | C |  |  | DESKTOP-7EIEB7A\acont | 2021-02-26 13:40 | THOR\acont | 2024-09-08 17:27 | Cloned from System Sensor CHSWL | [System Sensor] [NAC] [VFWR, 1 Second Chime, HIGH] CHSCRL (C), CHSCWL (C) [System Sensor] [NAC] [VDC, 1 Second Chime, HIGH] CHSCRL (C), CHSCWL (C)
c273a2d2-6538-4fb0-8fd8-f842c883381b | NFPA 170 DELUGE FIRE SPRINKLER MANUAL PULL |  |  | North | Block Definition Only |  | Manual Station |  |  |  | Module | TRUE | NFPA 170 DELUGE FIRE SPRINKLER MANUAL PULL |  | NFPA 170 DELUGE FIRE SPRINKLER MANUAL PULL | 1 | [12 empty] | #FFFF0000 | FA-NFPA 170 DELUGE FIRE SPRINKLER MANUAL PULL | 1 | FALSE | FALSE | FALSE | 952 | [19 empty] | AULAPTOP-PC\Aulaptop | 2020-03-26 07:41 | THOR\acont | 2024-09-08 17:27
3be8bc1f-dd5d-4ff4-a49e-f849976f6dc6 | NFPA 170 NOTIFICATION CIRCUIT EXTENDER PANEL | RISER NAC |  | North | Silent Knight |  | Notification Circuit Extender Panel |  |  |  | Assembly | TRUE | 5495 | ++ | Distributed Power Module | 1 | [6 empty] | FALSE |  |  |  | 12.25”W x 16”H x 3”D (30.88 cm W x 40.64 cm H x 7.62 cm D) |  | #FFFF0000 | FA-NFPA 170 NOTIFICATION CIRCUIT EXTENDER PANEL | 1 | FALSE | FALSE | FALSE | 212 | [8 empty] | 7,12,18,26,33 |  | 7 |  |  | TRUE | [7 empty] | THOR\acont | 2024-09-08 17:27
554b5a19-c3c3-47de-a4cf-f84af831a2ed |  |  |  | North | Gamewell FCI |  | Cards & Components |  |  |  | Card | TRUE | FVIV-ZS (70V) | 151-00029+ | Zone Splitter, 4 Speaker Circuits | 1 | 0.045 | 0.25 |  |  |  |  | TRUE | FALSE |  |  |  |  | #FFFFFFFF |  |  | FALSE | FALSE | FALSE | [14 empty] | FALSE | [5 empty] | DESKTOP-7EIEB7A\acont | 2022-03-10 07:12 | THOR\acont | 2024-10-09 10:48 | Cloned from Firelite ECC-CE6 (70V) |  | [Gamewell FCI] FVIV-ZS (70V)
f5c0ac6f-6bee-4066-9523-f84cf27d7735 | PowerSupply1 |  |  | North | Silent Knight |  | Remote Power Supply |  |  |  | Module | TRUE | SK RBB |  | HARDWARE, Battery Cabinet | 1 | [6 empty] | FALSE | [5 empty] | #FFFF0000 | FA-PowerSupply1 | 1 | FALSE | FALSE | FALSE | [14 empty] | FALSE | [7 empty] | THOR\acont | 2024-09-08 17:27
e5c136ed-c53e-4f7b-a67f-f85138008968 | NFPA 170 HEAT DETECTOR |  |  | North | Simplex |  | Heat Detector |  |  |  | Module | TRUE | 4098-9612 w/4098-9788 | + | Electronic Heat Detector 2-Wire 135° F (57° C) No options | 1 | 0.0001 | 0.024 |  |  |  |  | TRUE | TRUE |  |  |  |  | #FFFF0000 | FA-NFPA 170 HEAT DETECTOR | 1 | FALSE | FALSE | FALSE | 1403 | [16 empty] | 135 |  |  | DESKTOP-7EIEB7A\acont | 2022-02-15 10:16 | THOR\acont | 2024-09-08 17:27 | Cloned from Autocall A4098-9612 w/A4098-9788 | [Autocall, Simplex] [IDC] 01 2098-9201 (C), 2098-9202 (C), 2098-9203 (C), 2098-9208 (C), 2098-9576 (C), 2099-9101 (C), 2099-9102 (C), 2099-9103 (C), 2099-9104 (C), 2099-9105 (C), 2099-9107 (C), 2099-9108 (C), 2099-9754 (C), 2099-9755 (C), 2099-9756 (C),
0ecf9d8c-8fad-42e5-a5c6-f85790651c12 |  |  |  | North | Rath Area of Refuge | [5 empty] | Hardware | TRUE | 7050 |  | LED LIGHTED W/BATTERY BACKUP 120/277V AOR SIGN | [7 empty] | FALSE | [5 empty] | #FFFFFFFF |  |  | FALSE | FALSE | [15 empty] | FALSE | [5 empty] | ALIENWIN10\AugWin7 | 2019-12-23 13:42 | DESKTOP-7EIEB7A\acont | 2023-03-31 12:04 | Cloned from NEW PART CLONED CLONED CLONED CLONED
d8642aaa-48fd-4502-8eae-f859861833d6 | NFPA 170 REMOTE ANNUNCIATOR |  |  | North | MIRCOM |  | Remote Annunciator |  |  |  | Module | TRUE | RAM-3318-LCD | + | Remote LCD Annunciator in Enclosure | 1 | 0.07 | 0.1 |  |  |  |  | TRUE | [5 empty] | #FFFF0000 | FA-NFPA 170 REMOTE ANNUNCIATOR | 1 | FALSE | FALSE | FALSE | [14 empty] | FALSE | [5 empty] | DESKTOP-7EIEB7A\acont | 2022-09-06 14:33 | THOR\acont | 2024-09-08 17:27 | Cloned from MIRCOM RAM-3500-LCD Card | [MIRCOM] [AUX POWER] [*] MGD-32 Card, QX-MINI-LOC, QX-MINI-LOCMAIN, QX-MINI-LOC-W, QX-MINI-RM, QX-MINI-RMMIC, QX-MINI-RM-W, RAM-208, RAM-216, RAM-300LCD, RAM-3318-LCD, RAM-3500-LCD Card [MIRCOM] [RS-485] MGD-32 Card, RAM-208, RAM-216, RAM-300LCD, RAM-3318-LCD, RAM-3500-LCD Card
f795293a-18bb-4ad9-8fbd-f85e31e093be | NFPA 170 ADDRESSABLE OUTPUT MODULE |  |  | North | Simplex |  | Addressable Control/Relay |  |  |  | Module | TRUE | 4007-9801 | ++ | Eight Point Zone/Relay Module; each point is selectable as an IDC input or Relay output, Class A IDCs require 2 points (one out and one return); select up to 4 maximum; current shown is for 8 Class B IDCs with 4 in alarm, detector current is added separately | 1 | 0.083 | 0.295 |  |  |  |  | TRUE | [5 empty] | #FFFF0000 | FA-NFPA 170 ADDRESSABLE OUTPUT MODULE | 1 | FALSE | FALSE | FALSE | [17 empty] | 8 |  |  | DESKTOP-7SAL8M7\acont | 2020-05-11 16:58 | THOR\acont | 2024-09-08 17:27 | Cloned from Simplex A007-9801 | [Ansul, Autocall, Simplex] [AUX POWER] [*] [INPUT] 4007-9801, 4007-9802, A007-9801 | [Ansul, Autocall, Simplex] 4007-9801, 4100-5013, A007-9801, A100-5005, A100-5013
a94637cb-a116-462b-895f-f85ecd4e701d | NFPA 170 MULTI DETECTOR CO |  |  | North | Silent Knight |  | Multi Criteria Detector |  |  |  | Module | TRUE | SK-FIRE-CO w/B200S | ++ | Advanced multi-criteria fire/CO detector, w/Sounder Base | 1 | 0.0002 | 0.0045 |  |  |  |  | FALSE | TRUE |  |  |  |  | #FFFF0000 | FA-NFPA 170 MULTI DETECTOR CO | 1 | FALSE | FALSE | FALSE | 1408 | [13 empty] | FALSE |  |  | CO |  |  | AUGUSTALIEN\aucon | 2024-06-21 14:49 | THOR\acont | 2024-09-08 17:27 | Cloned from Silent Knight SK-FIRE-CO-W w/B300-6 | [Silent Knight] [AUX POWER] [SOUNDER ++] SK-FIRE-CO w/B200S (C) [Farenhyt, Silent Knight] [SLC MODULES SENSORS] [*] [#2 SHARED ADDR ¦ SENSORS] CO1224TR w/ IDP-MINIMON, CO1224TR w/ IDP-MONITOR, DNR w/IDP-PHOTO-R-W (C), DNR w/SK-PHOTO-R-W (C), DNRW w/IDP-PHOTO-R-W (C), DNRW w/SK-PHOTO-R-W (C), HFS-D (C), HFS-P (C), HFS [Silent Knight, System Sensor] [SLC SK SENSORS] [*] [#4 TYPE ADDR ¦ SENSORS] DNR w/SK-PHOTO-R-W (C), DNRW w/SK-PHOTO-R-W (C), HFS-D (C), HFS-P (C), HFS-PT (C), HFS-T (C), OSI-RI-SK (C), SK-ACCLIMATE (C), SK-BEAM (C), SK-DUCT-W w/SK-PHOTO-R-W (C), SK-FIRE
c09dd832-a36d-4cfc-91e8-f85f1f71e95e | NFPA 170 DIGITAL ALARM COMMNUCATOR TRANSMITTER |  |  | North | DSC |  | Communicator |  |  |  | Assembly | TRUE | 3G3070-CF HSPA |  | Wireless Commercial Fire Alarm Communicator (3G) | 1 | [6 empty] | FALSE | [5 empty] | #FFFF0000 | FA-NFPA 170 DIGITAL ALARM COMMNUCATOR TRANSMITTER | 1 | FALSE | FALSE | FALSE | 250 | [13 empty] | FALSE | [7 empty] | THOR\acont | 2024-09-08 17:27 |  | [DMP, DSC, NAPCO] [DACT] 01 [DACT] 263LTE, 263LTE-A, 263LTE-V, 263LTE-V5 (12V), 3G3070-CF HSPA, CDMA-FIRE, CellComSLC, CellComSLCF, CellComSLCZ, DUALCOMNF-LV (12V), DUALCOMNF-LV (24V), TL300CF [DMP, DSC, Honeywell, NAPCO] [IDC] 01 [TROUBLE] 263LTE, 263LTE-A, 263LTE-V, 263LTE-V5 (12V), 3G3070-CF HSPA, CDMA-FIRE, CellComSLC, CellComSLCF, CellComSLCZ, DUALCOMNF-LV (12V), DUALCOMNF-LV (24V), HWF2A-COM Main Board, HWF2V-COM Main Board, IPGSM-4G, TL
a12367c7-426c-4cea-9813-f8638dc9ae05 | NFPA 170 STROBE WALL |  |  | North | Eaton Wheelock |  | Strobe |  |  |  | Module | TRUE | STR | ++ | Strobe, Red | 1 | [6 empty] | TRUE | [5 empty] | #FF0070C0 | FA-NFPA 170 STROBE WALL | 1 | FALSE | FALSE | FALSE | 2020 | [19 empty] | DESKTOP-7EIEB7A\acont | 2023-07-10 11:31 | THOR\acont | 2024-09-08 17:27 | Cloned from Eaton Wheelock ELSTR | [Eaton Wheelock] [NAC] [24VDC] ELSTR, ELSTR-A, ELSTR-AL, ELSTR-ALA, ELSTR-N, ELSTR-NA, ELSTW, ELSTW-A, ELSTW-AL, ELSTW-ALA, ELSTW-EV, ELSTW-N, ELSTW-NA, STR, STW
807e4a83-1b11-45d3-91ed-f86449a2aa07 | NFPA 170 STROBE WALL |  |  | North | Siemens |  | Strobe |  |  |  | Module | TRUE | SLSWR-A | S54329-F27-A1 | SLSWR-A ST,WALL,RED,AGENT | 1 | [12 empty] | #FF0070C0 | FA-NFPA 170 STROBE WALL | 1 | FALSE | FALSE | FALSE | 2023 | [19 empty] | DESKTOP-7SAL8M7\acont | 2019-08-13 09:04 | THOR\acont | 2024-09-08 17:27 |  | [Siemens] [NAC] [24 VDC] SLSWR-A, SLSWR-AL, SLSWR-ALA, SLSWR-F, SLSWR-FB, SLSWR-N, SLSWR-NA, SLSWW-AL, SLSWW-ALA, SLSWW-F, SLSWW-FB, SLSWW-N, SLSWW-NA [Siemens] [NAC] [16 VDC] SLSPSWR-AL, SLSPSWR-ALA, SLSPSWR-F, SLSPSWR-M, SLSPSWR-N, SLSPSWR-NA, SLSPSWW-AL, SLSPSWW-ALA, SLSPSWW-F, SLSPSWW-M, SLSPSWW-N, SLSPSWW-NA, SLSWR-A, SLSWR-AL, SLSWR-ALA, SLSWR-F, SLSWR-FB, SLSWR-N, SLSWR-NA, SLSWW-AL, SLSWW-ALA, [Siemens] [NAC] [24 VDC] SLSPSWR-AL, SLSPSWR-ALA, SLSPSWR-F, SLSPSWR-M, SLSPSWR-N, SLSPSWR-NA, SLSPSWW-AL, SLSPSWW-ALA, SLSPSWW-F, SLSPSWW-M, SLSPSWW-N, SLSPSWW-NA, SLSWR-A, SLSWR-AL, SLSWR-ALA, SLSWR-F, SLSWR-FB, SLSWR-N, SLSWR-NA, SLSWW-AL, SLSWW-ALA,
e9eccf2c-d680-49c5-a084-f8685d47b19d | NFPA 170 DRY CHECMICAL ABORT SWITCH |  |  | North | Block Definition Only |  | Switch |  |  |  | Module | TRUE | NFPA 170 DRY CHECMICAL ABORT SWITCH |  | NFPA 170 DRY CHECMICAL ABORT SWITCH | 1 | [12 empty] | #FFFF0000 | FA-NFPA 170 DRY CHECMICAL ABORT SWITCH | 1 | FALSE | FALSE | FALSE | 905 | [19 empty] | AULAPTOP-PC\Aulaptop | 2020-03-26 07:41 | THOR\acont | 2024-09-08 17:27
057685c0-3fe8-48b6-b716-f86b02ab1807 | NFPA 170 ADDRESSABLE OUTPUT MODULE |  |  | North | MIRCOM |  | Addressable Control/Relay |  |  |  | Module | TRUE | SC-6 | ++ | Six Input notification module | 6 | 0.00225 | 0.035 |  |  | 24 |  | FALSE |  |  |  | 6.8” x 5.8” x 1.25” (17.27 cm x 14.73 cm x 3.18 cm) |  | #FFFF0000 | FA-NFPA 170 ADDRESSABLE OUTPUT MODULE | 1 | FALSE | FALSE | FALSE | 1000 | [13 empty] | FALSE |  |  | 6 |  |  | THOR\acont | 2024-04-03 14:23 | THOR\acont | 2024-09-08 17:27 | Cloned from Fike FIK-SC-6 | [MIRCOM] [AUX POWER, NAC] [RISER ++] SC-6 [MIRCOM] [SLC MODULES] [*] [#3 TYPE ADDR ¦ MODULES] CR-6, CZ-6, IM-10, MIX-100P, MIX-100R, MIX-100S, MIX-101P, MIX-4040, MIX-4040M, MIX-4041, MIX-4045, MIX-4045-M, MIX-4046, MIX-M500DM, MIX-M500DMAP, MIX-M500FP, MIX-M500M, MIX-M500MAP, MIX-M500R, MIX-M50 [MIRCOM] [SLC MODULES SENSORS] [*] [#1 SHARED ADDR ¦ MODULES] CR-6, CZ-6, IM-10, MIX-100P, MIX-100R, MIX-100S, MIX-100X, MIX-101P, MIX-4040, MIX-4040M, MIX-4041, MIX-4045, MIX-4045-M, MIX-4046, MIX-M500DM, MIX-M500DMAP, MIX-M500FP, MIX-M500M, MIX-M500MAP | [MIRCOM] SC-6
b4a1e3aa-fefd-455d-8482-f8775bf1d247 |  |  |  | North | Gamewell FCI |  | Hardware |  |  |  | Hardware | TRUE | FCI-DR-C4B | ++ | Blank door, lock & keys, for backbox accepting 4 chassis, (Red) | 1 | [6 empty] | FALSE | [5 empty] | #FFFFFFFF |  |  | FALSE | FALSE | FALSE | [14 empty] | FALSE | [7 empty] | THOR\acont | 2024-10-09 10:48
df57621a-f1e9-4520-9601-f877d99543b4 | NFPA 170 HORN |  |  | North | Edwards |  | Horn |  |  |  | Module | TRUE | GL1RN-HD |  | Genesis Horn, 77.1 dBA, red | 1 | [6 empty] | FALSE | [5 empty] | #FF0070C0 | FA-NFPA 170 HORN | 1 | FALSE | FALSE | FALSE | 2010 | [13 empty] | FALSE | [7 empty] | THOR\acont | 2024-09-08 17:27
72da4279-e77e-4ed3-9b9b-f8786ced5528 |  |  |  | North | Edwards |  | Cards & Components |  |  |  | Card | TRUE | MN-BRKT3F |  | MN-FVPN, MN-COM1S and/or MN-MN-FNS(4)(8) | 1 | [6 empty] | TRUE | [5 empty] | #FFFFFFFF |  |  | FALSE | FALSE | FALSE | [14 empty] | FALSE | [7 empty] | THOR\acont | 2024-10-09 10:48
47953eb3-1140-42db-8f86-f87a4075c188 | NFPA 170 ADDRESSABLE INPUT MONITOR MODULE |  |  | North | Siemens |  | Addressable Module |  |  |  | Module | TRUE | XTRI-D | S54370-B2-A1 | Dual Input Monitor Module, with Built-In Isolator | 1 | 0.0005 | 0.00095 |  |  |  |  | FALSE | [5 empty] | #FFFF0000 | FA-NFPA 170 ADDRESSABLE INPUT MONITOR MODULE | 1 | FALSE | FALSE | FALSE | 1000 | [13 empty] | FALSE |  |  | D |  |  | AULAPTOP-PC\Aulaptop | 2018-12-23 11:22 | THOR\acont | 2024-09-08 17:27 | Cloned from Siemens HTRI-D | [Siemens] [SLC MODULES/SENSORS] 03 HTRI-D, HTRI-DZ, XTRI-D [Siemens] [SLC MODULES SENSORS] [*] [#1 SHARED ADDR ¦ MODULES] AD-11P (C), FDBZ492 w/OP921 (C), FDBZ492-HR w/FDO421 (C), FDBZ492-HR w/OP921 (C), FDBZ492-R (C), FDCIO422, HCP, HCP-Z, HFPO-11, HFPT-11, HMS-D, HMS-DE, HMS-DP, HMS-DZ, HMS-S, HMS-SA, HMS-SE, | [Siemens] HTRI-D, XTRI-D
164308c7-399e-4a46-b477-f87b2281e09b | NFPA 170 CELL COMM | RISER CELL COMM |  | North | NAPCO |  | Cellular Communicator |  |  |  | Assembly | TRUE | CDMA-FIRE | + | Wireless Commercial Fire Alarm Communicator | 1 | 0.071 | 0.2 |  |  |  |  | FALSE | [5 empty] | #FFFF0000 | FA-NFPA 170 CELL COMM | 1 | FALSE | FALSE | FALSE | 250 | [13 empty] | FALSE | [7 empty] | THOR\acont | 2024-09-08 17:27 |  | [DMP, DSC, NAPCO] [DACT] 01 [DACT] 263LTE, 263LTE-A, 263LTE-V, 263LTE-V5 (12V), 3G3070-CF HSPA, CDMA-FIRE, CellComSLC, CellComSLCF, CellComSLCZ, DUALCOMNF-LV (12V), DUALCOMNF-LV (24V), TL300CF [DMP, DSC, Honeywell, NAPCO] [IDC] 01 [TROUBLE] 263LTE, 263LTE-A, 263LTE-V, 263LTE-V5 (12V), 3G3070-CF HSPA, CDMA-FIRE, CellComSLC, CellComSLCF, CellComSLCZ, DUALCOMNF-LV (12V), DUALCOMNF-LV (24V), HWF2A-COM Main Board, HWF2V-COM Main Board, IPGSM-4G, TL [NAPCO, Potter] [AUX POWER] [*] CDMA-FIRE, IntelliCom-5GA, IntelliCom-5GV, SLE/4G-CDMA-CFB, SLE/4G-CDMA-CFB-PS, SLE/4G-CDMA-FIRE, SLE/4G-CDMAI-FIRE, SLE-CDMA-CFB, SLE-CDMA-CFB-PS, SLE-CDMA-FIRE, SLE-CDMAI-FIRE, SLE-LTEV-CB, SLE-LTEV-CB-TF, SLE-LTEV-CFB,
eca5a605-139e-4cfb-8476-f87fba42dd48 | NFPA 170 SPEAKER STROBE |  |  | North | Edwards |  | Speaker/Strobe |  |  |  | Module | TRUE | G4LFWN-HVM | + | Low Frequency(520hz), White, 15,30,75,110 cd | 1 | 0 | 0.221 |  |  |  |  | FALSE | [5 empty] | #FF0070C0 | FA-NFPA 170 SPEAKER STROBE | 1 | FALSE | FALSE | FALSE | 2019 | [13 empty] | FALSE |  |  | LF |  |  |  |  | THOR\acont | 2024-09-08 17:27 |  | [Edwards, Kidde] [NAC] [16 VFWR, TEMPORAL] G4LFRF-HVM, G4LFRN-HVM, G4LFWF-HVM, G4LFWN-HVM [Edwards, Kidde] [NAC] [24 VDC, CONTINUOUS] G4LFRF-HVM, G4LFRN-HVM, G4LFWF-HVM, G4LFWN-HVM [Edwards, Kidde] [NAC] [16 VDC, CONTINUOUS] G4LFRF-HVM, G4LFRN-HVM, G4LFWF-HVM, G4LFWN-HVM [Edwards, Kidde] [NAC] [24 VDC, TEMPORAL] G4LFRF-HVM, G4LFRN-HVM, G4LFWF-HVM, G4LFWN-HVM [Edwards, Kidde] [NAC] [24 VFWR, TEMPORAL] G4LFRF-HVM, G4LFRN-HVM, G4LFWF-HVM, G4LFWN-HVM [Edwards, Kidde] [NAC] [24 VFWR, CONTINUOUS] G4LFRF-HVM, G4LFRN-HVM, G4LFWF-HVM, G4LFWN-HVM [Edwards, Kidde] [NAC] [16 VDC, TEMPORAL] G4LFRF-HVM, G4LFRN-HVM, G4LFWF-HVM, G4LFWN-HVM [Edwards, Kidde] [NAC] [16 VFWR, CONTINUOUS] G4LFRF-HVM, G4LFRN-HVM, G4LFWF-HVM, G4LFWN-HVM
77a47153-3e23-44f2-9c6a-f8846b172cc0 |  |  |  | North | Notifier |  | Cards & Components |  |  |  | Card | TRUE | FCPS-24S8 MAIN BOARD | + | Fire Alarm Power Supply Main Board | 1 | 0.091 | 0.145 |  |  |  |  | TRUE | FALSE | SURFACE |  | PROVIDED | N/A | #FFFFFFFF |  |  | FALSE | FALSE | FALSE |  |  |  | 7315-0028:0225 | [10 empty] | FALSE | [7 empty] | THOR\acont | 2024-10-09 10:48 |  | [Notifier] [VAC ] 411UDAC Main Board, AFP-100 Main Board, AFP-200 Main Board, FCPS-24S6 MAIN BOARD, FCPS-24S8 MAIN BOARD, HPFF12 Main Board, HPFF8 Main Board, NFC-125DA (25V) Main Board, NFC-50/100 Main Board (100W, 25V), NFC-50/100 Main Board (100W, 70V [Notifier] [NAC Trigger] FCPS-24S6 MAIN BOARD, FCPS-24S8 MAIN BOARD | [Notifier] FCPS-24S6 MAIN BOARD, FCPS-24S8 MAIN BOARD
9c43a743-4469-496e-99cb-f8851f8076f1 | 170 BASIC SHAPE |  |  | North | Edwards |  | Miscellaneous |  |  |  | Assembly | TRUE | 3-CAB5B |  | Back Box /w 5 LRM Space w/o Door | 1 | [12 empty] | #FFFF0000 | FA-170 BASIC SHAPE | 1 | FALSE | FALSE | FALSE | [14 empty] | TRUE | [5 empty] | DESKTOP-7SAL8M7\acont | 2019-12-13 12:52 | THOR\acont | 2024-09-08 17:27
1f025702-64a8-4d3b-b78b-f886f0074732 |  |  |  | North | Bosch | [5 empty] | Module | TRUE | D110 | * | Tamper Switch,D2803 Encl | 1 | [12 empty] | #FFFFFFFF |  |  | FALSE | FALSE | FALSE | [20 empty] | DESKTOP-7EIEB7A\acont | 2021-08-13 06:25 | THOR\acont | 2024-10-09 10:48
0cad1a0f-68eb-43a9-a7a7-f88bee99048b |  |  |  | North | Siemens | [5 empty] | Module | TRUE | OSEH-ACF | S54333-F66-A1 | Anti-condensation film for OSID-EH housings - 10 units | 1 | [12 empty] | #FFFFFFFF |  |  | FALSE | FALSE | FALSE | [22 empty] | THOR\acont | 2024-10-09 10:48
e01d6179-b925-4402-8013-f88e8763c752 | NFPA 170 HEAT DETECTOR |  |  | North | Edwards |  | Heat Detector |  |  |  | Module | TRUE | CF200-2 |  | Heat Detector, 200 FT | 1 | [6 empty] | FALSE | [5 empty] | #FFFF0000 | FA-NFPA 170 HEAT DETECTOR | 1 | FALSE | FALSE | FALSE | 1403 | [13 empty] | FALSE | [7 empty] | THOR\acont | 2024-09-08 17:27 | 20191121 AC Detector without base | [Edwards, Kidde, Monaco Enterprises] [IDC] 01 1534-1, 200-GAOF, 270A-DPO, 270A-SPO, 270-DOC, 270-DOC-B, 270-DOC-F, 270-DPO, 270-GAO, 270-GAOB, 270-GAO-DOC, 270-GAO-DOCF, 270P-DPO, 270P-SPO, 270-SPO, 270-SPOW, 270-SPOWB, 270-SPOWF, 271-KR1/SR/GS, 276A-REL
77eb96d1-5f03-4509-8727-f892fafc6f98 | NFPA 170 SPEAKER STROBE CEILING |  |  | North | System Sensor |  | Speaker/Strobe |  |  |  | Module | TRUE | SPSCWL-P | + | Speaker/Strobe Ceiling Mount, Plain, White | 1 | 0 | 0.017 |  |  |  |  | FALSE | TRUE |  |  |  |  | #FF0070C0 | FA-NFPA 170 SPEAKER STROBE CEILING | 1 | FALSE | FALSE | FALSE | 2020 | [13 empty] | FALSE |  |  | C |  |  |  |  | THOR\acont | 2024-09-08 17:27 |  | [BluePoint, System Sensor] [NAC] [VFWR] BP04-511P (C), BP04-A511P (C), SPSCRL (C), SPSCWL (C), SPSCWL-CLR-ALERT (C), SPSCWL-P (C), SPSCWL-SP (C), SPSCWL-TILE (C) [BluePoint, System Sensor] [AUDIO 25v] [25V AUDIO] BP04-511P (C), BP04-A511P (C), SPCRL (C), SPCWL (C), SPCWL-TILE (C), SPSCR (C), SPSCRH (C), SPSCRL (C), SPSCW (C), SPSCWL (C), SPSCWL-CLR-ALERT (C), SPSCWL-P (C), SPSCWL-SP (C), SPSCWL-TILE (C) [BluePoint, System Sensor] [NAC] [VDC] BP04-511P (C), BP04-A511P (C), SPSCRL (C), SPSCWL (C), SPSCWL-CLR-ALERT (C), SPSCWL-P (C), SPSCWL-SP (C), SPSCWL-TILE (C) [BluePoint, System Sensor] [AUDIO 70.7v] [70V AUDIO] BP04-511P (C), BP04-A511P (C), SPCRL (C), SPCWL (C), SPCWL-TILE (C), SPSCR (C), SPSCRH (C), SPSCRL (C), SPSCW (C), SPSCWL (C), SPSCWL-CLR-ALERT (C), SPSCWL-P (C), SPSCWL-SP (C), SPSCWL-TILE (C)
6524081c-fad2-458c-a01b-f894e01de119 | NFPA 170 SPEAKER STROBE CEILING |  |  | North | Siemens |  | Speaker/Strobe |  |  |  | Module | TRUE | SEH-MC-CR | S54360-F9-A1 | HIGH FIDELITY SPEAKER STROBE, ROUND, HIFI, CEILING, 15/30/75/110CD, RED | 1 | [6 empty] | FALSE | TRUE |  |  |  |  | #FF0070C0 | FA-NFPA 170 SPEAKER STROBE CEILING | 1 | FALSE | FALSE | FALSE | 2020 | [13 empty] | FALSE |  |  | C |  |  |  |  | THOR\acont | 2024-09-08 17:27 | B,T | [Siemens] [NAC] [VDC] SEFH-AMC-CW-ALERT (C), SEFH-MC-CR (C), SEFH-MC-CR-ALERT (C), SEFH-MC-CW (C), SEFH-MC-CW-ALERT (C), SEFH-MC-CW-BLANK (C), SEH-MC-CR (C), SEH-MC-CR-B (C), SEH-MC-CW (C), SEH-MC-CW-ALERT (C), SEH-MC-CW-B (C), SEH-MC-CW-BLANK (C) [Siemens] [AUDIO 70.7v] [70V AUDIO] SECH-R (C), SECH-W (C), SEH-AMC-CW-ALERT (C), SEH-CW-ALERT (C), SEH-HMC-CR (C), SEH-HMC-CR-B (C), SEH-HMC-CW (C), SEH-HMC-CW-B (C), SEH-MC-CR (C), SEH-MC-CR-B (C), SEH-MC-CW (C), SEH-MC-CW-ALERT (C), SEH-MC-CW-B (C), S [Siemens] [AUDIO 25v] [25V AUDIO] SECH-R (C), SECH-W (C), SEH-AMC-CW-ALERT (C), SEH-CW-ALERT (C), SEH-HMC-CR (C), SEH-HMC-CR-B (C), SEH-HMC-CW (C), SEH-HMC-CW-B (C), SEH-MC-CR (C), SEH-MC-CR-B (C), SEH-MC-CW (C), SEH-MC-CW-ALERT (C), SEH-MC-CW-B (C), SEH
65d9a356-1263-4293-8bea-f8a662f18d85 |  |  |  | North | HID | Security/Access Control |  |  |  |  | Module | TRUE | 1598 |  |  | 1 | [12 empty] | #FFFFFFFF |  |  | FALSE | FALSE | FALSE | [20 empty] | THOR\acont | 2024-03-12 21:20 | THOR\acont | 2024-10-09 10:48
5b63c6af-2ff0-4985-a54e-f8a962428f8c |  |  |  | North | Potter |  | Cards & Components |  |  |  | Card | TRUE | FCB-1000 | + | Fire Communications Bridge | 1 | 0.025 | 0.025 |  |  |  |  | TRUE | [5 empty] | #FFFFFFFF |  |  | FALSE | FALSE | FALSE | [14 empty] | FALSE | [7 empty] | THOR\acont | 2024-10-09 10:48 |  | [Potter] [P-LINK] [*] FCB-1000 [Potter] [ETHERNET] FCB-1000
00f29b0a-3d77-48fa-b64d-f8aa8b224ded | NFPA 170 ABORT SWITCH |  |  | North | Simplex |  | Switch |  |  |  | Module | TRUE | 2080-9056 | ++ | Flush mount abort switch | 1 | [6 empty] | TRUE | [5 empty] | #FFFF0000 | FA-NFPA 170 ABORT SWITCH | 1 | FALSE | FALSE | FALSE | [20 empty] | THOR\acont | 2024-02-15 07:29 | THOR\acont | 2024-09-08 17:27 | Cloned from Autocall A2080-9056 | [Autocall, Simplex] [IDNet] [MODULES ++] 2080-9056, 2080-9057, 2080-9067, 2080-9068, 2080-9069, 2080-9070, 4009-9201 Main Board, 4009-9401 Main Board, 4010-9901, 4090-5261, 4090-9001, 4090-9002, 4090-9005, 4090-9006, 4090-9008, 4090-9116, 4098-9019 (Cont [Autocall, Simplex] [IDC] 03 [ACTIVATION] 2080-9056, 2080-9057, 2080-9067, 2080-9068, 2080-9069, 2080-9070, A2080-9056, A2080-9057, A2080-9067, A2080-9068, A2080-9069, A2080-9070
434f680c-39e9-4a42-83d6-f8ab5d426107 | NFPA 170 REMOTE INDICATOR |  |  | North | Fike |  | Remote Indicator |  |  |  | Module | TRUE | RA100Z | ++ | Remote Annunciator LED | 1 | 0 | 0.012 |  |  |  |  | FALSE | FALSE |  |  |  |  | #FFFF0000 | FA-NFPA 170 REMOTE INDICATOR | 1 | FALSE | FALSE | FALSE | 2016 | [13 empty] | FALSE | [5 empty] | DESKTOP-7EIEB7A\acont | 2023-01-04 10:35 | THOR\acont | 2024-09-08 17:27 | Cloned from System Sensor RA100Z | [Farenhyt, Fike, Firelite, Gamewell FCI, MIRCOM, Monaco Enterprises, Notifier, System Sensor] [IDC, LED, RTS] [*] [INPUT TYPE] 729-091-00, RA100Z, RA100Z
841648eb-a5ca-4a0c-bc9c-f8acc1fa33bd |  |  |  | North | Edwards |  | Hardware |  |  |  | Hardware | TRUE | EVSC3R-22 |  | In-graphic 2-pos Rotary Switch, ON-OFF wired, 2 points | 1 | [6 empty] | FALSE | [5 empty] | #FFFFFFFF |  |  | FALSE | FALSE | FALSE | [14 empty] | FALSE | [7 empty] | THOR\acont | 2024-10-09 10:48
fd76e397-1d29-457e-ab75-f8ad03bff35e | NFPA 170 LCD ANNNUNCIATOR DISPLAY | RISER ANNUNCIATOR |  | North | Block Definition Only |  | LCD Annunciator |  |  |  | Module | TRUE | NFPA 170 LCD ANNNUNCIATOR DISPLAY |  | NFPA 170 LCD ANNNUNCIATOR DISPLAY | 1 | [12 empty] | #FFFF0000 | FA-NFPA 170 LCD ANNNUNCIATOR DISPLAY | 1 | FALSE | FALSE | FALSE | 257 | [19 empty] | AULAPTOP-PC\Aulaptop | 2020-03-26 07:41 | THOR\acont | 2024-09-08 17:27
644db34c-fb9f-47a8-93ab-f8b190e9f41c | NFPA 170 ADDRESSABLE INPUT MONITOR MODULE |  |  | North | DMP |  | Addressable Module |  |  |  | Module | TRUE | 714 |  | 4 Zone Input Module | 1 | 0.036 | 0.036 |  |  |  |  | FALSE | [5 empty] | #FFFF0000 | FA-NFPA 170 ADDRESSABLE INPUT MONITOR MODULE | 1 | FALSE | FALSE | FALSE | 1000 | [13 empty] | FALSE | [7 empty] | THOR\acont | 2024-09-08 17:27 |  | [BluePoint, DMP] [DMP LX BUS] [*] [LX BUS] 712-8, 714, 714-16, 714-16L-G, 714-16L-R, 714-16PCB, 714-16-R, 714-8, 714-8L-G, 714-8L-R, 714-8PCB, 714-8-R, 715-16, 715-16PCB, 715-8, 715-8 COPY, 715-8PCB, BP-DHE-714-8 | [DMP] 714, 715
fbad10d3-9fba-41cb-9fb1-f8b5d5ff1059 | CADGEN MOTION DETECTOR CEILING |  |  | North | Honeywell |  | Motion Detector |  |  |  | Module | TRUE | DT8035 | ++ | DUAL TEC Motion Detector, 35 foot | 1 | 0.015 | 0.017 | [5 empty] | TRUE |  |  |  |  | #FFFF0000 | FA-CADGEN MOTION DETECTOR CEILING | 1 | FALSE | FALSE | FALSE | [20 empty] | DESKTOP-7EIEB7A\acont | 2023-01-30 10:37 | THOR\acont | 2024-09-08 17:27 | Cloned from Honeywell IS3050 | [Honeywell] [ACCESS CONTROL INPUT] [INPUT] DT8035 (C), DT8050 (C), FG-1525FD, FG-1625F, IS3035 (C), IS3050 (C) [Honeywell] [IDC] 02 [INPUT] DT8035 (C), DT8050 (C), FG-1525FD, FG-1625F, IS3035 (C), IS3050 (C) [Honeywell] [AUX POWER] [*] [12VDC ++] DT8035 (C), DT8050 (C), IS3035 (C), IS3050 (C)
6d7e5df9-02eb-40a6-9320-f8b6667e753d |  |  |  | North | Bosch | [5 empty] | Module | TRUE | RM-D | * | DUAL RACK MOUNT FOR 12 RACK | 1 | [12 empty] | #FFFFFFFF |  |  | FALSE | FALSE | FALSE | [20 empty] | DESKTOP-7EIEB7A\acont | 2021-08-13 06:25 | THOR\acont | 2024-10-09 10:48
7e83d251-743b-4c14-bbcc-f8bb13bc5026 |  |  |  | North | Bosch |  | Cards & Components |  |  |  | Card | TRUE | FPA-1000-SLC | ++ | Signaling Line Circuit Plug‑in Module | 1 | 0.06 | 0.06 |  |  |  |  | TRUE | [5 empty] | #FFFFFFFF |  |  | FALSE | FALSE | FALSE | [14 empty] | FALSE | [5 empty] | DESKTOP-7EIEB7A\acont | 2021-06-09 08:08 | THOR\acont | 2024-10-09 10:48 | Cloned from Bosch FPA-1000 Main Board |  | [Bosch] FPA-1000-SLC
a8ae5930-49bc-4900-b3cd-f8be1f06e34a | NFPA 170 SPEAKER CEILING |  |  | North | Eaton Wheelock |  | Speaker |  |  |  | Module | TRUE | LSPKWC-N |  | CEILING SPEAKER | 1 | [6 empty] | TRUE | TRUE |  |  |  |  | #FF0070C0 | FA-NFPA 170 SPEAKER CEILING | 1 | FALSE | FALSE | FALSE | 2019 | [16 empty] | C |  |  | DESKTOP-QMKR22O\aucon | 2020-07-31 11:20 | THOR\acont | 2024-09-08 17:27 | Cloned from Eaton Wheelock New Part | [Eaton Wheelock] [AUDIO 70.7v] [70V AUDIO] LSPKC (C), LSPKRC (C), LSPKRC-AL (C), LSPKRC-N (C), LSPKWC (C), LSPKWC-AL (C), LSPKWC-N (C), LSPSTC3 (C), LSPSTR3, LSPSTR3-AL, LSPSTR3-ALA, LSPSTR3-N, LSPSTR3-NA, LSPSTRC3 (C), LSPSTRC3-AL (C), LSPSTW3, LSPSTW3- [Eaton Wheelock] [AUDIO 25v] [25V AUDIO] LSPKC (C), LSPKRC (C), LSPKRC-AL (C), LSPKRC-N (C), LSPKWC (C), LSPKWC-AL (C), LSPKWC-N (C), LSPSTC3 (C), LSPSTR3, LSPSTR3-AL, LSPSTR3-ALA, LSPSTR3-N, LSPSTR3-NA, LSPSTRC3 (C), LSPSTRC3-AL (C), LSPSTW3, LSPSTW3-AL
becf5c0f-1d02-4c4b-a14d-f8c03bdc3864 | NFPA 170 SMOKE HEAT CO DETECTOR |  |  | North | Notifier |  | Smoke/Heat/CO Detector |  |  |  | Module | TRUE | FCO-851 w/B210LP | + | Addressable, low-profile device that provides fire, heat, and carbon monoxide (CO) detection, Standard Base | 1 | 0.0003 | 0.0072 |  |  |  |  | FALSE | TRUE |  |  |  |  | #FFFF0000 | FA-NFPA 170 SMOKE HEAT CO DETECTOR | 1 | FALSE | FALSE | FALSE | 1408 | [13 empty] | FALSE |  |  | CO |  |  | DESKTOP-7SAL8M7\acont | 2019-04-11 11:30 | THOR\acont | 2024-09-08 17:27 | 20191121 AC Detector with base | [Honeywell, Notifier, System Sensor] [SLC SENSORS] [*] [#4 TYPE ADDR ¦ SENSORS] 2251B (C), 2251-COPTIR (C), 2251-COPTIR w/B200S-WH (C), 2251TB (C), 2251TMB (C), 5251B (C), 5251B-WP (C), 5251H (C), 5251RB (C), 5251RB-WP (C), 7251 (C), 7251DH (C), DH200LP [Honeywell, Notifier, System Sensor] [SLC MODULES SENSORS] [*] [#2 SHARED ADDR ¦ SENSORS] 2251B (C), 2251-COPTIR (C), 2251-COPTIR w/B200S-WH (C), 2251TB (C), 2251TMB (C), 5251B (C), 5251B-WP (C), 5251H (C), 5251RB (C), 5251RB-WP (C), 7251 (C), 7251DH (C)
62401adf-05a6-4dee-82f4-f8c0880ab062 | NFPA 170 VOICE EVACUATION CONTROL UNIT |  |  | North | Evax |  | Voice Evac Control Unit |  |  |  | Assembly | TRUE | EVAX-25/4Z | + | EVAX 25 Watt Voice Evacuation System | 1 | [6 empty] | FALSE | [5 empty] | #FFFF0000 | FA-NFPA 170 VOICE EVACUATION CONTROL UNIT | 1 | FALSE | FALSE | FALSE | 211 | [8 empty] | 7,12,18 |  |  |  | 25 | TRUE | [5 empty] | DESKTOP-7SAL8M7\acont | 2020-11-19 08:11 | THOR\acont | 2024-09-08 17:27 | Cloned from Evax EVAX-25 |  | [Evax] EVAX-100, EVAX-100/4Z, EVAX-100/8Z, EVAX-100E, EVAX-150, EVAX-200, EVAX-25, EVAX-25/4Z, EVAX-50, EVAX-50/4Z
450a7fab-460e-47ec-a3fa-f8c54df4634e | CADGEN MOTION DETECTOR WALL |  |  | North | Generic |  | Motion Detector |  |  |  | Module | TRUE | Motion Detector Wall |  | Universal Motion Detector Wall | 1 | [6 empty] | TRUE | [5 empty] | #FFFF0000 | FA-CADGEN MOTION DETECTOR WALL | 1 | FALSE | FALSE | FALSE | [20 empty] | DESKTOP-7EIEB7A\acont | 2022-02-12 08:44 | THOR\acont | 2024-09-08 17:27 | Cloned from ProdataKey, Inc. Motion Detector Long Range | [Generic] [ACCESS CONTROL INPUT] [*] Door Contact, Glass Break, Intrusion Contact, Motion Detector Ceiling, Motion Detector Long Range, Motion Detector Wall, Motion Detector Wide Angle [Generic] [IDC] 01 Door Contact, Glass Break, Intrusion Contact, Motion Detector Ceiling, Motion Detector Long Range, Motion Detector Wall, Motion Detector Wide Angle
95ffedcc-c536-4d50-885f-f8c799cf58df | NFPA 170 REMOTE ANNUNCIATOR | RISER ANNUNCIATOR |  | North | Hochiki |  | Remote Annunciator |  |  |  | Module | TRUE | HCA-RA | + | REMOTE ANNUNCIATOR | 1 | 0.012 | 0.03 |  |  |  |  | FALSE | [5 empty] | #FFFF0000 | FA-NFPA 170 REMOTE ANNUNCIATOR | 1 | FALSE | FALSE | FALSE | 255 | [13 empty] | FALSE | [5 empty] | DESKTOP-7EIEB7A\acont | 2021-04-01 11:15 | THOR\acont | 2024-09-08 17:27 | Cloned from Potter LED-16 (P-LINK+) | [Hochiki, VES] [RS-485] GF-5210-R, HCA-RA [Hochiki, VES] [AUX POWER] [*] GF-5210-R, HCA-RA, LFC00NC-10, LFC00NC-40, LFC00NC-60
aaa62da1-7a91-4d5b-82aa-f8c803715deb | NFPA 170 HORN STROBE |  |  | North | Monaco Enterprises |  | Horn/Strobe |  |  |  | Module | TRUE | 585-102-00 | + | HORN STB:WHITE,T-1,WM,2-WIRE,INDOOR,24V,CLR LENS,RD FIRE LTR,15-185 CANDELA | 1 | 0 | 0.119 |  |  |  |  | FALSE | [5 empty] | #FF0070C0 | FA-NFPA 170 HORN STROBE | 1 | FALSE | FALSE | FALSE | 2012 | [13 empty] | FALSE | [5 empty] | DESKTOP-7SAL8M7\acont | 2020-02-23 12:37 | THOR\acont | 2024-09-08 17:27 | Cloned from System Sensor P2WL | [Monaco Enterprises] [NAC] [16 VDC, TEMPORAL HIGH] 585-098-00, 585-101-00, 585-102-00, 585-103-00 [Monaco Enterprises] [NAC] [16 VFWR, TEMPORAL HIGH] 585-098-00, 585-101-00, 585-102-00, 585-103-00
f7023209-26d8-4336-bb22-f8c935130a43 |  |  |  | North | Autocall |  | Cards & Components |  |  |  | Card | TRUE | A100-1289 |  | 64 LED/64 Switch Controller Module without mounting plate | 1 | 0.02 | 0.02 |  |  |  |  | TRUE | [5 empty] | #FFFFFFFF |  |  | FALSE | FALSE | FALSE | [20 empty] | DESKTOP-0D6CQVA\lousc | 2019-07-07 14:40 | THOR\acont | 2024-10-09 10:48 | Cloned from AutoCall A100-1288
3e254c1b-2219-4139-872f-f8ccd2e5967f | NFPA 170 MULTI DETECTOR CO |  |  | North | Silent Knight |  | Multi Criteria Detector |  |  |  | Module | TRUE | SK-FIRE-CO-W w/B200S-LF-WH | ++ | Advanced multi-criteria fire/CO detector, white w/LF Sounder Base | 1 | 0.0002 | 0.0045 |  |  |  |  | FALSE | TRUE |  |  |  |  | #FFFF0000 | FA-NFPA 170 MULTI DETECTOR CO | 1 | FALSE | FALSE | FALSE | 1408 | [13 empty] | FALSE |  |  | CO, LF |  |  | DESKTOP-7SAL8M7\acont | 2020-10-05 12:22 | THOR\acont | 2024-09-08 17:27 | Cloned from Silent Knight SK-FIRE-CO w/B200S-LF | [Farenhyt, Silent Knight] [AUX POWER] [24VDC, LOW VOLUME ++] IDP-FIRE-CO-W w/B200S-LF-WH (C), IDP-PHOTO-W w/B200S-LF-WH (C), SK-FIRE-CO-W w/B200S-LF-WH (C), SK-PHOTO-W w/B200S-LF-WH (C) [Farenhyt, Silent Knight] [AUX POWER] [24VDC, HIGH VOLUME ++] IDP-FIRE-CO-W w/B200S-LF-WH (C), IDP-PHOTO-W w/B200S-LF-WH (C), SK-FIRE-CO-W w/B200S-LF-WH (C), SK-PHOTO-W w/B200S-LF-WH (C) [Silent Knight, System Sensor] [SLC SK SENSORS] [*] [#4 TYPE ADDR ¦ SENSORS] DNR w/SK-PHOTO-R-W (C), DNRW w/SK-PHOTO-R-W (C), HFS-D (C), HFS-P (C), HFS-PT (C), HFS-T (C), OSI-RI-SK (C), SK-ACCLIMATE (C), SK-BEAM (C), SK-DUCT-W w/SK-PHOTO-R-W (C), SK-FIRE [Farenhyt, Silent Knight] [SLC MODULES SENSORS] [*] [#2 SHARED ADDR ¦ SENSORS] CO1224TR w/ IDP-MINIMON, CO1224TR w/ IDP-MONITOR, DNR w/IDP-PHOTO-R-W (C), DNR w/SK-PHOTO-R-W (C), DNRW w/IDP-PHOTO-R-W (C), DNRW w/SK-PHOTO-R-W (C), HFS-D (C), HFS-P (C), HFS
7fc01f62-428c-4230-bf67-f8d1bc838c35 | NFPA 170 HEAT DETECTOR |  |  | North | System Sensor |  | Heat Detector |  |  |  | Module | TRUE | 5602 | ++ | 194 °F (90° C) fixed and rate-of-rise. | 1 | [6 empty] | FALSE | TRUE |  |  |  |  | #FFFF0000 | FA-NFPA 170 HEAT DETECTOR | 1 | FALSE | FALSE | FALSE | 1403 | [13 empty] | FALSE | [7 empty] | THOR\acont | 2024-09-08 17:27 | 20191121 AC Detector without base | [Chemtronics, Firelite, MIRCOM, Notifier, System Sensor] [IDC] 01 [*] [IDC 2-WIRE ++] 1151 (C), 1151EIS (C), 1400 (C), 1451 (C), 1451DH (C), 1451DHHT (C), 2100AT (C), 2100S (C), 2100TR (C), 2100TS (C), 2151 w/B110LP (C), 2151 w/B116LP (C), 2151 w/B401 (C
3061dcef-98f8-4424-afad-f8d8d2d58d80 |  |  |  | North | Bosch | [5 empty] | Module | TRUE | ISN-CSD80-W | * | CNTCT 1 STUBBY- 10PK WHT | 1 | [12 empty] | #FFFFFFFF |  |  | FALSE | FALSE | FALSE | [20 empty] | DESKTOP-7EIEB7A\acont | 2021-08-13 06:25 | THOR\acont | 2024-10-09 10:48
8deeec30-e63d-4e63-b4d2-f8dbe2d80447 |  |  |  | North | Siemens | [5 empty] | Module | TRUE | D2300CPS | 500-650018 | MULTI-MODE FIBER OPTIC INTERFACE | 1 | [12 empty] | #FFFFFFFF |  |  | FALSE | FALSE | FALSE | [20 empty] | DESKTOP-7SAL8M7\acont | 2019-08-13 09:04 | THOR\acont | 2024-10-09 10:48 |  | [Siemens] [Fiber Optic] D2300CPS | [Siemens] D2300CPS
619ec7fe-7d54-4ea9-af6e-f8dffb1daba4 | CADGEN STI STOPPER |  |  | North | STI |  | Accessories |  |  |  | Module | TRUE | STI-1100 | + | With horn for flush mount | 1 | [6 empty] | FALSE | [5 empty] | #FFFF0000 | FA-CADGEN STI STOPPER | 1 | FALSE | FALSE | FALSE | [14 empty] | FALSE | [7 empty] | THOR\acont | 2024-09-08 17:27
10d27b23-58bd-4820-99b4-f8e1c8c6bece |  |  |  | North | Siemens |  | Cards & Components |  |  |  | Card | TRUE | ABHW-4S | S54320-F14-A1 | Sleeping Room Version , 520 Hz Low Frequency Audible Base | 1 | [6 empty] | TRUE | [5 empty] | #FFFFFFFF |  |  | FALSE | FALSE | FALSE | [14 empty] | FALSE | [7 empty] | THOR\acont | 2024-10-09 10:48 |  | [Siemens] [AUX POWER] [24VDC, LOW DB] ABHW-4B, ABHW-4S, OOH941 w/ABHW-4S (C), OOHC941 w/ABHW-4S (C), OP921 w/ABHW-4S (C), OP921 w/RELAY BASE (C) [Siemens] [AUX POWER] [24VDC, HIGH DB] ABHW-4B, ABHW-4S, OOH941 w/ABHW-4S (C), OOHC941 w/ABHW-4S (C), OP921 w/ABHW-4S (C), OP921 w/RELAY BASE (C)
90b73231-9201-4394-b5b0-f8e27477fee3 | NFPA 170 AMPLIFIER RACK | RISER AMP |  | North | Notifier |  | Amplifier |  |  |  | Assembly | TRUE | DAA2-7525-CLA Assembly | + | Amplifier Assembly with 1x DAA2-7525-CLA | 1 | [6 empty] | FALSE |  | SURFACE |  | PROVIDED ("WX"HX"D) | N/A | #FFFF0000 | FA-NFPA 170 AMPLIFIER RACK | 1 | FALSE | FALSE | FALSE | 300 |  |  | 7165-0028:0224 | [5 empty] | 7,12,18,26,50 |  |  |  | 75 | TRUE | [5 empty] | DESKTOP-7EIEB7A\acont | 2022-07-22 10:36 | THOR\acont | 2024-09-08 17:27 | Cloned from Notifier DAA2-7525 Assembly
5300acef-f8c8-4431-bda4-f8e5bf39e093 | NFPA 170 FIRE ALARM CONTROL UNIT | RISER FACP |  | North | Simplex |  | Fire Alarm Control Unit |  |  |  | Assembly | TRUE | 2120 CPU | ++ | 2120 Multiplex Status Command Center | 1 | [6 empty] | FALSE | [5 empty] | #FFFF0000 | FA-NFPA 170 FIRE ALARM CONTROL UNIT | 1 | FALSE | FALSE | FALSE | 202 | [13 empty] | TRUE | [5 empty] | THOR\acont | 2024-12-06 06:05 |  |  | Cloned from Simplex 4006-9102
28faaa0b-c6de-4ec0-a695-f8e662a00819 | NFPA 170 SMOKE HEAT CO DETECTOR |  |  | North | Siemens |  | Smoke/Heat/CO Detector |  |  |  | Module | TRUE | OOHC941 w/ABHW-4B (Aux) | S54320-F8-A2 | Multi-Criteria Fire / CO Detector w/Sounder Base [with Aux-Power Option] | 1 | 0.0004 | 0.00065 |  |  |  |  | FALSE | TRUE |  |  |  |  | #FFFF0000 | FA-NFPA 170 SMOKE HEAT CO DETECTOR | 1 | FALSE | FALSE | FALSE | 1410 | [13 empty] | FALSE |  |  | SB |  |  | DESKTOP-7EIEB7A\acont | 2021-05-04 13:45 | THOR\acont | 2024-09-08 17:27 | Cloned from Siemens OOHC941 w/ABHW-4B | [Siemens] [SLC MODULES SENSORS] [*] [#2 SHARED ADDR ¦ SENSORS] FDBZ492 w/OP921 (C), FDBZ492-HR w/FDO421 (C), FDBZ492-HR w/OP921 (C), FDO421 (C), FDO421 w/DB-11 BASE (C), FDOT421 w/DB-11 BASE (C), FDOT421 w/DB2-HR BASE (C), FDT421 w/DB-11 BASE, FP-11 w/DB [Siemens] [AUX POWER] [24VDC, HIGH DB] OOHC941 w/ABHW-4B (Aux) (C)
e4a6dd15-af6b-4614-ad15-f8f58e0ed49b |  |  |  | North | Edwards |  | Cards & Components |  |  |  | Card | TRUE | NETCOM-16D |  | Ethernet Device Server Network Interface - 16 Port | 1 | [6 empty] | TRUE | [5 empty] | #FFFFFFFF |  |  | FALSE | FALSE | FALSE | [14 empty] | FALSE | [7 empty] | THOR\acont | 2024-10-09 10:48
95f132fd-7223-4ce3-8d87-f8ffdacd2f3d |  |  |  | North | Monaco Enterprises |  | Hardware |  |  |  | Hardware | TRUE | 207-607-00 |  | BT-X Planner Support Kit, contains BT-X planner software and programming cable | 1 | [6 empty] | TRUE | [5 empty] | #FFFFFFFF |  |  | FALSE | FALSE | FALSE | [20 empty] | DESKTOP-7EIEB7A\acont | 2022-11-07 15:12 | THOR\acont | 2024-10-09 10:48 | Cloned from Monaco Enterprises 625-100-06
efa65179-6c15-47ce-84cd-f8ffeaa43606 | NFPA 170 ADDRESSABLE INPUT MONITOR MODULE |  |  | North | Janus |  | Addressable Module |  |  |  | Module | TRUE | PAD100-DIM | + | Dual Input Module | 2 | 0.00024 | 0.00024 |  |  |  |  | FALSE | [5 empty] | #FFFF0000 | FA-NFPA 170 ADDRESSABLE INPUT MONITOR MODULE | 1 | FALSE | FALSE | FALSE | 1000 | [13 empty] | FALSE |  |  | 2 |  |  | DESKTOP-7EIEB7A\acont | 2021-03-09 12:43 | THOR\acont | 2024-09-08 17:27 | Cloned from Janus PAD100-SIM | [Janus] [SLC PAD] [#2 MODULE] PAD100-DIM [Janus] [SLC PAD] [*] [#1 SHARED ADDR ¦ MODULES] PAD100-DIM, PAD100-MIM, PAD100-NAC, PAD100-RM, PAD100-SIM, PAD100-ZM | [Janus] PAD100-DIM
a57e632c-8399-4dc9-afb7-f90093d2feb2 | NFPA 170 SMOKE DETECTOR |  |  | North | Edwards |  | Smoke Detector |  |  |  | Module | TRUE | SIGA-PD w/SIGA-IB BASE | ++ | Photoelectric smoke detector | 1 | 3.2e-05 | 3.2e-05 |  |  |  |  | FALSE | TRUE |  |  |  |  | #FFFF0000 | FA-NFPA 170 SMOKE DETECTOR | 1 | FALSE | FALSE | FALSE | 1408 | [13 empty] | FALSE | [7 empty] | THOR\acont | 2024-10-08 16:47 | 20191121 AC Detector with base | [Edwards, Kidde] [SLC EST MODULES/SENSORS] 01 [*] [iO64] DS-HFS (C), DS-PS (C), FX-HD w/IB4U BASE, FX-HD w/RB4U BASE, FX-HD w/SB4U BASE, FX-HD w/SB4U-LF BASE, FX-HD wB4U BASE, FX-PD w/B4U BASE (C), FX-PD w/IB4U BASE (C), FX-PD w/SB4U BASE (C), FX-PD w/SB [Edwards, Kidde] [SLC EST MODULES SENSORS] [*] [#2 SHARED ADDR ¦ SENSORS] KI-DDOS (C), SIGA2-COS w/SIGA-AB4G BASE, SIGA2-COS w/SIGA-AB4G-LF BASE, SIGA2-COS w/SIGA-AB4GT BASE, SIGA2-COS w/SIGA-IB BASE, SIGA2-COS w/SIGA-RB BASE, SIGA2-COS w/SIGA-SB BASE, S [Edwards, Kidde] [SLC EST SENSORS] [*] [#4 TYPE ADDR ¦ SENSORS] KI-DDOS (C), SIGA2-COS w/SIGA-AB4G BASE, SIGA2-COS w/SIGA-AB4G-LF BASE, SIGA2-COS w/SIGA-AB4GT BASE, SIGA2-COS w/SIGA-IB BASE, SIGA2-COS w/SIGA-RB BASE, SIGA2-COS w/SIGA-SB BASE, SIGA2-HCOS [Edwards, Kidde] [SLC EST SENSORS] 01 [*] [EST3, iO1000] DS-HFS (C), DS-PS (C), FX-HD w/IB4U BASE, FX-HD w/RB4U BASE, FX-HD w/SB4U BASE, FX-HD w/SB4U-LF BASE, FX-HD wB4U BASE, FX-PD w/B4U BASE (C), FX-PD w/IB4U BASE (C), FX-PD w/SB4U BASE (C), FX-PD w/SB
f91f7c31-e6ff-45c0-9d6d-f909472e10c1 |  |  |  | North | Monaco Enterprises |  | Cards & Components |  |  |  | Card | TRUE | 122-012-00 |  | Handheld Push to Talk Microphone and holder for use on LOC/ RDUs, includes 2 foot cable for connection to LOC/RDU | 1 | [6 empty] | TRUE | [5 empty] | #FFFFFFFF |  |  | FALSE | FALSE | FALSE | [20 empty] | AULAPTOP-PC\Aulaptop | 2019-04-20 03:50 | THOR\acont | 2024-10-09 10:48
841d7683-33ce-4562-8ed3-f90f4ec3f279 | NFPA 170 HORN STROBE |  |  | North | Potter |  | Horn/Strobe |  |  |  | Module | TRUE | CHS-24RR |  | Horn Strobe, Wall, Red, Red | 1 | 0 | 0.366 |  |  |  |  | FALSE | FALSE |  |  |  |  | #FF0070C0 | FA-NFPA 170 HORN STROBE | 1 | FALSE | FALSE | FALSE | 2012 |  |  | 7135-0328:0210 | [10 empty] | FALSE | [7 empty] | THOR\acont | 2024-09-08 17:27 |  | [Potter] [NAC] [UL MAX, HIGH DB] CHS-24BR, CHS-24BW, CHS-24GR, CHS-24GW, CHS-24RR, CHS-24RW
5ed921ec-da7e-4922-a6f8-f913c554796b |  |  |  | North | Bosch | [5 empty] | Module | TRUE | UHI-OG-0 | * | Housing Indoor camera housing | 1 | [12 empty] | #FFFFFFFF |  |  | FALSE | FALSE | FALSE | [20 empty] | DESKTOP-7EIEB7A\acont | 2021-08-13 06:25 | THOR\acont | 2024-10-09 10:48
f5ff5fe0-6742-4eae-bd8a-f9182cd59cf6 | NFPA 170 NOTIFICATION CIRCUIT EXTENDER PANEL | RISER NAC |  | North | MIRCOM | [5 empty] | Assembly | TRUE | BPS-1002 | F | 10-Amp, 24-Volt Power Supply | [7 empty] | FALSE | FALSE |  |  |  |  | #FFFF0000 | FA-NFPA 170 NOTIFICATION CIRCUIT EXTENDER PANEL | 1 | FALSE | FALSE |  | 212 | [8 empty] | 7,12,18 |  |  |  |  | TRUE | [5 empty] | AULAPTOP-PC\Aulaptop | 2019-08-15 15:07 | DESKTOP-7EIEB7A\acont | 2022-08-26 14:28 | Cloned from Altronix AL1002ULADA
03bb2f67-7ee1-4785-b691-f925aba81563 | NFPA 170 ADDRESSABLE INPUT MONITOR MODULE |  |  | North | Bosch |  | Addressable Module |  |  |  | Module | TRUE | D7044 | ++ | Multiplex single-input module | 1 | 0.00055 | 0.00055 | [6 empty] | 4 SQ. DEEP BOX |  |  |  | #FFFF0000 | FA-NFPA 170 ADDRESSABLE INPUT MONITOR MODULE | 1 | FALSE | FALSE | FALSE |  |  |  | 7165-1615:0227 | [18 empty] | THOR\acont | 2024-09-08 17:27 |  | [Bosch] [SLC MUX BOSCH] [*] [#1 ++] D341/D7044M, D5601/D7044M, D7044, D7044M, D7050, D7050 w/D7050-B6 BASE (C), D7050TH w/D7050-B6 BASE (C), D7052, D7053, DS7432, DS7457i, DS7457iF, DS7460I, DS7461I, DS7465I, FMM-7045, FMM-7045-D | [Bosch] D7044, D7044M, D7053
e5df8525-d9ec-49e0-ac66-f932b06e32a8 |  |  |  | North | System Sensor |  | Hardware |  |  |  | Hardware | TRUE | SBBGWL | + | Compact Wall Surface Mount Back Box, White | 1 | [6 empty] | FALSE | [5 empty] | #FFFFFFFF |  |  | FALSE | FALSE | FALSE | [14 empty] | FALSE | [7 empty] | THOR\acont | 2024-10-09 10:48
d7747d68-db49-434c-b54b-f93afb78b835 |  |  |  | North | Bosch | [5 empty] | Module | TRUE | VDA-455TBL | * | Tinted bubble for flexidome series 0000075450 | 1 | [12 empty] | #FFFFFFFF |  |  | FALSE | FALSE | FALSE | [20 empty] | DESKTOP-7EIEB7A\acont | 2021-08-13 06:25 | THOR\acont | 2024-10-09 10:48
e1db5016-613a-4866-8cb9-f94225872762 | NFPA 170 MANUAL PULL |  |  | North | Hochiki |  | Manual Station |  |  |  | Module | TRUE | HPS-DAK - dual action with Key lock | HPS-DAK - dual action with Key lock | HPS-DAK - dual action with Key lock | 1 | 0 | 0 |  |  |  |  | TRUE |  |  | *Refer to Install Sheet |  |  | #FFFF0000 | FA-NFPA 170 MANUAL PULL | 1 | FALSE | FALSE | FALSE | 957 | [19 empty] | DESKTOP-0D6CQVA\lousc | 2019-10-06 14:56 | THOR\acont | 2024-09-08 17:27 | from Hochiki HPS-SAK - single action with Key lock | [Hochiki, VES] [IDC] 01 [IDC] HPS-DAH - dual action with Hex lock, HPS-DAH/S - dual action with Hex lock (Spanish), HPS-DAK - dual action with Key lock, HPS-DAK - SR, HPS-DAK - WP, HPS-DAK/S - dual action with Key lock (Spanish), HPS-SA-EX/WP, HPS-SAH si
86ae2f00-1a77-4de8-ac38-f9456503864a | NFPA 170 HEAT DETECTOR |  |  | North | Firelite |  | Heat Detector |  |  |  | Module | TRUE | H365HT w/B224RB-WH | + | White, Low-profile 190°F fixed thermal sensor, Relay Base | 1 | 0.00045 | 0.0045 |  |  |  |  | FALSE | TRUE |  |  |  |  | #FFFF0000 | FA-NFPA 170 HEAT DETECTOR | 1 | FALSE | FALSE | FALSE | 1403 | [13 empty] | FALSE |  |  | 190° |  |  | DESKTOP-7SAL8M7\acont | 2019-03-28 05:42 | THOR\acont | 2024-09-08 17:27 | 20191121 AC Detector with base | [Firelite, System Sensor] [SLC SENSORS] [*] [#4 TYPE ADDR ¦ SENSORS] AD355 w/B200SR-LF-WH (C), AD355 w/B200SR-WH (C), AD355 w/B210LP (C), AD355 w/B224BI-WH (C), AD355 w/B224RB-WH (C), AD355 w/B501 (C), BEAM355 (C), BEAM355S (C), CP355 w/B200SR-WH (C), CP [Firelite, System Sensor] [SLC MODULES SENSORS] [*] [#2 SHARED ADDR ¦ SENSORS] AD355 w/B200SR-LF-WH (C), AD355 w/B200SR-WH (C), AD355 w/B210LP (C), AD355 w/B224BI-WH (C), AD355 w/B224RB-WH (C), AD355 w/B501 (C), BEAM355 (C), BEAM355S (C), CP355 w/B200SR-
9505c4ee-0720-4034-84e2-f9458f800586 | NFPA 170 NON ADDRESSABLE RELAY |  |  | North | Edwards |  | Non-Addressable Relay |  |  |  | Module | TRUE | MR708/S |  | 8 SPDT Relay /w LED, & Metal Enclosure | 1 | 0 | 0.24 |  |  |  |  | FALSE | [5 empty] | #FFFF0000 | FA-NFPA 170 NON ADDRESSABLE RELAY | 1 | FALSE | FALSE | FALSE | 1300 | [13 empty] | FALSE | [7 empty] | THOR\acont | 2024-09-08 17:27 |  | [Edwards] [AUX POWER] MR708/S, MR708/T
04e01bbf-1d1a-4570-9cb2-f94a45007b86 |  |  |  | North | Simplex |  | Hardware |  |  |  | Hardware | TRUE | 2081-9296 | ++ | System Batteries, Sealed Lead-Acid, 50 Ah | 1 | [6 empty] | FALSE | [5 empty] | #FFFFFFFF |  |  | FALSE | FALSE | FALSE | [14 empty] | FALSE | [5 empty] | THOR\acont | 2025-02-04 10:07 |  |  | Cloned from Autocall 2081-9296
7aaf1099-c842-4efb-b7fa-f94f1abfc3e6 | NFPA 170 NON ADDRESSABLE RELAY |  |  | North | Edwards |  | Non-Addressable Relay |  |  |  | Module | TRUE | MR204/T |  | 4 DPDT Relays /w LED & Track Mtg Hardware | 1 | 0 | 0.14 |  |  |  |  | FALSE | [5 empty] | #FFFF0000 | FA-NFPA 170 NON ADDRESSABLE RELAY | 1 | FALSE | FALSE | FALSE | 1300 | [13 empty] | FALSE | [7 empty] | THOR\acont | 2024-09-08 17:27 |  | [Edwards] [AUX POWER] MR204/C, MR204/T
94638653-dc13-4dad-9080-f95306e171df |  |  |  | North | Bosch | [5 empty] | Module | TRUE | KBD-DIGITAL | * | Security keyboard with joystick 0000166954 | 1 | [12 empty] | #FFFFFFFF |  |  | FALSE | FALSE | FALSE | [20 empty] | DESKTOP-7EIEB7A\acont | 2021-08-13 06:25 | THOR\acont | 2024-10-09 10:48
488dab83-c3b9-4ed7-943a-f95da4e85d16 |  |  |  | North | Autocall | [5 empty] | Module | TRUE | A007-6306 | ++ | ES Net NIC dual channel Ethernet media card | 1 | 0.02 | 0.02 | [10 empty] | #FFFFFFFF |  |  | FALSE | FALSE | FALSE | [20 empty] | THOR\acont | 2024-02-23 06:06 | THOR\acont | 2024-10-09 10:48 | Cloned from Autocall A100-6306 | [Autocall, Simplex] [ETHERNET] 4007-6306, 4007-9817, 4010-6306, 4100-6306, 4190-9856, A007-6306, A007-9817, A010-6306, A100-6306, A190-9856 | [Autocall, Simplex] 4007-6306, 4007-9817, 4010-6306, 4100-6306, 4190-9856, A007-6306, A007-9817, A010-6306, A100-6306, A190-9856
9766b406-ec83-4029-8640-f95f3d33046f |  |  |  | North | Edwards |  | Cards & Components |  |  |  | Card | TRUE | FSP302R Mainboard |  | Mainboard for FSP302R assembly | 1 | 0.096 | 0.18 |  |  |  |  | TRUE | [5 empty] | #FFFFFFFF |  |  | FALSE | FALSE | FALSE | [14 empty] | FALSE | [7 empty] | THOR\acont | 2024-10-09 10:48 |  | [Edwards, Kidde, Macurco] [IDC] [#3 SUPERVISORY] 2IDC, 76-600000-001 Main Board, 76-800xxx-xxx Main Board, 77-600000-901 Main Board, 84-732001-901 Main Board, DVP-120 Mainboard, EST1-2Z Mainboard, FSP1004G Mainboard, FSP1004G-2 Mainboard, FSP1004GD Mainb [Edwards, Kidde, Macurco] [IDC] [#2 TROUBLE] 2IDC, 76-600000-001 Main Board, 76-800xxx-xxx Main Board, 77-600000-901 Main Board, 84-732001-901 Main Board, DVP-120 Mainboard, EST1-2Z Mainboard, FSP1004G Mainboard, FSP1004G-2 Mainboard, FSP1004GD Mainboard [Edwards, Kidde, Macurco] [IDC] [#1 ALARM] 2IDC, 76-600000-001 Main Board, 76-800xxx-xxx Main Board, 77-600000-901 Main Board, 84-732001-901 Main Board, DVP-120 Mainboard, EST1-2Z Mainboard, FSP1004G Mainboard, FSP1004G-2 Mainboard, FSP1004GD Mainboard, [Edwards, Kidde] [VAC ] 2IDC, 76-600000-001 Main Board, 76-800xxx-xxx Main Board, 77-600000-901 Main Board, 84-732001-901 Main Board, APS10A Mainboard, APS6A Mainboard, BPS10A Mainboard, BPS10A/230 Mainboard, BPS6A Mainboard, BPS6A/230 Mainboard, EST1-2Z | [Edwards] FSP302G Mainboard, FSP302G-2 Mainboard, FSP302GD Mainboard, FSP302R Mainboard, FSP302RD Mainboard [Edwards, Kidde] FSP1004G Mainboard, FSP1004G-2 Mainboard, FSP1004GD Mainboard, FSP1004R Mainboard, FSP1004RD Mainboard, FSP302G Mainboard, FSP302G-2 Mainboard, FSP302GD Mainboard, FSP302R Mainboard, FSP302RD Mainboard, FSP502G Mainboard, FSP502G-2 Mainbo [Edwards] FSP302G Mainboard, FSP302G-2 Mainboard, FSP302GD Mainboard, FSP302R Mainboard, FSP302RD Mainboard, FSP502G Mainboard, FSP502G-2 Mainboard, FSP502GD Mainboard, FSP502R Mainboard, FSP502RD Mainboard [Edwards] FSP302G Mainboard, FSP302G-2 Mainboard, FSP302GD Mainboard, FSP302R Mainboard, FSP302RD Mainboard, FSP502G Mainboard, FSP502G-2 Mainboard, FSP502GD Mainboard, FSP502R Mainboard, FSP502RD Mainboard [Edwards] FSP302R Mainboard
8897806b-96f0-4c42-8c04-f9663790f586 | NFPA 170 ADDRESSABLE OUTPUT MODULE |  |  | North | Autocall |  | Addressable Control/Relay |  |  |  | Module | TRUE | A4090-9006 | ++ | Suppression Release Peripheral mounted in NEMA 1 red box; required for ULC listing | 1 | [12 empty] | #FFFF0000 | FA-NFPA 170 ADDRESSABLE OUTPUT MODULE | 1 | FALSE | FALSE | FALSE | [20 empty] | THOR\acont | 2024-02-15 07:36 | THOR\acont | 2024-09-08 17:27 | Cloned from Autocall A4090-9005 | [Autocall, Simplex] [AUX POWER, RELEASING] [INPUT TYPE] 4090-9005, 4090-9006, A4090-9005, A4090-9006 [Autocall, Simplex] [IDNet] [MODULES ++] 2080-9056, 2080-9057, 2080-9067, 2080-9068, 2080-9069, 2080-9070, 4009-9201 Main Board, 4009-9401 Main Board, 4010-9901, 4090-5261, 4090-9001, 4090-9002, 4090-9005, 4090-9006, 4090-9008, 4090-9116, 4098-9019 (Cont | [Ansul, Autocall, Simplex] 4090-9006, A4090-9005, A4090-9006
7efbb849-2304-4cde-9238-f96661d0b977 | NFPA 170 ADDRESSABLE INPUT MONITOR MODULE |  |  | North | Notifier |  | Addressable Module |  |  |  | Module | TRUE | FW-MM | + | Wireless Monitor Module | 1 | [6 empty] | FALSE | [5 empty] | #FFFF0000 | FA-NFPA 170 ADDRESSABLE INPUT MONITOR MODULE | 1 | FALSE | FALSE | FALSE | 1000 | [13 empty] | FALSE |  |  | W |  |  | DESKTOP-7SAL8M7\acont | 2019-06-14 10:34 | THOR\acont | 2024-09-08 17:27 | Cloned from Firelite W-MMF | [Honeywell, Notifier, System Sensor] [SLC MODULES SENSORS] [*] [#1 SHARED ADDR ¦ MODULES] 30-3013 w/FMM-101, Q3013D, ACM-8R, ACPS-610, AMPS-24, AMPS-24E, EM-1M, EM-1MI, EM-1MM, EM-1MMI, EM-1R, EM-1RI, EM-1SR, EM-1SRI, FCM-1, FCM-1-REL, FD7044 MM-101, FDM [Honeywell, Notifier, System Sensor] [SLC MODULES] [*] [#3 TYPE ADDR ¦ MODULES] 30-3013 w/FMM-101, Q3013D, ACM-8R, ACPS-610, AMPS-24, AMPS-24E, EM-1M, EM-1MI, EM-1MM, EM-1MMI, EM-1R, EM-1RI, EM-1SR, EM-1SRI, FCM-1, FCM-1-REL, FD7044 MM-101, FDM-1, FDRM-1 [Farenhyt, Firelite, Gamewell FCI, Notifier, Silent Knight] [SWIFT MESH DEVICES] 01 FWH-200FIX135, FWH-200ROR135, FW-MM, FW-RM, NBG-12WL, WAM-MM, WAM-RC, W-BG12LX, W-CRF, W-H355, W-H355R, WIDP-HEAT w/B210W, WIDP-HEAT-ROR w/B210W, WIDP-MONITOR, WIDP-PULL-
e3d0aa0e-0fb2-47ad-800a-f966c7d8f14b | CADGEN MOTION DETECTOR WALL |  |  | North | Bosch |  | Motion Detector |  |  |  | Module | TRUE | RFPR-12 | ++ | Wireless motion detector, 40ft (12m) | 1 |  |  |  |  | 3 | [7 empty] | #FFFF0000 | FA-CADGEN MOTION DETECTOR WALL | 1 | FALSE | FALSE | FALSE | [17 empty] | RPT |  |  | DESKTOP-7EIEB7A\acont | 2022-07-26 16:41 | THOR\acont | 2024-09-08 17:27 | Cloned from Bosch RFPR-12-A | [BluePoint, Bosch] [BOSCH WIRELESS] [ALL DEVICES ++] BP01-302, BP02-202M, BP02-202P, BP02-A202M, BP02-A202P, BP02-A202PH, BP03-302, BP03-A102M, BP03-A102P, RFBT-A, RFDL-11, RFDL-11-A, RFDL-11-CHI, RFDW-RM, RFDW-RM-A, RFDW-RM-CHI, RFDW-SM, RFDW-SM-A, RFDW
503b985c-b343-46a3-815b-f96c9dd4584d |  |  |  | North | Edwards |  | Hardware |  |  |  | Hardware | TRUE | SIGA-ST |  | Service Tool Update Kit | 1 | [6 empty] | FALSE | [5 empty] | #FFFFFFFF |  |  | FALSE | FALSE | FALSE | [14 empty] | FALSE | [7 empty] | THOR\acont | 2024-10-09 10:48
caa66b00-8973-4a6f-aca9-f96e3630b387 | NFPA 170 SPEAKER STROBE CEILING |  |  | North | Edwards |  | Speaker/Strobe |  |  |  | Module | TRUE | GCWN-S7VMG |  | 70V Speaker/Strobe white, no markings, Standard cd, green | 1 | 0 | 0.318 |  |  |  |  | FALSE | TRUE |  |  |  |  | #FF0070C0 | FA-NFPA 170 SPEAKER STROBE CEILING | 1 | FALSE | FALSE | FALSE | 2020 | [13 empty] | FALSE |  |  | C |  |  |  |  | THOR\acont | 2024-09-08 17:27 |  | [Edwards, Kidde] [NAC] [16 VDC] EGCFR-VM (C), EGCF-VM (C), GCFR-S7VM (C), GCFR-VM (C), GCF-S2VM (C), GCF-S7VM (C), GCF-VM (C), GCHFRF-S2VMC (C), GCHFRF-S7VMC (C), GCHFRN-S2VMC (C), GCHFRN-S7VMC (C), GCHFWA-S2VMA (C), GCHFWA-S2VMC (C), GCHFWA-S7VMA (C), G [Edwards, Kidde] [AUDIO 70.7v] [70V AUDIO] G4F-S7, G4F-S7V1575, G4F-S7VM, G4HFRF-S7, G4HFRF-S7VMC, G4HFRN-S7, G4HFRN-S7VMC, G4HFWA-S7, G4HFWA-S7VMA, G4HFWA-S7VMC, G4HFWF-S7, G4HFWF-S7VMC, G4HFWN-S7, G4HFWN-S7VMA, G4HFWN-S7VMB, G4HFWN-S7VMC, G4RF-S7, G4RF [Edwards, Kidde] [NAC] [24 VDC] EGCFR-VM (C), EGCF-VM (C), GCFR-S7VM (C), GCFR-VM (C), GCF-S2VM (C), GCF-S7VM (C), GCF-VM (C), GCHFRF-S2VMC (C), GCHFRF-S7VMC (C), GCHFRN-S2VMC (C), GCHFRN-S7VMC (C), GCHFWA-S2VMA (C), GCHFWA-S2VMC (C), GCHFWA-S7VMA (C), G
00d60723-aa09-4fb9-9619-f97097965a4b | NFPA 170 MANUAL PULL |  |  | North | NAPCO |  | Manual Station |  |  |  | Module | TRUE | FWC-FSLC-PULL2 | ++ | Addressable SLC Fire Pull Station, Dual Action, Hex Wrench Reset | 1 | 0.001 | 0.001 |  |  | 24 | [7 empty] | #FFFF0000 | FA-NFPA 170 MANUAL PULL | 1 | FALSE | FALSE | FALSE | 957 | [19 empty] | THOR\acont | 2024-01-30 21:51 | THOR\acont | 2024-09-08 17:27 | Cloned from NAPCO FWC-FSLC-PULL | [NAPCO] [SLC NAPCO FIRE] 01 [*] FWC-FSLC-CZM, FWC-FSLC-DUCT (C), FWC-FSLC-EZM1, FWC-FSLC-EZM2, FWC-FSLC-HEAT w/FWC-FSLC-SMK6B, FWC-FSLC-ISO, FWC-FSLC-PULL, FWC-FSLC-PULL2, FWC-FSLC-PULLK, FWC-FSLC-PULLK2, FWC-FSLC-RM2, FWC-FSLC-SMK w/FWC-FSLC-SMK6B (C),
1f3225be-79bf-4ea2-b992-f973e35d0351 | NFPA 170 SMOKE DETECTOR |  |  | North | Kidde |  | Smoke Detector |  |  |  | Module | TRUE | KIR-PD w/KI-IB BASE | ++ | Intelligent Optical Smoke Detector | 1 | 5.1e-05 | 6.8e-05 |  |  |  |  | FALSE | TRUE |  |  |  |  | #FFFF0000 | FA-NFPA 170 SMOKE DETECTOR | 1 | FALSE | FALSE | FALSE | 1408 | [13 empty] | FALSE | [5 empty] | DESKTOP-7EIEB7A\acont | 2023-05-24 19:00 | THOR\acont | 2024-09-08 17:27 | Cloned from Kidde KI-PD w/KI-IB BASE | [Edwards, Kidde] [SLC EST SENSORS] 01 [*] [EST3, iO1000] DS-HFS (C), DS-PS (C), FX-HD w/IB4U BASE, FX-HD w/RB4U BASE, FX-HD w/SB4U BASE, FX-HD w/SB4U-LF BASE, FX-HD wB4U BASE, FX-PD w/B4U BASE (C), FX-PD w/IB4U BASE (C), FX-PD w/SB4U BASE (C), FX-PD w/SB [Kidde] [SLC EST SENSORS] [*] [#4 TYPE ADDR ¦ SENSORS] DS-HFS (C), DS-PS (C), FX-HD w/IB4U BASE, FX-HD w/RB4U BASE, FX-HD w/SB4U BASE, FX-HD w/SB4U-LF BASE, FX-HD wB4U BASE, FX-PD w/B4U BASE (C), FX-PD w/IB4U BASE (C), FX-PD w/SB4U BASE (C), FX-PD w/SB4U [Edwards, Kidde] [SLC EST MODULES/SENSORS] 01 [*] [iO64] DS-HFS (C), DS-PS (C), FX-HD w/IB4U BASE, FX-HD w/RB4U BASE, FX-HD w/SB4U BASE, FX-HD w/SB4U-LF BASE, FX-HD wB4U BASE, FX-PD w/B4U BASE (C), FX-PD w/IB4U BASE (C), FX-PD w/SB4U BASE (C), FX-PD w/SB [Kidde] [SLC EST MODULES SENSORS] [*] [#2 SHARED ADDR ¦ SENSORS] DS-HFS (C), DS-PS (C), FX-HD w/IB4U BASE, FX-HD w/RB4U BASE, FX-HD w/SB4U BASE, FX-HD w/SB4U-LF BASE, FX-HD wB4U BASE, FX-PD w/B4U BASE (C), FX-PD w/IB4U BASE (C), FX-PD w/SB4U BASE (C), FX
b6205c73-3dfb-4301-847b-f976114c4030 | D129 |  |  | North | Consilium |  | Miscellaneous |  |  |  | Module | TRUE | 040005 + 5100774-00A | ++ | EV-H/CS Heat detector, Analogue, addressable 84°C Wet space IP67, incl. SCI | 1 | 0.0002 | 0.005 |  |  | 24 |  | TRUE | [5 empty] | #FFFF0000 | FA-D129 | 1 | FALSE | FALSE | FALSE | [20 empty] | THOR\acont | 2023-09-19 06:26 | THOR\acont | 2024-09-08 17:27 | Cloned from Consilium 5101060-00A + 5100774-00A | [Consilium] [SLC CONSILIUM] [*] [#1 SHARED ADDR ¦ ALL] 040000 + 5100774-00A, 040005 + 5100774-00A, 040020 + 5100776-00A + 5100774-00A, 040020 + 5200313-00A, 040030 + 5100776-00A + 5100774-00A, 040030 + 5200313-00A + 5100626-00B, 5101060-00A + 5100774-00A
fab74098-df6b-4901-8f2c-f977273c602b |  | RISER AMP |  | North | Potter |  | Cards & Components |  |  |  | Card | TRUE | SCA-5070INT (25V) | + | SINGLE CHANNEL 50W, 25V SELECTABLE INTEGRATED AMPLIFIER 3 | 1 | 0.05 | 0.138 |  | 50 | 24 |  | TRUE | [5 empty] | #FFFFFFFF |  |  | FALSE | FALSE | FALSE | 300 | [13 empty] | FALSE | [5 empty] | THOR\acont | 2024-05-07 10:03 | THOR\acont | 2024-10-09 10:48 | Cloned from Potter SCA-5070 (25V) Main Board | [Potter] [V-LINK] [#2 V-LINK] DCA-10025 (25V) Main Board, DCA-10025 (70V) Main Board, DCA-5025 (25V) Main Board, LOC-1000 Main Board, SCA-10070 (25V) Main Board, SCA-10070 (70V) Main Board, SCA-2525 (25V) Main Board, SCA-2570 (25V) Main Board, SCA-2570 ( [Potter] [AUX POWER] [*] [AUX INPUT] SCA-5070INT (25V), SCA-5070INT (70V) [Potter] [P-LINK] [*] [P-LINK] DCA-10025 (25V) Main Board, DCA-10025 (70V) Main Board, DCA-5025 (25V) Main Board, FFT-1000 Main Board, LOC-1000 Main Board, SCA-10070 (25V) Main Board, SCA-10070 (70V) Main Board, SCA-2525 (25V) Main Board, SCA-2570 (25V) | [Potter] SCA-5070INT (25V)
2255e48e-228c-4690-b659-f97783f27f5e | NFPA 170 SOLENOID VALVE |  |  | North | Tyco |  | Solenoid |  |  |  | Module | TRUE | 52-287-1-124 |  | 20-300 (1,4-20,7) 24 VDC | 1 | 0 | 0.83 |  |  |  |  | FALSE | [5 empty] | #FFFF0000 | FA-NFPA 170 SOLENOID VALVE | 1 | FALSE | FALSE | FALSE | 1701 | [13 empty] | FALSE | [5 empty] | DESKTOP-7SAL8M7\acont | 2020-09-18 16:26 | THOR\acont | 2024-09-08 17:27 | Cloned from Tyco 52-287-1-024 | [Tyco] [AUX POWER, RELEASING] [*] [INPUT TYPE] 52-287-1-024, 52-287-1-124, 52-287-1-224
4805fbb9-baef-493e-a269-f977dfa997e0 | NFPA 170 STROBE WALL |  |  | North | Federal Signal |  | Strobe |  |  |  | Module | TRUE | FSEX-HI-MOD | ++ | Explosion Proof Hearing Impaired Strobe Light | 1 | [6 empty] | FALSE | [5 empty] | #FF0070C0 | FA-NFPA 170 STROBE WALL | 1 | FALSE | FALSE | FALSE | 2023 | [13 empty] | FALSE |  |  | XP |  |  | THOR\acont | 2024-07-26 11:51 | THOR\acont | 2024-09-08 17:27 | Cloned from Potter FSEX-24 PMR | [Federal Signal] [NAC] FSEX-HI-MOD
54a33109-b275-48e8-b566-f9792ab44c65 |  |  |  | North | Bosch |  | Hardware |  |  |  | Hardware | TRUE | D1218 | ++ | Standby Battery (12 V, 18 Ah) | 1 | [12 empty] | #FFFFFFFF |  |  | FALSE | FALSE | FALSE | [20 empty] | DESKTOP-7EIEB7A\acont | 2022-08-25 15:32 | THOR\acont | 2024-10-09 10:48 | Cloned from Bosch D126 CLONED
e21eef33-8011-4541-8829-f97b211a86ba | NFPA 170 EM SPEAKER STROBE WALL |  |  | North | Block Definition Only |  | Speaker/Strobe |  |  |  | Module | TRUE | NFPA 170 EM SPEAKER STROBE WALL |  | NFPA 170 EM SPEAKER STROBE WALL | 1 | [12 empty] | #FF0070C0 | FA-NFPA 170 EM SPEAKER STROBE WALL | 1 | FALSE | FALSE | FALSE | 2006 | [19 empty] | AULAPTOP-PC\Aulaptop | 2020-03-26 07:41 | THOR\acont | 2024-09-08 17:27
0f3477c0-c2f5-4fa9-a0d3-f97e470b9301 | NFPA 170 VALVE SUPERVISORY SWITCH |  |  | North | Potter |  | Valve Supervisory Switch |  |  |  | Module | TRUE | CSS-10 | ++ | CoilKeeper Solenoid Supervisory Switch | 1 | 0.02 | 0.04 |  |  |  |  | FALSE |  |  | UV and impact resistant polycarbonate | 4.38” W x 4.00” H x 1.90” D |  | #FFFF0000 | FA-NFPA 170 VALVE SUPERVISORY SWITCH | 1 | FALSE | FALSE | FALSE | 1701 | [13 empty] | FALSE | [5 empty] | THOR\acont | 2024-01-05 12:45 | THOR\acont | 2024-09-08 17:27 | Cloned from Potter CSS-25 | [Potter] [IDC] 09 [MONITOR] CSS-10, CSS-25 [Potter] [AUX POWER] [#2 INPUT TYPE] CSS-10, CSS-25 [Potter] [AUX POWER, RELEASING] [*] [INPUT TYPE] CSS-10, CSS-25 [Potter] [AUX POWER] [*] [#1 INPUT TYPE] CSS-10, CSS-25
3ffb80af-e0c0-46eb-93ac-f980a9307cd8 | NFPA 170 SPEAKER STROBE |  |  | North | Edwards |  | Speaker/Strobe |  |  |  | Module | TRUE | G4SVRF |  | Speaker/Strobe, Wall, Red, FIRE | 1 | [6 empty] | FALSE | FALSE | GRSW-10 | G4RSB |  |  | #FF0070C0 | FA-NFPA 170 SPEAKER STROBE | 1 | FALSE | FALSE | FALSE | 2019 | [13 empty] | FALSE |  |  | C |  |  | DESKTOP-7SAL8M7\acont | 2020-09-15 08:46 | THOR\acont | 2025-02-25 13:49 | Cloned from Edwards GCSVRF | [Edwards, Hochiki, Kidde] [AUDIO 70.7v] [70V AUDIO] EG4SRF, EG4SRN, EG4SVRF, EG4SVRN, EG4SVWA, EG4SVWF, EG4SVWN, EG4SWA, EG4SWF, EG4SWN, G4SRF, G4SRN, G4SVRF, G4SVRN, G4SVWA, G4SVWF, G4SVWN, G4SWA, G4SWF, G4SWN, WGSRA, WGSRF, WGSRF-FR, WGSRF-SP, WGSRN, W [Edwards, Hochiki, Kidde] [AUDIO 25v] [25V AUDIO] EG4SRF, EG4SRN, EG4SVRF, EG4SVRN, EG4SVWA, EG4SVWF, EG4SVWN, EG4SWA, EG4SWF, EG4SWN, G4SRF, G4SRN, G4SVRF, G4SVRN, G4SVWA, G4SVWF, G4SVWN, G4SWA, G4SWF, G4SWN, WGSRA, WGSRF, WGSRF-FR, WGSRF-SP, WGSRN, WGS [Edwards, Kidde] [AUDIO 70.7v] [70V AUDIO] G4F-S7, G4F-S7V1575, G4F-S7VM, G4HFRF-S7, G4HFRF-S7VMC, G4HFRN-S7, G4HFRN-S7VMC, G4HFWA-S7, G4HFWA-S7VMA, G4HFWA-S7VMC, G4HFWF-S7, G4HFWF-S7VMC, G4HFWN-S7, G4HFWN-S7VMA, G4HFWN-S7VMB, G4HFWN-S7VMC, G4RF-S7, G4RF [Edwards, Kidde] [NAC] [24 VDC] EG4SVRF, EG4SVRN, EG4SVWA, EG4SVWF, EG4SVWN, G4SVRF, G4SVRN, G4SVWA, G4SVWF, G4SVWN [Edwards, Kidde] [NAC] [24 FWR] EG4SVRF, EG4SVRN, EG4SVWA, EG4SVWF, EG4SVWN, G4SVRF, G4SVRN, G4SVWA, G4SVWF, G4SVWN [Edwards, Kidde] [AUDIO 25v] [25V AUDIO] EGCF-S2VMH (C), G4F-S2, G4F-S2V1575, G4F-S2VM, G4HFRF-S2, G4HFRF-S2VMC, G4HFRN-S2, G4HFRN-S2VMC, G4HFWA-S2, G4HFWA-S2VMA, G4HFWA-S2VMC, G4HFWF-S2, G4HFWF-S2VMC, G4HFWN-S2, G4HFWN-S2VMA, G4HFWN-S2VMC, G4RF-S2, G4RF
0c818ea5-b1d1-4c49-8b13-f984d005ee10 | NFPA 170 SPEAKER CEILING |  |  | North | Siemens |  | Speaker |  |  |  | Module | TRUE | SLSPCW-AL | S54329-F50-A2 | SLSPCW-AL SPK,CLG,WHT,ALERT | 1 | [7 empty] | TRUE |  |  |  |  | #FF0070C0 | FA-NFPA 170 SPEAKER CEILING | 1 | FALSE | FALSE | FALSE | 2019 | [16 empty] | C |  |  | DESKTOP-7SAL8M7\acont | 2019-08-13 09:04 | THOR\acont | 2024-09-08 17:27 |  | [Siemens] [AUDIO 25v] [25V AUDIO] SL2SPSCW-F (C), SLSPCR-A (C), SLSPCR-AL (C), SLSPCR-F (C), SLSPCR-N (C), SLSPCW-A (C), SLSPCW-AL (C), SLSPCW-F (C), SLSPCW-N (C), SLSPSCR-A (C), SLSPSCR-AL (C), SLSPSCR-ALA (C), SLSPSCR-F (C), SLSPSCR-N (C), SLSPSCR-NA ( [Siemens] [AUDIO 70.7v] [70V AUDIO] SL2SPSCW-F (C), SLSPCR-A (C), SLSPCR-AL (C), SLSPCR-F (C), SLSPCR-N (C), SLSPCW-A (C), SLSPCW-AL (C), SLSPCW-F (C), SLSPCW-N (C), SLSPSCR-A (C), SLSPSCR-AL (C), SLSPSCR-ALA (C), SLSPSCR-F (C), SLSPSCR-N (C), SLSPSCR-NA
e9e4e71f-7764-47e2-bdaa-f9871cb767b5 | NFPA 170 DIGITAL ALARM COMMNUCATOR TRANSMITTER | RISER DACT |  | North | Notifier |  | Communicator |  |  |  | Module | TRUE | 411 | + | Slave Digital Alarm Communicator Transmitters | 1 | 0.064 | 0.12 |  |  |  |  | TRUE | FALSE |  |  |  |  | #FFFF0000 | FA-NFPA 170 DIGITAL ALARM COMMNUCATOR TRANSMITTER | 1 | FALSE | FALSE | FALSE | 250 | [13 empty] | FALSE | [5 empty] | DESKTOP-7SAL8M7\acont | 2019-09-30 13:11 | THOR\acont | 2024-09-08 17:27 | Cloned from Firelite 411 |  | [Notifier] 411
e2d26a54-1af8-4b99-8b9d-f9885a1f0fe8 | NFPA 170 HEAT DETECTOR |  |  | North | Potter |  | Heat Detector |  |  |  | Module | TRUE | PAD100-HD w/PAD100-SPKB | + | Heat Detector with 6" Base with Speaker Module Included | 1 | 0.00045 | 0.00045 |  |  |  |  | FALSE | [5 empty] | #FFFF0000 | FA-NFPA 170 HEAT DETECTOR | 1 | FALSE | FALSE | FALSE | 1403 | [13 empty] | FALSE |  |  | SB |  |  | DESKTOP-7SAL8M7\acont | 2020-02-21 07:06 | THOR\acont | 2024-09-08 17:27 | Cloned from Potter PAD100-HD w/PAD100-SB | [Potter] [AUDIO 70.7v] [70V AUDIO] PAD100-CD w/PAD100-SPKB, PAD100-HD w/PAD100-SPKB, PAD100-PD w/PAD100-SPKB (C), PAD100-PHD w/PAD100-SPKB (C), PAD100-PHD w/PAD100-SPKB (Split) (C), PAD100-SPKB, PAD200-PCD w/PAD100-SPKB (C), PAD200-PCD w/PAD100-SPKB (Spl [Potter] [AUDIO 25v] [25V AUDIO] PAD100-CD w/PAD100-SPKB, PAD100-HD w/PAD100-SPKB, PAD100-PD w/PAD100-SPKB (C), PAD100-PHD w/PAD100-SPKB (C), PAD100-PHD w/PAD100-SPKB (Split) (C), PAD100-SPKB, PAD200-PCD w/PAD100-SPKB (C), PAD200-PCD w/PAD100-SPKB (Split [Potter] [SLC PAD] [*] [#2 SHARED ADDR ¦ SENSORS] PAD100-CD w/PAD100-4DB, PAD100-CD w/PAD100-6DB, PAD100-CD w/PAD100-IB, PAD100-CD w/PAD100-LFSB, PAD100-CD w/PAD100-RB, PAD100-CD w/PAD100-SB, PAD100-CD w/PAD100-SPKB, PAD100-DUCT (C), PAD100-DUCTR (C), PA
7b72c94b-ed16-43e4-a356-f988fe80df66 | NFPA 170 STROBE WALL |  |  | North | Eaton Wheelock |  | Strobe |  |  |  | Module | TRUE | ZRS-MCW-FW |  | Strobe, 24 VDC, white, Wall mount with easy snap base | 1 | 0 | 0.092 |  |  |  |  | FALSE | FALSE |  |  |  |  | #FF0070C0 | FA-NFPA 170 STROBE WALL | 1 | FALSE | FALSE | FALSE | 2023 | [13 empty] | FALSE | [7 empty] | THOR\acont | 2024-09-08 17:27 |  | [Eaton Wheelock] [NAC] ZRS-MCW-FR, ZRS-MCW-FW
4f43f72f-461f-4185-8281-f98bb76b7623 | EMP7 PANEL | 4-CAB16D-DR MOUNTED ON 3-CAB7B |  | North | Edwards |  | Enclosure |  |  |  | Assembly | TRUE | EMP-7 |  | Emergency Paging Panel | 1 | [6 empty] | TRUE | [5 empty] | #FFFF0000 | FA-EMP7 PANEL | 1 | FALSE | FALSE | FALSE | [20 empty] | HOMEAUGUSTXPS-1\aucon | 2021-07-22 11:22 | THOR\acont | 2024-09-08 17:27 | Cloned from Edwards EMP-5
45341291-736f-413e-bb0f-f98be4b8f0c5 | NFPA 170 SURGE SUPPRESSOR |  |  | North | Ditek |  | Surge Supressor |  |  |  | Assembly | TRUE | DTK-2MHLP24B w/DTK-4MB |  | 8 Pair / 4 Wire Surge Module w/Base for PIV, NAC, IDC etc. | 1 | [6 empty] | TRUE | [5 empty] | #FFFF0000 | FA-NFPA 170 SURGE SUPPRESSOR | 1 | FALSE | FALSE | FALSE | [14 empty] | FALSE |  |  | 24v¦8 |  |  | DESKTOP-7EIEB7A\acont | 2020-12-11 11:47 | THOR\acont | 2024-09-08 17:27 | Cloned from Ditek DTK-2MHLP24B w/DTK-2MB CLONED | [Ditek, Monaco Enterprises, WBOX] [SURGE PROTECTION] [ALL DEVICES ++] 0E-SPROACHW, 210-524-00, DTK-120HW, DTK-120HWLOK, DTK-120HW-SS, DTK-120SRD, DTK-120X12, DTK-1F, DTK-1FF, DTK-2MHLP24B, DTK-2MHLP24B w/DTK-2MB, DTK-2MHLP24B w/DTK-3MB, DTK-2MHLP24B w/DT
f8cfc9a1-cb3d-4e95-a944-f994a6f815c1 |  |  |  | North | Bosch |  | Hardware |  |  |  | Hardware | TRUE | D56 | ++ | Conduit box, surface-mount, white | 1 | [12 empty] | #FFFFFFFF |  |  | FALSE | FALSE | FALSE | [20 empty] | DESKTOP-7EIEB7A\acont | 2022-07-25 08:25 | THOR\acont | 2024-10-09 10:48 | Cloned from Bosch D55
6fab8821-a0bf-444a-b181-f9a92e0dc3c8 | NFPA 170 DOOR HOLDER |  |  | North | Simplex |  | Door Holder |  |  |  | Module | TRUE | DH24120FPC |  | DR HLDR,SEMI-FLUSH,CHRM | 1 | [6 empty] | TRUE | [5 empty] | #FFFF0000 | FA-NFPA 170 DOOR HOLDER | 1 | FALSE | FALSE | FALSE | 2500 | [19 empty] | ALIENWIN10\AugWin7 | 2019-07-01 11:52 | THOR\acont | 2024-09-08 17:27 | Cloned from New Part CLONED CLONED CLONED CLONED CLONED CLONED CLONED CLONED
e41abc6b-363a-4bf5-99c1-f9af738f9e15 | NFPA 170 SPEAKER WALL |  |  | North | Edwards |  | Speaker |  |  |  | Module | TRUE | 90243A-803-06-L | UL1480 HyperSpike LineWave Loudspeaker Array 8 White | HyperSpike UL LineWave line array loudspeaker 8 White | 1 | [12 empty] | #FF0070C0 | FA-NFPA 170 SPEAKER WALL | 1 | FALSE | FALSE | FALSE | 2021 | [16 empty] | X8 |  |  | HOMEAUGUSTXPS-1\aucon | 2021-01-25 12:46 | THOR\acont | 2024-09-08 17:27 | August Added Hyperspike | [Edwards] [AUDIO 25v] 90243A-803-01-L, 90243A-803-05-L, 90243A-803-06-L, 90243A-803-07-L [Edwards] [AUDIO 70.7v] 90243A-803-01-L, 90243A-803-05-L, 90243A-803-06-L, 90243A-803-07-L
308aef1e-1522-4504-9e41-f9b3def5bba4 | NFPA 170 SMOKE CO DETECTOR |  |  | North | Kidde |  | Smoke/CO Detector |  |  |  | Module | TRUE | KIR-PCD w/KI-RB BASE | ++ | Multisensor Smoke and CO Detector | 1 | 3.2e-05 | 3.2e-05 |  |  |  |  | FALSE | TRUE |  |  |  |  | #FFFF0000 | FA-NFPA 170 SMOKE CO DETECTOR | 1 | FALSE | FALSE | FALSE | 1408 | [13 empty] | FALSE | [5 empty] | DESKTOP-7EIEB7A\acont | 2023-05-24 19:32 | THOR\acont | 2024-09-08 17:27 | Cloned from Kidde KI-PCD w/KI-RB BASE | [Edwards, Kidde] [SLC EST MODULES/SENSORS] 01 [*] [iO64] DS-HFS (C), DS-PS (C), FX-HD w/IB4U BASE, FX-HD w/RB4U BASE, FX-HD w/SB4U BASE, FX-HD w/SB4U-LF BASE, FX-HD wB4U BASE, FX-PD w/B4U BASE (C), FX-PD w/IB4U BASE (C), FX-PD w/SB4U BASE (C), FX-PD w/SB [Kidde] [SLC EST SENSORS] [*] [#4 TYPE ADDR ¦ SENSORS] DS-HFS (C), DS-PS (C), FX-HD w/IB4U BASE, FX-HD w/RB4U BASE, FX-HD w/SB4U BASE, FX-HD w/SB4U-LF BASE, FX-HD wB4U BASE, FX-PD w/B4U BASE (C), FX-PD w/IB4U BASE (C), FX-PD w/SB4U BASE (C), FX-PD w/SB4U [Kidde] [SLC EST MODULES SENSORS] [*] [#2 SHARED ADDR ¦ SENSORS] DS-HFS (C), DS-PS (C), FX-HD w/IB4U BASE, FX-HD w/RB4U BASE, FX-HD w/SB4U BASE, FX-HD w/SB4U-LF BASE, FX-HD wB4U BASE, FX-PD w/B4U BASE (C), FX-PD w/IB4U BASE (C), FX-PD w/SB4U BASE (C), FX [Edwards, Kidde] [SLC EST SENSORS] 01 [*] [EST3, iO1000] DS-HFS (C), DS-PS (C), FX-HD w/IB4U BASE, FX-HD w/RB4U BASE, FX-HD w/SB4U BASE, FX-HD w/SB4U-LF BASE, FX-HD wB4U BASE, FX-PD w/B4U BASE (C), FX-PD w/IB4U BASE (C), FX-PD w/SB4U BASE (C), FX-PD w/SB
2484a05e-7758-4e31-b46f-f9b50b533b08 | NFPA 170 HEAT DETECTOR |  |  | North | Simplex |  | Heat Detector |  |  |  | Module | TRUE | 4098-9612E w/4098-9788E | + | Electronic Heat Detector 2-Wire 135° F (57° C), High Humidity | 1 | 0.0001 | 0.086 |  |  |  |  | TRUE | TRUE |  |  |  |  | #FFFF0000 | FA-NFPA 170 HEAT DETECTOR | 1 | FALSE | FALSE | FALSE | 1403 | [16 empty] | 135 |  |  | THOR\acont | 2024-02-22 15:26 | THOR\acont | 2024-09-08 17:27 | Cloned from Simplex 4098-9612E w/4098-9682E CLONED | [Autocall, Simplex] [IDC] 02 [*] 4090-9008, 4098-9612E w/4098-9683E (C), 4098-9612E w/4098-9684E (C), 4098-9612E w/4098-9788E (C), 4098-9613E w/4098-9683E (C), 4098-9613E w/4098-9684E (C), 4098-9613E w/4098-9788E (C), 4098-9614E w/4098-9683E (C), 4098-96 | [Autocall, Simplex] 4098-9612 w/4098-9682, 4098-9612E w/4098-9682E, 4098-9612E w/4098-9683E, 4098-9612E w/4098-9684E, 4098-9612E w/4098-9788E, 4098-9613 w/4098-9682, 4098-9613E w/4098-9682E, 4098-9613E w/4098-9683E, 4098-9613E w/4098-9684E, 4098-9613E w/4
9869813c-e67d-4ce7-820f-f9b659aad9aa |  |  |  | North | Edwards |  | Hardware |  |  |  | Hardware | TRUE | CV10905 |  | 3/4" CPVC 45° socket elbow, Bag of 20 | 1 | [6 empty] | FALSE | [5 empty] | #FFFFFFFF |  |  | FALSE | FALSE | FALSE | [14 empty] | FALSE | [7 empty] | THOR\acont | 2024-10-09 10:48
4d148b6c-519b-4f2e-a2f2-f9b68de87ec0 | NFPA 170 SPEAKER STROBE |  |  | North | Kidde |  | Speaker/Strobe |  |  |  | Module | TRUE | WGSVRF-SP | ++ | Outdoor rated speaker strobe, wall, red, feugo | 1 | [6 empty] | FALSE | FALSE |  |  |  |  | #FF0070C0 | FA-NFPA 170 SPEAKER STROBE | 1 | FALSE | FALSE | FALSE | 2019 | [13 empty] | FALSE |  |  | WP |  |  | THOR\acont | 2024-12-19 13:51 | THOR\acont | 2024-12-19 13:57 | Cloned from Edwards WGSVRF-SP | [Edwards, Hochiki, Kidde] [AUDIO 25v] [25V AUDIO] EG4SRF, EG4SRN, EG4SVRF, EG4SVRN, EG4SVWA, EG4SVWF, EG4SVWN, EG4SWA, EG4SWF, EG4SWN, G4SRF, G4SRN, G4SVRF, G4SVRN, G4SVWA, G4SVWF, G4SVWN, G4SWA, G4SWF, G4SWN, WGSRA, WGSRF, WGSRF-FR, WGSRF-SP, WGSRN, WGS [Edwards, Kidde] [NAC] [VDC] WGSVRA, WGSVRF, WGSVRF-FR, WGSVRF-SP, WGSVRN, WGSVWA, WGSVWF, WGSVWF-FR, WGSVWF-SP, WGSVWN, WGVRA, WGVRF, WGVRF-FR, WGVRF-SP, WGVRN, WGVWA, WGVWF, WGVWF-FR, WGVWF-SP, WGVWN [Edwards, Hochiki, Kidde] [AUDIO 70.7v] [70V AUDIO] EG4SRF, EG4SRN, EG4SVRF, EG4SVRN, EG4SVWA, EG4SVWF, EG4SVWN, EG4SWA, EG4SWF, EG4SWN, G4SRF, G4SRN, G4SVRF, G4SVRN, G4SVWA, G4SVWF, G4SVWN, G4SWA, G4SWF, G4SWN, WGSRA, WGSRF, WGSRF-FR, WGSRF-SP, WGSRN, W
e9d4797d-160b-4e6f-8b40-f9c1912d168a |  |  |  | North | Evax |  | Cards & Components |  |  |  | Card | TRUE | EVX-25EM | + | 25W Voice Evacuation Module w/ mic | 1 | 0.18 | 2.5 |  |  |  |  | TRUE | [5 empty] | #FFFFFFFF |  |  | FALSE | FALSE | FALSE | [20 empty] | DESKTOP-7SAL8M7\acont | 2020-07-16 11:28 | THOR\acont | 2024-10-09 10:48 | Cloned from Hochiki EVX-25EM-H
59df1508-9e12-4360-8bf4-f9c1986afa97 | NFPA 170 REMOTE ANNUNCIATOR |  |  | North | MIRCOM |  | Remote Annunciator |  |  |  | Module | TRUE | RAM-216 | ++ | Zone Ancillary Annunciator | 1 | 0.035 | 0.14 |  |  |  |  | TRUE | [5 empty] | #FFFF0000 | FA-NFPA 170 REMOTE ANNUNCIATOR | 1 | FALSE | FALSE | FALSE | [14 empty] | FALSE | [5 empty] | THOR\acont | 2024-08-07 16:48 | THOR\acont | 2024-09-08 17:27 | Cloned from MIRCOM RAM-3318-LCD CLONED | [MIRCOM] [RS-485] MGD-32 Card, RAM-208, RAM-216, RAM-300LCD, RAM-3318-LCD, RAM-3500-LCD Card [MIRCOM] [AUX POWER] [*] MGD-32 Card, QX-MINI-LOC, QX-MINI-LOCMAIN, QX-MINI-LOC-W, QX-MINI-RM, QX-MINI-RMMIC, QX-MINI-RM-W, RAM-208, RAM-216, RAM-300LCD, RAM-3318-LCD, RAM-3500-LCD Card
49420540-5894-4bb6-864c-f9c885a3ecce | NFPA 170 SMOKE HEAT CO DETECTOR |  |  | North | Notifier |  | Smoke/Heat/CO Detector |  |  |  | Module | TRUE | FCO-951 w/B200S-WH | + | Addressable, low-profile device that provides fire, heat, and carbon monoxide (CO) detection, Sounder Base | 1 | 0.0003 | 0.0072 |  |  |  |  | FALSE | TRUE |  |  |  |  | #FFFF0000 | FA-NFPA 170 SMOKE HEAT CO DETECTOR | 1 | FALSE | FALSE | FALSE | 1408 | [13 empty] | FALSE |  |  | CO, SB |  |  | ALIENWIN10\AugWin7 | 2019-12-04 13:14 | THOR\acont | 2024-09-08 17:27 | Cloned from Notifier FCO-851 w/B200S | [Honeywell, Notifier, System Sensor] [SLC SENSORS] [*] [#4 TYPE ADDR ¦ SENSORS] 2251B (C), 2251-COPTIR (C), 2251-COPTIR w/B200S-WH (C), 2251TB (C), 2251TMB (C), 5251B (C), 5251B-WP (C), 5251H (C), 5251RB (C), 5251RB-WP (C), 7251 (C), 7251DH (C), DH200LP [Notifier, System Sensor] [AUX POWER] 2251-COPTIR w/B200S-WH (C), B200S, B200SR, B200S-WH, B210LP, FCO-851 w/B200S (C), FCO-951 w/B200S-WH (C), FCP-951 w/B200S-WH, FPC-951 w/B200S-IV (C), FPC-951 w/B200S-WH (C), FPTI-951 w/B200S-IV (C), FPTI-951 w/B200S- [Honeywell, Notifier, System Sensor] [SLC MODULES SENSORS] [*] [#2 SHARED ADDR ¦ SENSORS] 2251B (C), 2251-COPTIR (C), 2251-COPTIR w/B200S-WH (C), 2251TB (C), 2251TMB (C), 5251B (C), 5251B-WP (C), 5251H (C), 5251RB (C), 5251RB-WP (C), 7251 (C), 7251DH (C)
3e99954a-f19c-423d-9974-f9c9e64370f8 |  |  |  | North | Edwards |  | Hardware |  |  |  | Hardware | TRUE | 33-30698A |  | Spare ASD-640 Detector Head Assembly | 1 | [6 empty] | FALSE | [5 empty] | #FFFFFFFF |  |  | FALSE | FALSE | FALSE | [14 empty] | FALSE | [7 empty] | THOR\acont | 2024-10-09 10:48
c301bd62-c665-48aa-b84a-f9cc537ed59f |  |  |  | North | Siemens | [5 empty] | Module | TRUE | FS-1300 | S54430-F305-A1 | LONG RANGE SIMULATOR - SINGLE IR | 1 | [12 empty] | #FFFFFFFF |  |  | FALSE | FALSE | FALSE | [20 empty] | DESKTOP-7SAL8M7\acont | 2019-08-13 09:04 | THOR\acont | 2024-10-09 10:48
aa5a8382-f1ed-4f0b-881d-f9cdbe3223b4 |  |  |  | North | Edwards |  | Cards & Components |  |  |  | Card | TRUE | MN-HS64G1P |  | 640 Watt Non-Omni directional HPSA Assembly (1 of 5 Active Panels) with lockable NEMA 4 amplifier, 110V/60Hz. inverter/battery charger and electronics enclosure, lockable NEMA 4 battery enclosure (w/o batteries). Enclosures equipped with tamper switches. AC powered amplifier with DC backup. Edwards hard-wire interface included. Batteries and accessories are ordered separately. Gray colored speaker head. | 1 | [6 empty] | TRUE | [5 empty] | #FFFFFFFF |  |  | FALSE | FALSE | FALSE | [14 empty] | FALSE | [7 empty] | THOR\acont | 2024-10-09 10:48
7b1fa855-2874-4f20-bd0f-f9d5654bf1c2 | NFPA 170 FIRE PHONE |  |  | North | Simplex |  | Fire Phone |  |  |  | Module | TRUE | 2084-9003 | ++ | Firefighter Telephone Assembly with 2975-9053 backbox | 1 | [6 empty] | FALSE | [5 empty] | #FFFF0000 | FA-NFPA 170 FIRE PHONE | 1 | FALSE | FALSE | FALSE | [14 empty] | FALSE | [5 empty] | THOR\acont | 2025-02-04 12:31 |  |  | Cloned from Autocall A2084-9003 | [Autocall, Potter, Simplex] [FFT] [FFT] 2084-9001, 2084-9002, 2084-9003, 2084-9006, 2084-9007, 2084-9014, 2084-9018, 2084-9023, 2084-9024, A2084-9001, A2084-9002, A2084-9003, A2084-9006, A2084-9007, A2084-9014, A2084-9018, A2084-9023, A2084-9024, FFT-FPJ
b631876d-8ec2-40ed-a018-f9d8ca4d6efe | NFPA 170 SPEAKER WALL |  |  | North | Edwards |  | Speaker |  |  |  | Module | TRUE | G4RF-S2 |  | 25V Speaker, Red, running man, FIRE | 1 | [6 empty] | FALSE | [5 empty] | #FF0070C0 | FA-NFPA 170 SPEAKER WALL | 1 | FALSE | FALSE | FALSE | 2021 | [13 empty] | FALSE | [7 empty] | THOR\acont | 2024-09-08 17:27 |  | [Edwards, Kidde] [AUDIO 25v] [25V AUDIO] EGCF-S2VMH (C), G4F-S2, G4F-S2V1575, G4F-S2VM, G4HFRF-S2, G4HFRF-S2VMC, G4HFRN-S2, G4HFRN-S2VMC, G4HFWA-S2, G4HFWA-S2VMA, G4HFWA-S2VMC, G4HFWF-S2, G4HFWF-S2VMC, G4HFWN-S2, G4HFWN-S2VMA, G4HFWN-S2VMC, G4RF-S2, G4RF
255ced3e-d1d3-450b-bf1f-f9de74f5f3c9 | NFPA 170 JUNCTION BOX |  |  | North | Bosch |  | Junction Box |  |  |  | Module | TRUE | D56R | ++ | Conduit box, surface-mount, red | 1 | [12 empty] | #FF00B050 | FA-NFPA 170 JUNCTION BOX | 1 | FALSE | FALSE | FALSE | [20 empty] | DESKTOP-7EIEB7A\acont | 2022-07-25 08:25 | THOR\acont | 2024-09-08 17:27 | Cloned from Bosch D55 CLONED
42f1f8e8-0f0b-4676-89ee-f9e06e2149d6 |  |  |  | North | System Sensor |  | Cards & Components |  |  |  | Card | TRUE | B406B | ++ | Detector Base, 2-wire, 15-32 VDC | 1 | 0.00011 | [5 empty] | TRUE | FALSE |  |  |  |  | #FFFFFFFF |  |  | FALSE | FALSE | FALSE | [14 empty] | FALSE | [7 empty] | THOR\acont | 2024-10-09 10:48
f0fd5b50-8830-46ec-965d-f9eacad8c7b1 | NFPA 170 HEAT DETECTOR |  |  | North | Gamewell FCI |  | Heat Detector |  |  |  | Module | TRUE | ATD-L2F w/B210LP |  | Intelligent Addressable 135°F (57°C) Thermal Detector w/ Flashscan, Plug-in Detector Base | 1 | 0.0003 | 0.0003 |  |  |  |  | FALSE | TRUE | FLUSH |  | 4" SQ. DEEP | 3 "O" PLASTER RING | #FFFF0000 | FA-NFPA 170 HEAT DETECTOR | 1 | FALSE | FALSE | FALSE | 1403 |  |  | 7270-0028:0196 | [10 empty] | FALSE | [7 empty] | THOR\acont | 2024-09-08 17:27 | 20191121 AC Detector with base | [Gamewell FCI] [SLC MODULES SENSORS] [*] [#2 SHARED ADDR ¦ SENSORS] ADPF (C), ASD-PL2F w/B200S-LF-WH (C), ASD-PL2F w/B210LP (C), ASD-PL2FR (C), ASD-PL3 w/B200S-LF-WH (C), ASD-PL3 w/B200SR-LF-WH (C), ASD-PL3 w/B200SR-WH (C), ASD-PL3 w/B224BI-WH (C), ASD-P [Gamewell FCI] [SLC SENSORS] [*] [#4 TYPE ADDR ¦ SENSORS] ADPF (C), ASD-PL2F w/B200S-LF-WH (C), ASD-PL2F w/B210LP (C), ASD-PL2FR (C), ASD-PL3 w/B200S-LF-WH (C), ASD-PL3 w/B200SR-LF-WH (C), ASD-PL3 w/B200SR-WH (C), ASD-PL3 w/B224BI-WH (C), ASD-PL3 w/B224R
f2f8767e-f942-4a6d-87cf-f9eb957903cd | NFPA 170 STROBE WALL |  |  | North | Eaton Wheelock |  | Strobe |  |  |  | Module | TRUE | ELSTR-N | + | WALL STROBE, RED, NONE | 1 | [6 empty] | TRUE | [5 empty] | #FF0070C0 | FA-NFPA 170 STROBE WALL | 1 | FALSE | FALSE | FALSE | 2020 | [19 empty] | DESKTOP-7EIEB7A\acont | 2021-04-29 09:43 | THOR\acont | 2024-09-08 17:27 | Cloned from Eaton Wheelock ELSTR | [Eaton Wheelock] [NAC] [24VDC] ELSTR, ELSTR-A, ELSTR-AL, ELSTR-ALA, ELSTR-N, ELSTR-NA, ELSTW, ELSTW-A, ELSTW-AL, ELSTW-ALA, ELSTW-EV, ELSTW-N, ELSTW-NA, STR, STW
2c6ff07b-ecf5-4844-9549-f9f279955c4b | NFPA 170 SMOKE DETECTOR |  |  | North | Bosch |  | Smoke Detector |  |  |  | Module | TRUE | F220-P w/F220-B6 | + | Photoelectric smoke detector head w/12/24 VDC Two-wire Base | 1 | 0.00012 | 0.02 |  |  |  |  | FALSE | [5 empty] | #FFFF0000 | FA-NFPA 170 SMOKE DETECTOR | 1 | FALSE | FALSE | FALSE | 1403 | [13 empty] | FALSE | [5 empty] | DESKTOP-7EIEB7A\acont | 2021-10-28 13:46 | THOR\acont | 2024-09-08 17:27 | Cloned from Bosch F220-135 w/F220-B6 | [Bosch] [IDC] 03 F220-135 w/F220-B6, F220-P w/F220-B6, F220-PTH w/F220-B6 (C), FCC-380 (C)
acb504f6-e68c-4b98-aee9-f9f2e5d33b23 | NFPA 170 EM SPEAKER STROBE WALL |  |  | North | Siemens |  | Speaker/Strobe |  |  |  | Module | TRUE | SET-CMC-R-MNS-ALERT | S54301-Z105-A1 | MNS Clear Speaker Strobe, multi Candela: Wall Mount, Red − ‘ALERT’ | 1 | [12 empty] | #FF0070C0 | FA-NFPA 170 EM SPEAKER STROBE WALL | 1 | FALSE | FALSE | FALSE | 2006 | [19 empty] | DESKTOP-7SAL8M7\acont | 2019-08-13 09:04 | THOR\acont | 2024-09-08 17:27 | B,T | [Siemens] [NAC] [VDC CEILING] SET-CMC-CR-MNS-ALERT (C), SET-CMC-CW-MNS-ALERT (C), SET-CMC-R-MNS-ALERT, SET-CMC-W-MNS-ALERT, ST-CMC-CR-MNS-ALRT (C), ST-CMC-CW-MNS-ALRT (C), ST-CMC-RETRO-R-MNS, ST-CMC-RETRO-W-MNS, ST-CMC-R-MNS-ALERT, ST-CMC-W-MNS-ALERT [Siemens] [NAC] [VFWR WALL] SET-CMC-CR-MNS-ALERT (C), SET-CMC-CW-MNS-ALERT (C), SET-CMC-R-MNS-ALERT, SET-CMC-W-MNS-ALERT, ST-CMC-CR-MNS-ALRT (C), ST-CMC-CW-MNS-ALRT (C), ST-CMC-RETRO-R-MNS, ST-CMC-RETRO-W-MNS, ST-CMC-R-MNS-ALERT, ST-CMC-W-MNS-ALERT [Siemens] [AUDIO 25v] [25V AUDIO] SET-AMC-CR-MNS-ALERT (C), SET-AMC-CW-MNS-ALERT (C), SET-AMC-R-MNS-ALERT, SET-AMC-W-MNS-ALERT, SET-CMC-CR-MNS-ALERT (C), SET-CMC-CW-MNS-ALERT (C), SET-CMC-R-MNS-ALERT, SET-CMC-W-MNS-ALERT, SET-CR (C), SET-CW (C), SET-HMC- [Siemens] [AUDIO 70.7v] [70V AUDIO] SET-AMC-CR-MNS-ALERT (C), SET-AMC-CW-MNS-ALERT (C), SET-AMC-R-MNS-ALERT, SET-AMC-W-MNS-ALERT, SET-CMC-CR-MNS-ALERT (C), SET-CMC-CW-MNS-ALERT (C), SET-CMC-R-MNS-ALERT, SET-CMC-W-MNS-ALERT, SET-CR (C), SET-CW (C), SET-HM [Siemens] [NAC] [VFWR CEILING] SET-CMC-CR-MNS-ALERT (C), SET-CMC-CW-MNS-ALERT (C), SET-CMC-R-MNS-ALERT, SET-CMC-W-MNS-ALERT, ST-CMC-CR-MNS-ALRT (C), ST-CMC-CW-MNS-ALRT (C), ST-CMC-RETRO-R-MNS, ST-CMC-RETRO-W-MNS, ST-CMC-R-MNS-ALERT, ST-CMC-W-MNS-ALERT [Siemens] [NAC] [VDC WALL] SET-CMC-CR-MNS-ALERT (C), SET-CMC-CW-MNS-ALERT (C), SET-CMC-R-MNS-ALERT, SET-CMC-W-MNS-ALERT, ST-CMC-CR-MNS-ALRT (C), ST-CMC-CW-MNS-ALRT (C), ST-CMC-RETRO-R-MNS, ST-CMC-RETRO-W-MNS, ST-CMC-R-MNS-ALERT, ST-CMC-W-MNS-ALERT
8cda521f-89f9-4ae2-9198-f9f63c8e1c88 | NFPA 170 HORN CEILING |  |  | North | System Sensor |  | Horn |  |  |  | Module | TRUE | HCWL-LF | + | LF Sounder Strobe, Ceiling, White | 1 | 0 | 0.047 |  |  |  |  | FALSE | TRUE |  |  |  |  | #FF0070C0 | FA-NFPA 170 HORN CEILING | 1 | FALSE | FALSE | FALSE | 2011 | [13 empty] | FALSE |  |  | LF |  |  | DESKTOP-7SAL8M7\acont | 2020-01-28 07:20 | THOR\acont | 2024-09-08 17:27 | Cloned from System Sensor HGWL-LF | [Notifier, System Sensor] [NAC] [VDC. TEMPORAL LOW] HCRL-LF (C), HCWL-LF (C), HGRL-LF, HGWL-LF, HRL-LF, HRL-LF w/ WAV-RL, HWL-LF, HWL-LF w/ WAV-WL [Notifier, System Sensor] [NAC] [VDC. TEMPORAL HIGH] HCRL-LF (C), HCWL-LF (C), HGRL-LF, HGWL-LF, HRL-LF, HRL-LF w/ WAV-RL, HWL-LF, HWL-LF w/ WAV-WL [Notifier, System Sensor] [NAC] [VFWR. TEMPORAL LOW] HCRL-LF (C), HCWL-LF (C), HGRL-LF, HGWL-LF, HRL-LF, HRL-LF w/ WAV-RL, HWL-LF, HWL-LF w/ WAV-WL [Notifier, System Sensor] [NAC] [VFWR. TEMPORAL HIGH] HCRL-LF (C), HCWL-LF (C), HGRL-LF, HGWL-LF, HRL-LF, HRL-LF w/ WAV-RL, HWL-LF, HWL-LF w/ WAV-WL
9d8463c5-dad0-4094-a0d7-f9fb8a050627 | NFPA 170 REMOTE TEST SWITCH |  |  | North | Edwards |  | REMOTE TEST SWITCH |  |  |  | Module | TRUE | SD-TRM4 |  | SuperDuct, Remote test/reset station, magnetic - 4-wire | 1 | [6 empty] | FALSE | [5 empty] | #FFFF0000 | FA-NFPA 170 REMOTE TEST SWITCH | 1 | FALSE | FALSE | FALSE | 914 | [13 empty] | FALSE | [7 empty] | THOR\acont | 2024-09-08 17:27 |  | [Edwards, Kidde] [RTS] C-DTS, EC-LLT, SD-TRK, SD-TRK4, SD-TRM, SD-TRM4, SIGA-DTS
5a2b272d-6494-493c-9937-fa0180f13731 | NFPA 170 SMOKE DETECTOR |  |  | North | Edwards |  | Smoke Detector |  |  |  | Module | TRUE | SIGA-PHS w/SIGA-AB4GT BASE | ++ | 3D Multisensor Detector | 1 | 4.5e-05 | 4.5e-05 |  |  |  |  | FALSE | TRUE |  |  |  |  | #FFFF0000 | FA-NFPA 170 SMOKE DETECTOR | 1 | FALSE | FALSE | FALSE | 1408 | [13 empty] | FALSE | [7 empty] | THOR\acont | 2024-10-09 10:48 | 20191121 AC Detector with base | [Edwards, Kidde] [SLC EST MODULES/SENSORS] 01 [*] [iO64] DS-HFS (C), DS-PS (C), FX-HD w/IB4U BASE, FX-HD w/RB4U BASE, FX-HD w/SB4U BASE, FX-HD w/SB4U-LF BASE, FX-HD wB4U BASE, FX-PD w/B4U BASE (C), FX-PD w/IB4U BASE (C), FX-PD w/SB4U BASE (C), FX-PD w/SB [Edwards, Kidde] [AUX POWER] KI-COD w/KI-ABDT BASE (C), KI-HCD w/KI-ABDT BASE, KI-HRD w/KI-ABDT BASE, KI-PCD w/KI-ABDT BASE (C), KI-PD w/KI-ABDT BASE (C), KI-PHCD w/KI-ABDT BASE (C), KI-PHD w/KI-ABDT BASE (C), KIR-COD w/KI-ABDT BASE (C), KIR-HCD w/KI-ABD [Edwards, Kidde] [SLC EST MODULES SENSORS] [*] [#2 SHARED ADDR ¦ SENSORS] KI-DDOS (C), SIGA2-COS w/SIGA-AB4G BASE, SIGA2-COS w/SIGA-AB4G-LF BASE, SIGA2-COS w/SIGA-AB4GT BASE, SIGA2-COS w/SIGA-IB BASE, SIGA2-COS w/SIGA-RB BASE, SIGA2-COS w/SIGA-SB BASE, S [Edwards, Kidde] [SLC EST SENSORS] 01 [*] [EST3, iO1000] DS-HFS (C), DS-PS (C), FX-HD w/IB4U BASE, FX-HD w/RB4U BASE, FX-HD w/SB4U BASE, FX-HD w/SB4U-LF BASE, FX-HD wB4U BASE, FX-PD w/B4U BASE (C), FX-PD w/IB4U BASE (C), FX-PD w/SB4U BASE (C), FX-PD w/SB [Edwards, Kidde] [SLC EST SENSORS] [*] [#4 TYPE ADDR ¦ SENSORS] KI-DDOS (C), SIGA2-COS w/SIGA-AB4G BASE, SIGA2-COS w/SIGA-AB4G-LF BASE, SIGA2-COS w/SIGA-AB4GT BASE, SIGA2-COS w/SIGA-IB BASE, SIGA2-COS w/SIGA-RB BASE, SIGA2-COS w/SIGA-SB BASE, SIGA2-HCOS
1c34d5ea-daf5-4a1d-b322-fa088d148297 | NFPA 170 STROBE WALL |  |  | North | Siemens |  | Strobe |  |  |  | Module | TRUE | SL2SWR-FB | S54329-F210-A1++ | Strobe, Wall, Clear, Red, Pictogram | 1 | [12 empty] | #FF0070C0 | FA-NFPA 170 STROBE WALL | 1 | FALSE | FALSE | FALSE | 2023 | [19 empty] | DESKTOP-7EIEB7A\acont | 2023-08-02 11:57 | THOR\acont | 2024-09-08 17:27 | Cloned from Siemens SL2SWR-F CLONED | [Siemens] [NAC] [16.0 – 33.0 VDC] SL2SPSWR-AL, SL2SPSWR-ALA, SL2SPSWR-F, SL2SPSWR-FB, SL2SPSWR-M, SL2SPSWR-N, SL2SPSWR-NA, SL2SPSWW-AL, SL2SPSWW-ALA, SL2SPSWW-F, SL2SPSWW-FB, SL2SPSWW-M, SL2SPSWW-N, SL2SPSWW-NA, SL2SWR-A, SL2SWR-AL, SL2SWR-ALA, SL2SWR-AL
4aa5a1e2-0d86-4a92-9576-fa1a2dc5e7c3 | NFPA 170 SMOKE DETECTOR |  |  | North | Hochiki |  | Smoke Detector |  |  |  | Module | TRUE | ALK-V w/SCI-B6 SHORT CIRCUIT ISOLATOR BASE | ALK-V SMOKE SENSOR | ALK-V SMOKE SENSOR w/SCI-B6 SHORT CIRCUIT ISOLATOR BASE | 1 | 0.00039 | 0.0008 |  |  |  |  | TRUE | TRUE |  | *Refer to Install Sheet |  |  | #FFFF0000 | FA-NFPA 170 SMOKE DETECTOR | 1 | FALSE | FALSE | FALSE | 1408 | [16 empty] | SCI |  |  | DESKTOP-0D6CQVA\lousc | 2019-10-12 10:14 | THOR\acont | 2024-09-08 17:27 | Cloned from Hochiki AIE-EA w/SCI-B6 SHORT CIRCUIT ISOLATOR BASE | [Hochiki, VES] [SLC HOCHIKI] 01 [*] [SLC] ACC-EN (C), ACD-V w/ASBL SOUNDER BASE (C), ACD-V w/HSB-NSA-6 STANDARD BASE (C), ACD-V w/SCI-B4 SHORT CIRCUIT ISOLATOR BASE (C), ACD-V w/SCI-B6 SHORT CIRCUIT ISOLATOR BASE (C), ACD-V w/YBN-NSA-4 STANDARD BASE (C),
27acd0f2-7cc2-48c4-9448-fa20737effc0 | NFPA 170 ADDRESSABLE INPUT MONITOR MODULE |  |  | North | Kidde |  | Addressable Module |  |  |  | Module | TRUE | FX-IDCWS | ++ | Analog Dual Input Waterflow-Supervisory Module | 1 | 0.00055 | 0.000725 |  |  |  |  | FALSE | [5 empty] | #FFFF0000 | FA-NFPA 170 ADDRESSABLE INPUT MONITOR MODULE | 1 | FALSE | FALSE | FALSE | 1000 | [13 empty] | FALSE | [5 empty] | DESKTOP-7EIEB7A\acont | 2021-12-16 15:13 | THOR\acont | 2024-09-08 17:27 | Cloned from Kidde GSA-WTM | [Edwards, Kidde] [SLC EST MODULES] 02 [EST3, iO1000 ] FX-IDC2B, FX-IDCWS, GSA-CT2, GSA-MCT2, GSA-REL, GSA-T3T4, GSA-WTM, SIGA-AA30, SIGA-AA50, SIGA-CC2, SIGA-CC2A, SIGA-CT2, SIGA-CT2I, SIGA-MCC2, SIGA-MCC2A, SIGA-MCT2, SIGA-MDM, SIGA-REL, SIGA-TCDR, SIGA [Kidde] [SLC EST MODULES SENSORS] [*] [#1 SHARED ADDR ¦ MODULES] 76-330002-101, 84-330002-001, FX-270, FX-278, FX-2WIRE, FX-IDC1A, FX-IDC1B, FX-IDC2B, FX-IDCWS, FX-ISO, FX-NAC, FX-RLY, GSA-CC1, GSA-CC1S, GSA-CC2, GSA-CR, GSA-CRH, GSA-CRR, GSA-CT1, GSA-CT [Kidde] [SLC EST MODULES] [*] [#3 TYPE ADDR ¦ MODULES] 76-330002-101, 84-330002-001, FX-270, FX-278, FX-2WIRE, FX-IDC1A, FX-IDC1B, FX-IDC2B, FX-IDCWS, FX-ISO, FX-NAC, FX-RLY, GSA-CC1, GSA-CC1S, GSA-CC2, GSA-CR, GSA-CRH, GSA-CRR, GSA-CT1, GSA-CT2, GSA-IO, [Edwards, Kidde] [SLC EST MODULES/SENSORS] 04 [iO64] FX-IDC2B, FX-IDCWS, GSA-CT2, GSA-MCT2, GSA-REL, GSA-WTM, SIGA-CC2, SIGA-CC2A, SIGA-CT2, SIGA-CT2I, SIGA-MCC2, SIGA-MCC2A, SIGA-MCT2, SIGA-REL, SIGA-WTM [Edwards, Kidde] [SLC EST MODULES/SENSORS] 02 [*] [iO64] 70-417008-001, FX-2WIRE, FX-IDC1A, FX-IDC1B, FX-IDC2B, FX-IDCWS, FX-NAC, GSA-CC1, GSA-CC1S, GSA-CC2, GSA-CT1, GSA-CT2, GSA-IO, GSA-MAB, GSA-MCC1, GSA-MCC1S, GSA-MCC2, GSA-MCT2, GSA-MIO, GSA-MM1, GS [Edwards, Kidde] [SLC EST MODULES] 01 [*] [EST3, iO1000 ] FX-2WIRE, FX-IDC1A, FX-IDC1B, FX-IDC2B, FX-IDCWS, FX-ISO, FX-NAC, GSA-CC1, GSA-CC1S, GSA-CC2, GSA-CT1, GSA-CT2, GSA-IO, GSA-MAB, GSA-MCC1, GSA-MCC1S, GSA-MCC2, GSA-MCT2, GSA-MIO, GSA-MM1, GSA-MRM1 | [Edwards, Kidde] FX-IDC2B, FX-IDCWS, GSA-CT2, GSA-MCT2, GSA-WTM, SIGA-CT2, SIGA-CT2I, SIGA-MCT2, SIGA-WTM
4ee17691-be2d-4365-b7ed-fa2a6c85252d | NFPA 170 EM SPEAKER STROBE CEILING |  |  | North | Siemens |  | Speaker/Strobe |  |  |  | Module | TRUE | SET-AMC-CR-MNS-ALERT | S54301-Z86-A1+ | MNS Amber Speaker Strobe, multi Candela: Ceiling Mount, Red − ‘ALERT’ | 1 | [7 empty] | TRUE |  |  |  |  | #FF0070C0 | FA-NFPA 170 EM SPEAKER STROBE CEILING | 1 | FALSE | FALSE | FALSE | 2005 | [16 empty] | C |  |  | DESKTOP-7SAL8M7\acont | 2019-08-13 09:04 | THOR\acont | 2024-09-08 17:27 | B,T | [Siemens] [AUDIO 25v] [25V AUDIO] SET-AMC-CR-MNS-ALERT (C), SET-AMC-CW-MNS-ALERT (C), SET-AMC-R-MNS-ALERT, SET-AMC-W-MNS-ALERT, SET-CMC-CR-MNS-ALERT (C), SET-CMC-CW-MNS-ALERT (C), SET-CMC-R-MNS-ALERT, SET-CMC-W-MNS-ALERT, SET-CR (C), SET-CW (C), SET-HMC- [Siemens] [AUDIO 70.7v] [70V AUDIO] SET-AMC-CR-MNS-ALERT (C), SET-AMC-CW-MNS-ALERT (C), SET-AMC-R-MNS-ALERT, SET-AMC-W-MNS-ALERT, SET-CMC-CR-MNS-ALERT (C), SET-CMC-CW-MNS-ALERT (C), SET-CMC-R-MNS-ALERT, SET-CMC-W-MNS-ALERT, SET-CR (C), SET-CW (C), SET-HM [Siemens] [NAC] [VDC WALL] SET-AMC-CR-MNS-ALERT (C), SET-AMC-CW-MNS-ALERT (C), SET-AMC-R-MNS-ALERT, SET-AMC-W-MNS-ALERT, ST-AMC-CR-MNS-ALRT (C), ST-AMC-CW-MNS-ALRT (C), ST-AMC-RETRO-R-MNS, ST-AMC-RETRO-W-MNS, ST-AMC-R-MNS-ALERT, ST-AMC-W-MNS-ALERT [Siemens] [NAC] [VFWR CEILING] SET-AMC-CR-MNS-ALERT (C), SET-AMC-CW-MNS-ALERT (C), SET-AMC-R-MNS-ALERT, SET-AMC-W-MNS-ALERT, ST-AMC-CR-MNS-ALRT (C), ST-AMC-CW-MNS-ALRT (C), ST-AMC-RETRO-R-MNS, ST-AMC-RETRO-W-MNS, ST-AMC-R-MNS-ALERT, ST-AMC-W-MNS-ALERT [Siemens] [NAC] [VFWR WALL] SET-AMC-CR-MNS-ALERT (C), SET-AMC-CW-MNS-ALERT (C), SET-AMC-R-MNS-ALERT, SET-AMC-W-MNS-ALERT, ST-AMC-CR-MNS-ALRT (C), ST-AMC-CW-MNS-ALRT (C), ST-AMC-RETRO-R-MNS, ST-AMC-RETRO-W-MNS, ST-AMC-R-MNS-ALERT, ST-AMC-W-MNS-ALERT [Siemens] [NAC] [VDC CEILING] SET-AMC-CR-MNS-ALERT (C), SET-AMC-CW-MNS-ALERT (C), SET-AMC-R-MNS-ALERT, SET-AMC-W-MNS-ALERT, ST-AMC-CR-MNS-ALRT (C), ST-AMC-CW-MNS-ALRT (C), ST-AMC-RETRO-R-MNS, ST-AMC-RETRO-W-MNS, ST-AMC-R-MNS-ALERT, ST-AMC-W-MNS-ALERT
b6037233-0793-46be-95fd-fa2b4180047f | NFPA 170 HEAT DETECTOR |  |  | North | Fenwal |  | Heat Detector |  |  |  | Module | TRUE | 27020-0 140°F |  | Horizontal, Flush Mount 140°F | 1 | [6 empty] | FALSE | TRUE |  |  |  |  | #FFFF0000 | FA-NFPA 170 HEAT DETECTOR | 1 | FALSE | FALSE | FALSE | 1403 | [13 empty] | FALSE |  |  | 140° |  |  | DESKTOP-7SAL8M7\acont | 2020-11-17 10:13 | THOR\acont | 2024-09-08 17:27 | Cloned from Thermotech 302-194 | [Fenwal] [IDC] 01 12-E27121-000-04-0T (C), 12-F27121-000-06-0T (C), 12-X27020-000 (C), 12-X27020-001 (C), 12-X27021-000 (C), 12-X27021-001 (C), 12-X27121-000-600 (C), 12-X27121-001-600 (C), 27020-0 140°F (C), 27020-0 190°F (C), 27020-1 140°F (C), 27021-0
42c6aaf0-fb88-418c-a308-fa2bb4f1c550 | NFPA 170 SMOKE HEAT CO DETECTOR |  |  | North | Kidde |  | Smoke/Heat/CO Detector |  |  |  | Module | TRUE | KIR-PHCD w/KI-RB BASE | ++ | Multisensor Smoke, Heat, and CO Detector | 1 | 3.2e-05 | 3.2e-05 |  |  |  |  | FALSE | TRUE |  |  |  |  | #FFFF0000 | FA-NFPA 170 SMOKE HEAT CO DETECTOR | 1 | FALSE | FALSE | FALSE | 1408 | [13 empty] | FALSE | [5 empty] | DESKTOP-7EIEB7A\acont | 2023-05-24 19:23 | THOR\acont | 2024-09-08 17:27 | Cloned from Kidde KI-PHCD w/KI-RB BASE | [Kidde] [SLC EST MODULES SENSORS] [*] [#2 SHARED ADDR ¦ SENSORS] DS-HFS (C), DS-PS (C), FX-HD w/IB4U BASE, FX-HD w/RB4U BASE, FX-HD w/SB4U BASE, FX-HD w/SB4U-LF BASE, FX-HD wB4U BASE, FX-PD w/B4U BASE (C), FX-PD w/IB4U BASE (C), FX-PD w/SB4U BASE (C), FX [Kidde] [SLC EST SENSORS] [*] [#4 TYPE ADDR ¦ SENSORS] DS-HFS (C), DS-PS (C), FX-HD w/IB4U BASE, FX-HD w/RB4U BASE, FX-HD w/SB4U BASE, FX-HD w/SB4U-LF BASE, FX-HD wB4U BASE, FX-PD w/B4U BASE (C), FX-PD w/IB4U BASE (C), FX-PD w/SB4U BASE (C), FX-PD w/SB4U [Edwards, Kidde] [SLC EST MODULES/SENSORS] 01 [*] [iO64] DS-HFS (C), DS-PS (C), FX-HD w/IB4U BASE, FX-HD w/RB4U BASE, FX-HD w/SB4U BASE, FX-HD w/SB4U-LF BASE, FX-HD wB4U BASE, FX-PD w/B4U BASE (C), FX-PD w/IB4U BASE (C), FX-PD w/SB4U BASE (C), FX-PD w/SB [Edwards, Kidde] [SLC EST SENSORS] 01 [*] [EST3, iO1000] DS-HFS (C), DS-PS (C), FX-HD w/IB4U BASE, FX-HD w/RB4U BASE, FX-HD w/SB4U BASE, FX-HD w/SB4U-LF BASE, FX-HD wB4U BASE, FX-PD w/B4U BASE (C), FX-PD w/IB4U BASE (C), FX-PD w/SB4U BASE (C), FX-PD w/SB
5701b899-0a25-4e44-81a1-fa2fcc5f9608 | NFPA 170 FIRE ALARM CONTROL UNIT | RISER FACP |  | North | Edwards |  | Fire Alarm Control Unit |  |  |  | Assembly | TRUE | FSP502G |  | FACP - 5 Cl 'B' IDCs, 2 Cl 'B' NACs, 120V, Gray | 1 | [6 empty] | FALSE | [5 empty] | #FFFF0000 | FA-NFPA 170 FIRE ALARM CONTROL UNIT | 1 | FALSE | FALSE | FALSE | 202 | [8 empty] | 7,12,18 |  |  |  |  | TRUE | [7 empty] | THOR\acont | 2024-09-08 17:27
6ecaa522-f578-457a-a017-fa3202791b22 | NFPA 170 HORN STROBE |  |  | North | Eaton Wheelock |  | Horn/Strobe |  |  |  | Module | TRUE | HS24-/WW |  | Horn Strobe, 24 VDC, | 1 | 0 | 0.301 |  |  |  |  | FALSE | FALSE |  |  |  |  | #FF0070C0 | FA-NFPA 170 HORN STROBE | 1 | FALSE | FALSE | FALSE | 2012 | [13 empty] | FALSE | [7 empty] | THOR\acont | 2024-09-08 17:27 |  | [Eaton Wheelock] [NAC] HS24-/WR, HS24-/WW, HS24-60WR, HS24-60WW, HS24-WR, HS24-WW
d1d47896-4ec7-4b02-a41d-fa35e7ebcd44 | CADGEN MOTION DETECTOR CEILING |  |  | North | Honeywell |  | Motion Detector |  |  |  | Module | TRUE | IS3050 | ++ | PIR Motion Detector, 50 foot | 1 | 0.011 | 0.013 | [5 empty] | TRUE |  |  |  |  | #FFFF0000 | FA-CADGEN MOTION DETECTOR CEILING | 1 | FALSE | FALSE | FALSE | [20 empty] | DESKTOP-7EIEB7A\acont | 2023-01-30 10:37 | THOR\acont | 2024-09-08 17:27 | Cloned from Honeywell IS3035 | [Honeywell] [IDC] 02 [INPUT] DT8035 (C), DT8050 (C), FG-1525FD, FG-1625F, IS3035 (C), IS3050 (C) [Honeywell] [ACCESS CONTROL INPUT] [INPUT] DT8035 (C), DT8050 (C), FG-1525FD, FG-1625F, IS3035 (C), IS3050 (C) [Honeywell] [AUX POWER] [*] [12VDC ++] DT8035 (C), DT8050 (C), IS3035 (C), IS3050 (C)
cc476629-3ca2-4f4a-b96b-fa36cfdc1329 |  |  |  | North | MIRCOM |  | Cards & Components |  |  |  | Card | TRUE | BB-700WP |  | WEATHERPROOF SURFACE MOUNT BACKBOX | 1 | [6 empty] | TRUE | [5 empty] | #FFFFFFFF |  |  | FALSE | FALSE | FALSE | [14 empty] | FALSE | [7 empty] | THOR\acont | 2024-10-09 10:48
4d7ee240-5449-4a0f-8255-fa3a9eab4d78 | NFPA 170 NON ADDRESSABLE RELAY |  |  | North | Edwards |  | Non-Addressable Relay |  |  |  | Module | TRUE | MR604/T |  | 4 SPDT Relay /w LED, Switch, & Track Mtg H'ware | 1 | 0 | 0.06 |  |  |  |  | FALSE | [5 empty] | #FFFF0000 | FA-NFPA 170 NON ADDRESSABLE RELAY | 1 | FALSE | FALSE | FALSE | 1300 | [13 empty] | FALSE | [7 empty] | THOR\acont | 2024-09-08 17:27 |  | [Edwards] [AUX POWER] MR104C, MR104T, MR604/T, MR804/S, MR804/T
521bd33b-eb9a-4ad1-8072-fa4e47e353c7 |  |  |  | North | Edwards |  | Hardware |  |  |  | Hardware | TRUE | 3-CAB7DR |  | Red Door Assembly for 3-CAB7 | 1 | [6 empty] | FALSE | [5 empty] | #FFFFFFFF |  |  | FALSE | FALSE | FALSE | [14 empty] | FALSE | [7 empty] | THOR\acont | 2024-10-09 10:48
7bbc7ae0-1612-4633-99b0-fa4ed38c8f40 |  |  |  | North | Autocall |  | Cards & Components |  |  |  | Card | TRUE | A010-9422 CPU |  | CPU Assembly | 1 | 0.391 | 0.545 |  |  |  |  | TRUE | [5 empty] | #FFFFFFFF |  |  | FALSE | FALSE | FALSE | [20 empty] | DESKTOP-7SAL8M7\acont | 2020-03-10 08:28 | THOR\acont | 2024-10-09 10:48 | Cloned from AutoCall A010-9421 CPU CLONED |  | [Autocall] A007-9101/9102 CPU, A007-9202 CPU, A010-9422 CPU, A010-9425 CPU, A010-9426 CPU, A010-9601 ESS, A010-9602 CPU, A010-9604 CPU, A100-0620, A100-0625, A100-1291, A100-9121 CPU, A100-9131 CPU, A100-9314 CPU, A100-9331 CPU [Autocall, Simplex] 4007-9101(BA) CPU, 4007-9102(BA) CPU, 4007-9202 CPU, 4100-5311, A007-9101/9102 CPU, A007-9202 CPU, A010-9422 CPU, A010-9425 CPU, A010-9426 CPU, A010-9601 ESS, A010-9602 CPU, A010-9604 CPU, A100-5101, A100-5311, A100-5325, A100-9121 CPU [Autocall, Simplex] 4007-9101(BA) CPU, 4007-9102(BA) CPU, 4007-9202 CPU, A010-9422 CPU, A010-9425 CPU, A010-9426 CPU, A010-9602 CPU, A010-9604 CPU, A100-5101, A100-5111, A100-5115 [Autocall] A010-9422 CPU, A010-9425 CPU, A010-9426 CPU, A010-9602 CPU, A010-9604 CPU, A100-2135 [Autocall] A007-9202 CPU, A010-9422 CPU, A010-9425 CPU, A010-9426 CPU, A010-9602 CPU, A010-9604 CPU
c66d3654-3389-41e3-bbf2-fa5088b76355 |  |  |  | North | Ditek |  | Cards & Components |  |  |  | Card | TRUE | DTK-MRJ45C5E |  | 2 Pair / 4 Wire Surge Module for IP DAC | 1 | [6 empty] | TRUE | [5 empty] | #FFFFFFFF |  |  | FALSE | FALSE | FALSE | [14 empty] | FALSE | [7 empty] | THOR\acont | 2024-10-09 10:48 |  | [Ditek, Monaco Enterprises, WBOX] [SURGE PROTECTION] [ALL DEVICES ++] 0E-SPROACHW, 210-524-00, DTK-120HW, DTK-120HWLOK, DTK-120HW-SS, DTK-120SRD, DTK-120X12, DTK-1F, DTK-1FF, DTK-2MHLP24B, DTK-2MHLP24B w/DTK-2MB, DTK-2MHLP24B w/DTK-3MB, DTK-2MHLP24B w/DT [Ditek, Monaco Enterprises] [SURGE PROTECTION] [#2] 210-524-00, DTK-120HW, DTK-120HWLOK, DTK-120HW-SS, DTK-120SRD, DTK-120X12, DTK-2MHLP24B, DTK-2MHLP24BWB, DTK-2MHLP24F, DTK-2MHTP, DTK-4LVLPLV, DTK-DF120S1, DTK-MRJ45C5E
041f4fc3-9e0b-4228-8300-fa564ad6b0ab |  |  |  | North | Advanced |  | Cards & Components |  |  |  | Card | TRUE | AX-PSN-64 Main Board |  | 6A Conventional Power Supply with 4 Outputs | 1 | 0.11 | 0.195 |  |  |  |  | TRUE | [5 empty] | #FFFFFFFF |  |  | FALSE | FALSE | FALSE | [9 empty] | 7,12,18 |  |  |  |  | TRUE | [5 empty] | AULAPTOP-PC\Aulaptop | 2019-05-12 12:00 | THOR\acont | 2024-10-09 10:48 | Cloned from Advanced AX-PSN-64 | [Advanced, Potter] [NAC Trigger] [#2 NAC Trigger] AX-PSN104 Main Board, AX-PSN106 Main Board, AX-PSN108 Main Board, AX-PSN-64 Main Board, PSN-106 MAIN BOARD, PSN-106B MAIN BOARD, PSN-64 MAIN BOARD [Advanced, Potter] [NAC Trigger] [#1 NAC Trigger] AX-PSN104 Main Board, AX-PSN106 Main Board, AX-PSN108 Main Board, AX-PSN-64 Main Board, PSN-106 MAIN BOARD, PSN-106B MAIN BOARD, PSN-64 MAIN BOARD [Advanced, Potter] [VAC ] [120VAC] AFC-100 Main Board, AFC-1000 Main Board, AFC-50 Main Board, ARC-100 Main Board, AX-PSN104 Main Board, AX-PSN106 Main Board, AX-PSN108 Main Board, AX-PSN-64 Main Board, DCA-10025 (25V) Main Board, DCA-10025 (70V) Main Bo | [Advanced] AX-PSN-64 Main Board
3336dc08-238a-413d-aca5-fa5f5d29fdd3 | NFPA 170 FIRE ALARM CONTROL UNIT | RISER FACP |  | North | Silent Knight |  | Fire Alarm Control Unit |  |  |  | Assembly | TRUE | 6700 | ++ | Addressable Fire Alarm Control Panel | 1 | [6 empty] | FALSE | [5 empty] | #FFFF0000 | FA-NFPA 170 FIRE ALARM CONTROL UNIT | 1 | FALSE | FALSE | FALSE | 202 | [8 empty] | 7,12,18,26,35 |  | 7 |  |  | TRUE | [5 empty] | DESKTOP-7EIEB7A\acont | 2022-11-06 08:14 | THOR\acont | 2024-09-08 17:27 | Cloned from Silent Knight 6700 (SK)
85366aef-a76a-4ec6-9498-fa614c70e674 | NFPA 170 SPEAKER STROBE CEILING |  |  | North | Eaton Wheelock |  | Speaker/Strobe |  |  |  | Module | TRUE | E90-24MCCH-FW | + | Speaker/Strobe, 24 VDC, Multi-Candela, , 25/70 Vrms, white | 1 | 0 | 0.645 |  |  |  |  | FALSE | TRUE |  |  |  |  | #FF0070C0 | FA-NFPA 170 SPEAKER STROBE CEILING | 1 | FALSE | FALSE | FALSE | 2020 | [13 empty] | FALSE |  |  | C |  |  |  |  | THOR\acont | 2024-09-08 17:27 |  | [Eaton Wheelock] [AUDIO 70.7v] [70V AUDIO] E70-24MCC-FR (C), E70-24MCC-FW (C), E70-24MCCH-FR (C), E70-24MCCH-FW (C), E90-24MCC-FR (C), E90-24MCC-FW (C), E90-24MCCH-FR (C), E90-24MCCH-FW (C) [Eaton Wheelock] [AUDIO 25v] [25V AUDIO] E70-24MCC-FR (C), E70-24MCC-FW (C), E70-24MCCH-FR (C), E70-24MCCH-FW (C), E90-24MCC-FR (C), E90-24MCC-FW (C), E90-24MCCH-FR (C), E90-24MCCH-FW (C) [Eaton Wheelock] [NAC] [UL MAX FWR] E70-24MCCH-FR (C), E70-24MCCH-FW (C), E90-24MCCH-FR (C), E90-24MCCH-FW (C)
c28aa75c-5dff-4785-a1d0-fa6bd8d08c9f | NFPA 170 SMOKE DETECTOR |  |  | North | Simplex |  | Smoke Detector |  |  |  | Module | TRUE | 4098-9774 w/4098-9793 | + | TrueAlarm Photoelectric Smoke Detector w/TrueAlarm Isolator Sensor Base - Black | 1 | 0.0008 | 0.001 |  |  |  |  | TRUE | TRUE |  |  |  |  | #FFFF0000 | FA-NFPA 170 SMOKE DETECTOR | 1 | FALSE | FALSE | FALSE | 1408 | [16 empty] | P |  |  | DESKTOP-7EIEB7A\acont | 2022-02-15 11:20 | THOR\acont | 2024-09-08 17:27 | Cloned from Autocall A4098-9774 w/A4098-9793 | [Autocall, Simplex] [IDNet] [SENSORS ++] 4098-9714 (C), 4098-9714 w/4098-9770 (C), 4098-9714 w/4098-9771 (C), 4098-9714 w/4098-9772 (C), 4098-9714 w/4098-9773 (C), 4098-9714 w/4098-9780 (C), 4098-9714 w/4098-9789 (C), 4098-9714 w/4098-9791 (C), 4098-9714
cab4540e-7059-4dea-a06d-fa6e2e84cdd1 | NFPA 170 REMOTE ANNUNCIATOR | RISER ANNUNCIATOR |  | North | Edwards |  | Remote Annunciator |  |  |  | Assembly | TRUE | 4-4ANN (PAGING) | + | Metallic bronze Annunciator w/4-ANNCPU, MIC | 1 | [6 empty] | FALSE | [5 empty] | #FFFF0000 | FA-NFPA 170 REMOTE ANNUNCIATOR | 1 | FALSE | FALSE | FALSE | 255 | [8 empty] | 7,12,18 |  |  |  |  | FALSE | [5 empty] | DESKTOP-EUPOT3B\aucon | 2022-01-20 06:13 | THOR\acont | 2024-09-08 17:27 | Cloned from Edwards 4-ANN
d78620c2-6245-4ae3-a269-fa6e51ea9c0e | NFPA 170 LOCAL OPERATOR CONSOLE | RISER LOC |  | North | Gamewell FCI |  | Local Operator Console |  |  |  | Assembly | TRUE | E3 Series LOC | + | Local Operating Console | 1 | [6 empty] | FALSE | [5 empty] | #FFFF0000 | FA-NFPA 170 LOCAL OPERATOR CONSOLE | 1 | FALSE | FALSE | FALSE | 202 | [8 empty] | 12,18,26,55 |  |  | 9 |  | TRUE | [5 empty] | DESKTOP-7EIEB7A\acont | 2021-12-20 14:16 | THOR\acont | 2024-09-08 17:27 | Cloned from Gamewell FCI E3 Series FACP
d5c65b0e-b3d6-4a45-8264-fa802267281d |  |  |  | North | Silent Knight |  | Cards & Components |  |  |  | Card | TRUE | SK-CONTROL-6 | ++ | Six Input Notification Module | 6 | 0.00225 | 0.00225 |  |  |  |  | TRUE | [5 empty] | #FFFFFFFF |  |  | FALSE | FALSE | FALSE | [14 empty] | FALSE | [7 empty] | THOR\acont | 2024-10-09 10:48 |  | [Silent Knight] [SLC SK MODULES] [#6 MODULES ++] SK-CONTROL-6, SK-MON-10, SK-RELAY-6, SK-ZONE-6 [Silent Knight] [SLC SK MODULES] [#4 MODULES ++] SK-CONTROL-6, SK-MON-10, SK-RELAY-6, SK-ZONE-6 [Farenhyt, Silent Knight] [SLC MODULES SENSORS] [*] [#1 SHARED ADDR ¦ MODULES] HFS-MM, Hood System/IDP-MINIMON, IDP-CONTROL, IDP-CONTROL-6, IDP-MINIMON, IDP-MON-10, IDP-MONITOR, IDP-MONITOR-2, IDP-PULL-DA, IDP-PULL-SA, IDP-RELAY, IDP-RELAY-6, IDP-RELAYMO [Silent Knight] [SLC SK MODULES] [#3 MODULES ++] SK-CONTROL-6, SK-MON-10, SK-RELAY-6, SK-ZONE-6 [Farenhyt, Silent Knight] [SLC MODULES/SENSORS] [#2 SLC ++] IDP-ACCLIMATE (C), IDP-BEAM (C), IDP-CONTROL-6, IDP-MON-10, IDP-MONITOR-2, IDP-RELAY-6, IDP-RELAYMON-2, IDP-ZONE, IDP-ZONE-6, OSI-RI-SK (C), SK-ACCLIMATE (C), SK-BEAM (C), SK-CONTROL-6, SK-MON-1 [Farenhyt, Silent Knight] [SLC MODULES/SENSORS] [#5 SLC ++] IDP-CONTROL-6, IDP-MON-10, IDP-RELAY-6, IDP-ZONE-6, SK-CONTROL-6, SK-MON-10, SK-RELAY-6, SK-ZONE-6 [Farenhyt, Silent Knight] [SLC MODULES/SENSORS] [#4 SLC ++] IDP-CONTROL-6, IDP-MON-10, IDP-RELAY-6, IDP-ZONE-6, SK-CONTROL-6, SK-MON-10, SK-RELAY-6, SK-ZONE-6 [Silent Knight] [SLC SK MODULES] [*] [#3 TYPE ADDR ¦ MODULES] HFS-MM, SK-CONTROL, SK-CONTROL-6, SK-MINIMON, SK-MON-10, SK-MONITOR, SK-MONITOR-2, SK-PULL-DA, SK-PULL-SA, SK-RELAY, SK-RELAY-6, SK-RELAYMON-2, SK-ZONE, SK-ZONE-6, WAV-CRL, WAV-CWL, WAV-RL, WA [Farenhyt, Silent Knight] [AUX POWER, NAC] [RISER INPUT ++] IDP-CONTROL-6, SK-CONTROL-6 [Silent Knight] [SLC SK MODULES] [#5 MODULES ++] SK-CONTROL-6, SK-MON-10, SK-RELAY-6, SK-ZONE-6 [Silent Knight] [SLC SK MODULES] [#2 MODULES ++] SK-CONTROL-6, SK-MON-10, SK-MONITOR-2, SK-RELAY-6, SK-RELAYMON-2, SK-ZONE-6, W-DIS-D [Farenhyt, Silent Knight] [SLC MODULES/SENSORS] [#3 SLC ++] IDP-CONTROL-6, IDP-MON-10, IDP-RELAY-6, IDP-RELAYMON-2, IDP-ZONE-6, OSI-RI-SK (C), SK-CONTROL-6, SK-MON-10, SK-RELAY-6, SK-RELAYMON-2, SK-ZONE-6, W-DIS-D [Farenhyt, Silent Knight] [SLC MODULES/SENSORS] [#6 SLC ++] IDP-CONTROL-6, IDP-MON-10, IDP-RELAY-6, IDP-ZONE-6, SK-CONTROL-6, SK-MON-10, SK-RELAY-6, SK-ZONE-6 | [Farenhyt, Silent Knight] IDP-CONTROL-6, SK-CONTROL-6
a1d0abc3-e9b1-475e-a152-fa81ebfe982d | NFPA 170 SPEAKER WALL |  |  | North | Ultra Electronics |  | Speaker |  |  |  | Module | TRUE | 90219A-801-01-L | HyperSpike | HYPERSPIKE TCPA-10 UL1480 C1D2 8OHM-BLK | 1 | [10 empty] | 10.1” H X 10.1” W X 11.3” L |  | #FF0070C0 | FA-NFPA 170 SPEAKER WALL | 1 | FALSE | FALSE | FALSE | 2021 | [19 empty] | DESKTOP-7EIEB7A\acont | 2023-03-10 07:47 | THOR\acont | 2024-09-08 17:27 | Cloned from Ultra Electronics 90215A-801-01-L CLONED | [Ultra Electronics] [AUDIO 70.7v] [70V AUDIO] 90215A-801-01-L, 90215A-801-04-L, 90215A-801-05-L, 90215A-801-06-L, 90219A-801-01-L, 90219A-801-04-L, 90219A-801-05-L, 90219A-801-06-L, 90219A-802-01-L, 90219A-802-04-L, 90219A-802-05-L, 90219A-802-06-L [Ultra Electronics] [AUDIO 25v] [25V AUDIO] 90215A-801-01-L, 90215A-801-04-L, 90215A-801-05-L, 90215A-801-06-L, 90219A-801-01-L, 90219A-801-04-L, 90219A-801-05-L, 90219A-801-06-L, 90219A-802-01-L, 90219A-802-04-L, 90219A-802-05-L, 90219A-802-06-L
e2d7ffa3-2e5b-4f44-b9dc-fa85ac3b293b | NFPA 170 HEAT DETECTOR |  |  | North | Farenhyt |  | Heat Detector |  |  |  | Module | TRUE | IDP-HEAT-W w/B300-6 | ++ | White, low-profile intelligent 135°F fixed thermal sensor, w/Standard Base | 1 | 0.0002 | 0.0045 |  |  |  |  | FALSE | [5 empty] | #FFFF0000 | FA-NFPA 170 HEAT DETECTOR | 1 | FALSE | FALSE | FALSE | 1403 | [13 empty] | FALSE |  |  | 135 FT |  |  | DESKTOP-7EIEB7A\acont | 2023-02-27 07:10 | THOR\acont | 2024-09-08 17:27 | Cloned from Silent Knight SK-HEAT-W w/B300-6 | [Farenhyt, Silent Knight] [SLC MODULES SENSORS] [*] [#2 SHARED ADDR ¦ SENSORS] CO1224TR w/ IDP-MINIMON, CO1224TR w/ IDP-MONITOR, DNR w/IDP-PHOTO-R-W (C), DNR w/SK-PHOTO-R-W (C), DNRW w/IDP-PHOTO-R-W (C), DNRW w/SK-PHOTO-R-W (C), HFS-D (C), HFS-P (C), HFS [Farenhyt] [SLC IDP SENSORS] [*] [#4 TYPE ADDR ¦ SENSORS] DNR w/IDP-PHOTO-R-W (C), DNRW w/IDP-PHOTO-R-W (C), IDP-ACCLIMATE (C), IDP-BEAM (C), IDP-DUCT-W w/IDP-PHOTO-R-W (C), IDP-FIRE-CO-W w/B200S-LF-WH (C), IDP-FIRE-CO-W w/B200S-WH (C), IDP-FIRE-CO-W w/B
a484965b-2f42-4581-ba4e-fa8c5929f42f | NFPA 170 HEAT DETECTOR |  |  | North | Gamewell FCI |  | Heat Detector |  |  |  | Module | TRUE | ATD-HL2F w/B210LP |  | Intelligent Addressable 190°F (57°C) Thermal Detector w/ Flashscan, Plug-in Detector Base | 1 | 0.0003 | 0.0003 |  |  |  |  | FALSE | TRUE | FLUSH |  | 4" SQ. DEEP | 3 "O" PLASTER RING | #FFFF0000 | FA-NFPA 170 HEAT DETECTOR | 1 | FALSE | FALSE | FALSE | 1403 |  |  | 7270-0028:0196 | [10 empty] | FALSE | [7 empty] | THOR\acont | 2024-09-08 17:27 | 20191121 AC Detector with base | [Gamewell FCI] [SLC SENSORS] [*] [#4 TYPE ADDR ¦ SENSORS] ADPF (C), ASD-PL2F w/B200S-LF-WH (C), ASD-PL2F w/B210LP (C), ASD-PL2FR (C), ASD-PL3 w/B200S-LF-WH (C), ASD-PL3 w/B200SR-LF-WH (C), ASD-PL3 w/B200SR-WH (C), ASD-PL3 w/B224BI-WH (C), ASD-PL3 w/B224R [Gamewell FCI] [SLC MODULES SENSORS] [*] [#2 SHARED ADDR ¦ SENSORS] ADPF (C), ASD-PL2F w/B200S-LF-WH (C), ASD-PL2F w/B210LP (C), ASD-PL2FR (C), ASD-PL3 w/B200S-LF-WH (C), ASD-PL3 w/B200SR-LF-WH (C), ASD-PL3 w/B200SR-WH (C), ASD-PL3 w/B224BI-WH (C), ASD-P
d2772ca5-31f9-4994-ad17-fa8c700da9eb | NFPA 170 DOOR HOLDER |  |  | North | Siemens |  | Door Holder |  |  |  | Module | TRUE | SDH-4A |  | 120VAC, concealed wiring | 1 | 0.017 |  |  |  | 120 |  | FALSE | [5 empty] | #FFFF0000 | FA-NFPA 170 DOOR HOLDER | 1 | FALSE | FALSE | FALSE | 2500 | [13 empty] | FALSE | [5 empty] | THOR\acont | 2023-09-27 09:17 | THOR\acont | 2024-09-08 17:27 | Cloned from Siemens SDH-2A CLONED | [Siemens] [VAC ] [*] FCM901-U3, SDH-2A, SDH-3A, SDH-4A, SDH-5A, SDH-6A, SDH-7A, SDH-8A
35de185f-96ec-4eca-a3ca-fa8e6d9bfbe7 | NFPA 170 HORN STROBE CEILING |  |  | North | Eaton Wheelock |  | Horn/Strobe |  |  |  | Module | TRUE | ASWP-24MCCH-FW | ++ | ASWP weatherproof horn strobe, xenon, ceiling, white, FIRE, clear lens, 24V, outdoor | 1 | 0 | 0.315 |  |  |  |  | FALSE | TRUE |  |  |  |  | #FF0070C0 | FA-NFPA 170 HORN STROBE CEILING | 1 | FALSE | FALSE | FALSE | 2013 | [13 empty] | FALSE |  |  | C¦WP |  |  |  |  | THOR\acont | 2024-09-08 17:27 |  | [Eaton Wheelock, Hochiki] [NAC] [24VDC, HIGH DB] ASWP-24MCCH-FR (C), ASWP-24MCCH-FW (C) [Eaton Wheelock, Hochiki] [NAC] [24VDC, LOW DB] ASWP-24MCCH-FR (C), ASWP-24MCCH-FW (C)
1fa6b2f4-4a2b-4ce8-a0b6-fa9da52e1379 | NFPA 170 HEAT DETECTOR |  |  | North | Notifier |  | Heat Detector |  |  |  | Module | TRUE | FST-951 w/B501 | ++ | Low-profile 135°F fixed thermal sensor. FlashScan only. | 1 | 0.0002 | 0.0045 |  |  |  |  | FALSE | TRUE | FLUSH |  | 4" SQ. DEEP | 3 "O" PLASTER RING | #FFFF0000 | FA-NFPA 170 HEAT DETECTOR | 1 | FALSE | FALSE | FALSE | 1403 |  |  | 7272-0028:0206 | [10 empty] | FALSE | [5 empty] | DESKTOP-7EIEB7A\acont | 2021-05-14 10:46 | THOR\acont | 2024-09-08 17:27 | Cloned from Notifier FST-951 w/B300-6 | [Honeywell, Notifier, System Sensor] [SLC SENSORS] [*] [#4 TYPE ADDR ¦ SENSORS] 2251B (C), 2251-COPTIR (C), 2251-COPTIR w/B200S-WH (C), 2251TB (C), 2251TMB (C), 5251B (C), 5251B-WP (C), 5251H (C), 5251RB (C), 5251RB-WP (C), 7251 (C), 7251DH (C), DH200LP [Honeywell, Notifier, System Sensor] [SLC MODULES SENSORS] [*] [#2 SHARED ADDR ¦ SENSORS] 2251B (C), 2251-COPTIR (C), 2251-COPTIR w/B200S-WH (C), 2251TB (C), 2251TMB (C), 5251B (C), 5251B-WP (C), 5251H (C), 5251RB (C), 5251RB-WP (C), 7251 (C), 7251DH (C)
42a3d69e-7904-4e35-95bd-faa22d164a32 |  |  |  | North | Siemens | [5 empty] | Module | TRUE | FC922-UF | S54400-C22-A1 | 252-point system with 300W power supply and operator interface with 24 zone LEDs Consists of: One FCM2019-U3, one FP2012-U1, one FCI2016-U1 | 1 | [12 empty] | #FFFFFFFF |  |  | FALSE | FALSE | FALSE | [20 empty] | DESKTOP-7SAL8M7\acont | 2019-08-13 09:04 | THOR\acont | 2024-10-09 10:48
425aea52-36e7-4d80-82c5-faa2a734c433 | NFPA 170 HEAT DETECTOR |  |  | North | System Sensor |  | Heat Detector |  |  |  | Module | TRUE | 5602 | ++ | 194 °F (90° C) fixed and rate-of-rise. | 1 | [6 empty] | FALSE | TRUE |  |  |  |  | #FFFF0000 | FA-NFPA 170 HEAT DETECTOR | 1 | FALSE | FALSE | FALSE | 1403 | [13 empty] | FALSE | [5 empty] | AULAPTOP-PC\Aulaptop | 2019-11-25 12:42 | THOR\acont | 2024-09-08 17:27 | Cloned from Notifier 5602 | [Chemtronics, Firelite, MIRCOM, Notifier, System Sensor] [IDC] 01 [*] [IDC 2-WIRE ++] 1151 (C), 1151EIS (C), 1400 (C), 1451 (C), 1451DH (C), 1451DHHT (C), 2100AT (C), 2100S (C), 2100TR (C), 2100TS (C), 2151 w/B110LP (C), 2151 w/B116LP (C), 2151 w/B401 (C
071d2972-3a82-48e7-85fe-faa34fbe4bb8 | NFPA 170 MANUAL PULL |  |  | North | Apollo |  | Manual Station |  |  |  | Module | FALSE | SA5900-906APO | ++ | Intelligent Manual Call Point, Orange | 1 | 0.0001 | 0.004 |  |  |  |  | FALSE | TRUE |  |  |  |  | #FFFF0000 | FA-NFPA 170 MANUAL PULL | 1 | FALSE | FALSE | FALSE | 1408 | [13 empty] | FALSE | [5 empty] | DESKTOP-7EIEB7A\acont | 2023-02-13 09:26 | THOR\acont | 2024-09-08 17:27 | Cloned from Apollo SA5900-908APO CLONED CLONED CLONED CLONED | [Apollo] [SLC APOLLO MODULES/SENSORS] [*] [#1] 45681-800 (C), 45681-805 (C), 55000-001 (C), 55000-002 (C), 55000-005 (C), 55000-006 (C), 55000-009 (C), 55000-010 (C), 55000-450 w/45681-210UL (C), 55000-450 w/45681-225APO (C), 55000-450 w/45681-250USA (C) [Advanced, Apollo] [SLC APOLLO MODULES SENSORS] [*] [#1 SHARED ADDR ¦ MODULES] 45681-800 (C), 45681-805 (C), 55000-001 (C), 55000-002 (C), 55000-005 (C), 55000-006 (C), 55000-009 (C), 55000-010 (C), 55000-765 (C), 55000-790ADV, 55000-805ADV, 55000-806ADV
a4eaddfc-e148-4b2c-939d-faaf46e875b1 | NFPA 170 SMOKE CO DETECTOR |  |  | North | Notifier |  | Smoke/CO Detector |  |  |  | Module | TRUE | FPC-951 w/B200S-LF-WH | + | Intelligent multi-criteria photo/CO, bright white, Velociti w/ Intelligent sounder base, low frequency, white, UL-listed | 1 | 0.0002 | 0.0045 |  |  |  |  | FALSE | TRUE | FLUSH |  | 4" SQ. DEEP | 3 "O" PLASTER RING | #FFFF0000 | FA-NFPA 170 SMOKE CO DETECTOR | 1 | FALSE | FALSE | FALSE | 1407 | [13 empty] | FALSE |  |  | LF |  |  | DESKTOP-QGO6JOK\acont | 2021-08-06 10:21 | THOR\acont | 2024-09-08 17:27 | Cloned from Gamewell FCI MCS-COP3 w/B200S-LF-WH | [Honeywell, Notifier, System Sensor] [SLC MODULES SENSORS] [*] [#2 SHARED ADDR ¦ SENSORS] 2251B (C), 2251-COPTIR (C), 2251-COPTIR w/B200S-WH (C), 2251TB (C), 2251TMB (C), 5251B (C), 5251B-WP (C), 5251H (C), 5251RB (C), 5251RB-WP (C), 7251 (C), 7251DH (C) [Honeywell, Notifier, System Sensor] [SLC SENSORS] [*] [#4 TYPE ADDR ¦ SENSORS] 2251B (C), 2251-COPTIR (C), 2251-COPTIR w/B200S-WH (C), 2251TB (C), 2251TMB (C), 5251B (C), 5251B-WP (C), 5251H (C), 5251RB (C), 5251RB-WP (C), 7251 (C), 7251DH (C), DH200LP [Notifier] [AUX POWER] [16VDC, HIGH VOLUME] B200S-LF-WH, FCO-851 w/B200S-LF (C), FCO-951 w/B200S-LF-WH (C), FPC-951 w/B200S-LF-IV (C), FPC-951 w/B200S-LF-WH (C), FPTI-951 w/B200S-LF-IV (C), FPTI-951 w/B200S-LF-WH (C), FSCO-951 w/B200S-LF-IV (C), FSCO-951 [Notifier] [AUX POWER] [16VDC, LOW VOLUME] B200S-LF-WH, FCO-851 w/B200S-LF (C), FCO-951 w/B200S-LF-WH (C), FPC-951 w/B200S-LF-IV (C), FPC-951 w/B200S-LF-WH (C), FPTI-951 w/B200S-LF-IV (C), FPTI-951 w/B200S-LF-WH (C), FSCO-951 w/B200S-LF-IV (C), FSCO-951
f5d321ee-8f52-4a10-9d0e-fab35d950e4f |  |  |  | North | Bosch | [5 empty] | Module | TRUE | NDA-7010-PIP | * | Pendant Interface Plate | 1 | [12 empty] | #FFFFFFFF |  |  | FALSE | FALSE | FALSE | [20 empty] | DESKTOP-7EIEB7A\acont | 2021-08-13 06:25 | THOR\acont | 2024-10-09 10:48
15734972-7dd0-4544-9624-fab6711fcf4c | Circuit Breaker |  |  | North | Generic |  | Miscellaneous |  |  |  | Module | TRUE | 15 Amp Circuit Breaker |  | 15 Amp Circuit Breaker | 1 | [6 empty] | TRUE | [5 empty] | #FFFF0000 | FA-Circuit Breaker | 1 | FALSE | FALSE | FALSE | [20 empty] | THOR\acont | 2024-11-08 13:38 |  |  | Cloned from Generic 10 Amp Circuit Breaker | [Generic, Gentex, Kidde, N/A] [SMOKE ALARM TANDEM] [TANDEM] 10 Amp Circuit Breaker, 120VAC SMOKE DETECTOR (C), 15 Amp Circuit Breaker, 20 Amp Circuit Breaker, 9120 (C), 9120F (C), 9120H (C), 9120HF (C), 9120T (C), 9120TF (C), 9123 (C), 9123F (C), 9123H ( | [Generic, N/A] 10 Amp Circuit Breaker, 15 Amp Circuit Breaker, 20 Amp Circuit Breaker, FURNISHED BY OTHERS, GENERIC FIRE ALARM DISCONNECT
13a25e5f-db99-4243-b7bc-fac481f257a2 |  |  |  | North | Autocall |  | Cards & Components |  |  |  | Card | TRUE | A100-1291 |  | Remote Unit Interface Module (RUI, un-isolated) | 1 | 0.085 | 0.085 |  |  |  |  | TRUE | [5 empty] | #FFFFFFFF |  |  | FALSE | FALSE | FALSE | [20 empty] | DESKTOP-0D6CQVA\lousc | 2019-07-06 11:38 | THOR\acont | 2024-10-09 10:48 | Cloned from AutoCall A100-1288 |  | [Autocall] A007-9101/9102 CPU, A007-9202 CPU, A010-9422 CPU, A010-9425 CPU, A010-9426 CPU, A010-9601 ESS, A010-9602 CPU, A010-9604 CPU, A100-0620, A100-0625, A100-1291, A100-9121 CPU, A100-9131 CPU, A100-9314 CPU, A100-9331 CPU
10714cca-e7e4-460d-bbb7-fac8730e419f | NFPA 170 FIRE ALARM CONTROL UNIT | RISER FACP |  | North | MIRCOM |  | Fire Alarm Control Unit |  |  |  | Assembly | TRUE | FA-106R | ++ | Six Zone Fire Alarm, Red Door | 1 | [6 empty] | FALSE | [5 empty] | #FFFF0000 | FA-NFPA 170 FIRE ALARM CONTROL UNIT | 1 | FALSE | FALSE | FALSE | 202 | [8 empty] | 5,7 |  | 7 |  |  | TRUE | [5 empty] | DESKTOP-7EIEB7A\acont | 2023-08-04 12:29 | THOR\acont | 2024-09-08 17:27 | Cloned from MIRCOM FA-106
bb834cb8-b359-4d0a-965c-fac8dc5d787e |  |  |  | North | Bosch | [5 empty] | Module | TRUE | 1620 | * | TRANSFORMER | 1 | [12 empty] | #FFFFFFFF |  |  | FALSE | FALSE | FALSE | [20 empty] | DESKTOP-7EIEB7A\acont | 2021-08-13 06:25 | THOR\acont | 2024-10-09 10:48
8c902d76-c0c1-4c52-9998-fac921afad1c | NFPA 170 HORN STROBE |  |  | North | System Sensor |  | Horn/Strobe |  |  |  | Module | TRUE | P2WHK-P | ++ | 2-Wire Horn Strobe, High cd, White, Outdoor, Plain | 1 | [6 empty] | FALSE | FALSE |  |  |  |  | #FF0070C0 | FA-NFPA 170 HORN STROBE | 1 | FALSE | FALSE | FALSE | 2012 | [13 empty] | FALSE | [5 empty] | DESKTOP-7EIEB7A\acont | 2021-04-23 16:50 | THOR\acont | 2024-09-08 17:27 | Cloned from System Sensor P2RHK-P | [System Sensor] [NAC] [16-33VFWR, TEMPORAL HIGH] P2RHK, P2RHK-P, P2WHK, P2WHK-P [System Sensor] [NAC] [16-33VDC, TEMPORAL HIGH] P2RHK, P2RHK-P, P2WHK, P2WHK-P
9189e4d2-495d-4bd0-9acb-facab1f6aae6 | NFPA 170 ADDRESSABLE OUTPUT MODULE |  |  | North | MIRCOM |  | Addressable Control/Relay |  |  |  | Module | TRUE | CR-6 | ++ | Six Relay Control Module | 6 | 0.00145 | 0.032 |  |  | 24 |  | FALSE |  |  |  | 6.8" H × 5.8" W × 1.0" D |  | #FFFF0000 | FA-NFPA 170 ADDRESSABLE OUTPUT MODULE | 1 | FALSE | FALSE | FALSE | 1000 | [13 empty] | FALSE |  |  | 6 |  |  | THOR\acont | 2024-04-03 14:23 | THOR\acont | 2024-09-08 17:27 | Cloned from Fike FIK-CR-6 | [MIRCOM] [SLC MODULES] [*] [#3 TYPE ADDR ¦ MODULES] CR-6, CZ-6, IM-10, MIX-100P, MIX-100R, MIX-100S, MIX-101P, MIX-4040, MIX-4040M, MIX-4041, MIX-4045, MIX-4045-M, MIX-4046, MIX-M500DM, MIX-M500DMAP, MIX-M500FP, MIX-M500M, MIX-M500MAP, MIX-M500R, MIX-M50 [MIRCOM] [AUX POWER, RELAY] [RELAY INPUT ++] CR-6, RM-1008A [MIRCOM] [SLC MODULES SENSORS] [*] [#1 SHARED ADDR ¦ MODULES] CR-6, CZ-6, IM-10, MIX-100P, MIX-100R, MIX-100S, MIX-100X, MIX-101P, MIX-4040, MIX-4040M, MIX-4041, MIX-4045, MIX-4045-M, MIX-4046, MIX-M500DM, MIX-M500DMAP, MIX-M500FP, MIX-M500M, MIX-M500MAP | [MIRCOM] CR-6
f8e4dffb-77ff-4407-8fd5-fad22e02cd66 | NFPA 170 SPEAKER WALL |  |  | North | Kidde |  | Speaker |  |  |  | Module | TRUE | WGSWF | ++ | Outdoor rated speaker, wall, white, fire | 1 | [6 empty] | FALSE | FALSE |  |  |  |  | #FF0070C0 | FA-NFPA 170 SPEAKER WALL | 1 | FALSE | FALSE | FALSE | 2021 | [13 empty] | FALSE |  |  | WP |  |  | THOR\acont | 2024-12-19 13:51 | THOR\acont | 2024-12-19 13:57 | Cloned from Edwards WGSWF | [Edwards, Hochiki, Kidde] [AUDIO 70.7v] [70V AUDIO] EG4SRF, EG4SRN, EG4SVRF, EG4SVRN, EG4SVWA, EG4SVWF, EG4SVWN, EG4SWA, EG4SWF, EG4SWN, G4SRF, G4SRN, G4SVRF, G4SVRN, G4SVWA, G4SVWF, G4SVWN, G4SWA, G4SWF, G4SWN, WGSRA, WGSRF, WGSRF-FR, WGSRF-SP, WGSRN, W [Edwards, Hochiki, Kidde] [AUDIO 25v] [25V AUDIO] EG4SRF, EG4SRN, EG4SVRF, EG4SVRN, EG4SVWA, EG4SVWF, EG4SVWN, EG4SWA, EG4SWF, EG4SWN, G4SRF, G4SRN, G4SVRF, G4SVRN, G4SVWA, G4SVWF, G4SVWN, G4SWA, G4SWF, G4SWN, WGSRA, WGSRF, WGSRF-FR, WGSRF-SP, WGSRN, WGS
cc524422-9936-4c50-9835-fad42b81355a |  |  |  | North | Edwards |  | Cards & Components |  |  |  | Card | TRUE | SL20L5S |  | Annunciator Module, 20 Zones and 5 Switches | 1 | [6 empty] | TRUE | [5 empty] | #FFFFFFFF |  |  | FALSE | FALSE | FALSE | [14 empty] | FALSE | [7 empty] | THOR\acont | 2024-10-09 10:48
0a2cd9a9-7481-499d-9980-fad5f9e9e8a0 | NFPA 170 SURGE SUPPRESSOR |  |  | North | N/A |  | Surge Supressor |  |  |  | Module | TRUE | FURNISHED BY OTHERS |  | SURGE PROTECTOR | 1 | [6 empty] | FALSE | [5 empty] | #FFFF0000 | FA-NFPA 170 SURGE SUPPRESSOR | 1 | FALSE | FALSE | FALSE | 6001 | [13 empty] | FALSE |  |  | 24v |  |  | DESKTOP-7EIEB7A\acont | 2022-02-02 10:55 | THOR\acont | 2024-09-08 17:27 | Cloned from Generic SURGE PROTECTOR
0f2774a3-fdce-40af-a3f7-fad7783e451f |  |  |  | North | Gamewell FCI |  | Hardware |  |  |  | Hardware | TRUE | E3BB-RBSLIM | ++ | Assy, Enclosure, B-SLIM, Red with Backplate and LCD-E3 Keyswitch plate. | 1 | [6 empty] | TRUE |  |  |  | 14” W x 20” H x 4 1/2: D (35.5 W x 50.8 H x 11 D cm) |  | #FFFFFFFF |  |  | FALSE | FALSE | FALSE | [20 empty] | DESKTOP-7SAL8M7\acont | 2019-04-25 16:02 | THOR\acont | 2024-10-09 10:48 | Cloned from Gamewell E3ID2-TA CLONED CLONED CLONED CLONED
4c21e350-f64b-4bcf-9397-fad85f753595 | NFPA 170 FIRE ALARM CONTROL UNIT | RISER FACP |  | North | Siemens |  | Fire Alarm Control Unit |  |  |  | Assembly | TRUE | FC724-ZE | ++ | 4 Loop Control Panel in Comfort Housing (supplied with printer, 2 x 12v 26Ah Batteries) c/w 48z LEDs | 1 | [12 empty] | #FFFF0000 | FA-NFPA 170 FIRE ALARM CONTROL UNIT | 1 | FALSE | FALSE | FALSE | [9 empty] | 26 |  |  | 5 |  | TRUE | [5 empty] | DESKTOP-7EIEB7A\acont | 2021-11-21 09:31 | THOR\acont | 2024-09-08 17:27 | Cloned from Siemens FC723-ZA
8712852b-3edb-4cd3-8e28-fada0edbbbef | NFPA 170 SOLENOID VALVE |  |  | East | Fike |  | Solenoid |  |  |  | Module | TRUE | 02-12728 | ++ | IMPULSE VALVE OPERATOR (IVO) KIT | 1 |  |  |  |  | 24 |  | FALSE | FALSE | PROVIDED BY SPRINKLER CONTRACTOR |  | PROVIDED BY OTHERS |  | #FFFF0000 | FA-NFPA 170 SOLENOID VALVE | 1 | FALSE | FALSE | FALSE | 913 | [13 empty] | FALSE | [5 empty] | DESKTOP-7EIEB7A\acont | 2023-08-24 07:57 | THOR\acont | 2024-09-08 17:27 | Cloned from Kidde 890181 | [Fike] [AUX POWER, RELEASING] [*] [INPUT TYPE] 02-12728
594e91f5-0002-45e9-9db4-fae211073cf5 | NFPA 170 AMPLIFIER RACK | RISER AMP |  | North | Firelite |  | Amplifier |  |  |  | Assembly | TRUE | ECC-50DA (50W, 70V) | + | Distributed (Remote) Audio Amplifier, 50 watts | 1 | [6 empty] | FALSE | [5 empty] | #FFFF0000 | FA-NFPA 170 AMPLIFIER RACK | 1 | FALSE | FALSE | FALSE | 300 | [8 empty] | 7,12,18,26,33 |  |  |  | 50 | TRUE | [5 empty] | DESKTOP-7SAL8M7\acont | 2019-02-27 11:04 | THOR\acont | 2024-09-08 17:27 | Cloned from Firelite ECC-50DA (50W, 25V)
6bd79500-47cd-447c-a85f-fae89ca58963 | NFPA 170 SMOKE DETECTOR |  |  | North | Simplex |  | Smoke Detector |  |  |  | Module | TRUE | 4098-9774 w/4098-9776 | + | TrueAlarm Photoelectric Smoke Detector w/TrueAlarm Standard Sensor Base - Black | 1 | 0.0008 | 0.001 |  |  |  |  | TRUE | TRUE |  |  |  |  | #FFFF0000 | FA-NFPA 170 SMOKE DETECTOR | 1 | FALSE | FALSE | FALSE | 1408 | [16 empty] | P |  |  | DESKTOP-7EIEB7A\acont | 2022-02-15 11:20 | THOR\acont | 2024-09-08 17:27 | Cloned from Autocall A4098-9774 w/A4098-9776 | [Autocall, Simplex] [IDNet] [SENSORS ++] 4098-9714 (C), 4098-9714 w/4098-9770 (C), 4098-9714 w/4098-9771 (C), 4098-9714 w/4098-9772 (C), 4098-9714 w/4098-9773 (C), 4098-9714 w/4098-9780 (C), 4098-9714 w/4098-9789 (C), 4098-9714 w/4098-9791 (C), 4098-9714
8f5d7c35-7fc9-473d-a979-faea60b98b87 |  |  |  | North | Notifier |  | Cards & Components |  |  |  | Card | TRUE | BDA-70v (50W, 70V) | + | Back-up Digital Amplifier for 70VRMS | 1 | 0.11 | 1.4 |  |  |  |  | TRUE | FALSE |  |  |  |  | #FFFFFFFF |  |  | FALSE | FALSE | FALSE | [14 empty] | FALSE | [5 empty] | DESKTOP-7EIEB7A\acont | 2022-04-15 17:45 | THOR\acont | 2024-10-09 10:48 | Cloned from Notifier NFC-BDA-70v (50W, 70V) | [Notifier] [AUX POWER] BDA-70v (50W, 70V), NFC-125DA (25V) Main Board, NFC-50BDA Main Board (100W, 25V), NFC-50BDA Main Board (100W, 70V), NFC-50DA Main Board (50W, 25V), NFC-50DA Main Board (50W, 70V), NFC-BDA-25v (50W, 25V), NFC-BDA-70v (50W, 70V [Federal Signal, Notifier] [RS-485] BDA-70v (50W, 70V), NFC-125DA (25V) Main Board, NFC-50BDA Main Board (100W, 25V), NFC-50BDA Main Board (100W, 70V), NFC-50DA Main Board (50W, 25V), NFC-50DA Main Board (50W, 70V), NFC-BDA-25v (50W, 25V), NFC-BDA- [Federal Signal, Notifier] [DIGITAL AUDIO LOOP] BDA-70v (50W, 70V), NFC-125DA (25V) Main Board, NFC-50BDA Main Board (100W, 25V), NFC-50BDA Main Board (100W, 70V), NFC-50DA Main Board (50W, 25V), NFC-50DA Main Board (50W, 70V), NFC-BDA-25v (50W, 25 | [Notifier] BDA-70v (50W, 70V)
a8fe3ca6-ea17-4f3f-a7fc-faeb32dc40bf | NFPA 170 SMOKE HEAT DETECTOR |  |  | North | Potter |  | Smoke/Heat Detector |  |  |  | Module | TRUE | PAD300-PHD w/PAD300-LFSB (Split) | ++ | Photoelectric Smoke/Heat Detector with 6" Base with LF Sounder Module Included | 1 | 0.0006 | 0.0006 |  |  |  |  | FALSE | TRUE |  |  |  |  | #FFFF0000 | FA-NFPA 170 SMOKE HEAT DETECTOR | 1 | FALSE | FALSE | FALSE | 1408 | [13 empty] | FALSE |  |  | LF |  |  | THOR\acont | 2025-02-13 10:25 |  |  | Cloned from Potter PAD300-PHD w/PAD300-LFSB | [Potter] [AUX POWER] [UL268 (16 VDC)] PAD300-CD w/PAD300-LFSB, PAD300-HD w/PAD300-LFSB, PAD300-PCD w/PAD300-LFSB (C), PAD300-PCD w/PAD300-LFSB (Split) (C), PAD300-PD w/PAD300-LFSB (C), PAD300-PHD w/PAD300-LFSB (C), PAD300-PHD w/PAD300-LFSB (Split) (C) [Potter] [SLC PAD] [*] [#2 SHARED ADDR ¦ SENSORS] PAD100-CD w/PAD100-4DB, PAD100-CD w/PAD100-6DB, PAD100-CD w/PAD100-IB, PAD100-CD w/PAD100-LFSB, PAD100-CD w/PAD100-RB, PAD100-CD w/PAD100-SB, PAD100-CD w/PAD100-SPKB, PAD100-DUCT (C), PAD100-DUCTR (C), PA [Potter] [AUX POWER] [UL268 (24 VDC)] PAD300-CD w/PAD300-LFSB, PAD300-HD w/PAD300-LFSB, PAD300-PCD w/PAD300-LFSB (C), PAD300-PCD w/PAD300-LFSB (Split) (C), PAD300-PD w/PAD300-LFSB (C), PAD300-PHD w/PAD300-LFSB (C), PAD300-PHD w/PAD300-LFSB (Split) (C)
1aafecbe-dec8-415e-8239-faeb417bf63e | NFPA 170 FIRE ALARM CONTROL UNIT | RISER FACP |  | North | Notifier |  | Fire Alarm Control Unit |  |  |  | Assembly | TRUE | AM2020 | + | FACP, Addressable | 1 | [6 empty] | FALSE | FALSE |  |  |  |  | #FFFF0000 | FA-NFPA 170 FIRE ALARM CONTROL UNIT | 1 | FALSE | FALSE | FALSE | 202 | [8 empty] | 26,55,100 |  |  | 5 |  | TRUE | [5 empty] | DESKTOP-7EIEB7A\acont | 2022-03-29 15:51 | THOR\acont | 2024-09-08 17:27 | Cloned from Notifier NFS2-3030D (FACP)
56c1bd3b-194c-4920-8eeb-faf72f35402e | NFPA 170 STROBE WALL |  |  | North | Eaton Wheelock |  | Strobe |  |  |  | Module | TRUE | EL4XST-FR | ++ | WALL STROBE, RED, FIRE | 1 | [6 empty] | TRUE | [5 empty] | #FF0070C0 | FA-NFPA 170 STROBE WALL | 1 | FALSE | FALSE | FALSE | 2020 | [19 empty] | THOR\acont | 2024-08-15 09:32 | THOR\acont | 2024-09-08 17:27 | Cloned from Eaton Wheelock EL3RHS-FW | [Eaton Wheelock] [NAC] [24VDC] EL3RMST, EL3RMTSTA, EL3RST-FR, EL3RST-FW, EL4XMST, EL4XMTSTA, EL4XST-FR, EL4XST-FW
d6a811db-8bc4-4f3b-bb9f-faf981c9541e | NFPA 170 HEAT DETECTOR |  |  | North | Edwards |  | Heat Detector |  |  |  | Module | TRUE | SIGA2-HRS w/SIGA-SB4 BASE | ++ | Heat Detector, 15F ROR, 135F Fixed Temperature | 1 | 4.5e-05 | 4.5e-05 |  |  |  |  | FALSE | [5 empty] | #FFFF0000 | FA-NFPA 170 HEAT DETECTOR | 1 | FALSE | FALSE | FALSE | 1403 | [13 empty] | FALSE | [5 empty] | DESKTOP-7SAL8M7\acont | 2020-11-24 07:40 | THOR\acont | 2024-10-08 16:33 | Cloned from Edwards SIGA2-HRS w/SIGA-SB BASE | [Edwards, Kidde] [SLC EST SENSORS] 01 [*] [EST3, iO1000] DS-HFS (C), DS-PS (C), FX-HD w/IB4U BASE, FX-HD w/RB4U BASE, FX-HD w/SB4U BASE, FX-HD w/SB4U-LF BASE, FX-HD wB4U BASE, FX-PD w/B4U BASE (C), FX-PD w/IB4U BASE (C), FX-PD w/SB4U BASE (C), FX-PD w/SB [Edwards, Kidde] [SLC EST MODULES SENSORS] [*] [#2 SHARED ADDR ¦ SENSORS] KI-DDOS (C), SIGA2-COS w/SIGA-AB4G BASE, SIGA2-COS w/SIGA-AB4G-LF BASE, SIGA2-COS w/SIGA-AB4GT BASE, SIGA2-COS w/SIGA-IB BASE, SIGA2-COS w/SIGA-RB BASE, SIGA2-COS w/SIGA-SB BASE, S [Edwards, Kidde] [SLC EST MODULES/SENSORS] 01 [*] [iO64] DS-HFS (C), DS-PS (C), FX-HD w/IB4U BASE, FX-HD w/RB4U BASE, FX-HD w/SB4U BASE, FX-HD w/SB4U-LF BASE, FX-HD wB4U BASE, FX-PD w/B4U BASE (C), FX-PD w/IB4U BASE (C), FX-PD w/SB4U BASE (C), FX-PD w/SB [Edwards, Kidde] [SLC EST SENSORS] [*] [#4 TYPE ADDR ¦ SENSORS] KI-DDOS (C), SIGA2-COS w/SIGA-AB4G BASE, SIGA2-COS w/SIGA-AB4G-LF BASE, SIGA2-COS w/SIGA-AB4GT BASE, SIGA2-COS w/SIGA-IB BASE, SIGA2-COS w/SIGA-RB BASE, SIGA2-COS w/SIGA-SB BASE, SIGA2-HCOS
9df2a7d7-3a46-48e7-b768-fafa0b49b7a5 | NFPA 170 HEAT DETECTOR |  |  | North | Fike |  | Heat Detector |  |  |  | Module | TRUE | FIK-5351 w/B200S-WH | ++ | White, low‐profile intelligent 135°F fixed thermal sensor, Sounder Base | 1 | 0.0002 | 0.0045 |  |  |  |  | FALSE | TRUE |  |  |  |  | #FFFF0000 | FA-NFPA 170 HEAT DETECTOR | 1 | FALSE | FALSE | FALSE | 1403 | [13 empty] | FALSE |  |  | 135° |  |  | DESKTOP-7EIEB7A\acont | 2023-01-02 16:15 | THOR\acont | 2024-09-08 17:27 | Cloned from Firelite H365 w/B200S-WH | [Fike] [SLC IDP SENSORS] [*] [#4 TYPE ADDR ¦ SENSORS] DNR w/FIK‐2351R (C), FIK-2351 w/B200S-LF-WH (C), FIK-2351 w/B200S-WH (C), FIK-2351 w/B224RB-WH (C), FIK-2351 w/B300-6 (C), FIK-2351T w/B200S-LF-WH (C), FIK-2351T w/B200S-WH (C), FIK-2351T w/B224RB-WH [Fike] [AUX POWER] [SOUNDER ++] FIK-2351 w/B200S-WH (C), FIK-2351T w/B200S-WH (C), FIK-2351TIR w/B200S-WH (C), FIK-5351 w/B200S-WH (C), FIK-5351H w/B200S-WH (C), FIK-5351R w/B200S-WH (C), FIK-FC351 w/B200S-WH (C)
96340593-fd11-49da-bc44-fafdb344d65f | NFPA 170 SPEAKER CEILING |  |  | North | Simplex |  | Speaker |  |  |  | Module | TRUE | 49HF-APPLC-BA | + | Ceiling mount Addressable High fidelity S/O appliance only. Assembled in USA | 1 | 0 | 0 |  |  |  |  | TRUE | TRUE |  |  |  |  | #FF0070C0 | FA-NFPA 170 SPEAKER CEILING | 1 | FALSE | FALSE | FALSE | 2019 | [16 empty] | C |  |  | DESKTOP-7EIEB7A\acont | 2022-02-21 14:48 | THOR\acont | 2024-09-08 17:27 | Cloned from Autocall A49HF-APPLC-BA | [Autocall, Simplex] [IDNac] [IDNAC] 49HF-APPLC (C), 49HF-APPLC-BA (C), 49HF-APPLW, 49HF-APPLW-BA, 49SO-APPLC (C), 49SO-APPLC-BA (C), 49SO-APPLC-O (C), 49SO-APPLC-O-BA (C), 49SO-APPLW, 49SO-APPLW-BA, 49SO-APPLW-O, 49SO-APPLW-O-BA, A49HF-APPLC (C), A49HF-A [Autocall, Simplex] [AUDIO 70.7v] [70V AUDIO] 49HF-APPLC (C), 49HF-APPLC-BA (C), 49HFV-APPLC (C), 49HFV-APPLC-BA (C), 49HFVH-APPLC (C), 49HFVH-APPLC-BA (C), 49SO-APPLC (C), 49SO-APPLC-BA (C), 49SO-APPLC-O (C), 49SO-APPLC-O-BA (C), 49SV-APPLC (C), 49SV-AP [Autocall, Simplex] [AUDIO 25v] [25V AUDIO] 49HF-APPLC (C), 49HF-APPLC-BA (C), 49HFV-APPLC (C), 49HFV-APPLC-BA (C), 49HFVH-APPLC (C), 49HFVH-APPLC-BA (C), 49SO-APPLC (C), 49SO-APPLC-BA (C), 49SO-APPLC-O (C), 49SO-APPLC-O-BA (C), 49SV-APPLC (C), 49SV-APPL
52d202a6-549d-4765-83d6-fb06efdfe9ff | NFPA 170 SPEAKER STROBE |  |  | North | Siemens |  | Speaker/Strobe |  |  |  | Module | TRUE | SL2SPSWW-AL | S54329-F177-A1++ | Speaker-Strobe, Wall, Clear, White, Alert | 1 | [12 empty] | #FF0070C0 | FA-NFPA 170 SPEAKER STROBE | 1 | FALSE | FALSE | FALSE | 2023 | [19 empty] | DESKTOP-7EIEB7A\acont | 2023-08-03 07:56 | THOR\acont | 2024-09-08 17:27 | Cloned from Siemens SL2SWW-AL | [Siemens] [NAC] [16.0 – 33.0 VDC] SL2SPSWR-AL, SL2SPSWR-ALA, SL2SPSWR-F, SL2SPSWR-FB, SL2SPSWR-M, SL2SPSWR-N, SL2SPSWR-NA, SL2SPSWW-AL, SL2SPSWW-ALA, SL2SPSWW-F, SL2SPSWW-FB, SL2SPSWW-M, SL2SPSWW-N, SL2SPSWW-NA, SL2SWR-A, SL2SWR-AL, SL2SWR-ALA, SL2SWR-AL [Siemens] [AUDIO 70.7v] [70V AUDIO] SL2SPSCR-A (C), SL2SPSCR-AL (C), SL2SPSCR-ALA (C), SL2SPSCR-F (C), SL2SPSCR-FB (C), SL2SPSCR-N (C), SL2SPSCR-NA (C), SL2SPSCW-A (C), SL2SPSCW-AL (C), SL2SPSCW-ALA (C), SL2SPSCW-F (C), SL2SPSCW-FB (C), SL2SPSCW-N (C), S [Siemens] [AUDIO 25v] [25V AUDIO] SL2SPSCR-A (C), SL2SPSCR-AL (C), SL2SPSCR-ALA (C), SL2SPSCR-F (C), SL2SPSCR-FB (C), SL2SPSCR-N (C), SL2SPSCR-NA (C), SL2SPSCW-A (C), SL2SPSCW-AL (C), SL2SPSCW-ALA (C), SL2SPSCW-F (C), SL2SPSCW-FB (C), SL2SPSCW-N (C), SL2
0540d65b-27ab-4a3f-87fd-fb0b609a7da0 | NFPA 170 SMOKE HEAT CO DETECTOR |  |  | North | Kidde |  | Smoke/Heat/CO Detector |  |  |  | Module | TRUE | KIR-PHCD w/KI-IB BASE | ++ | Multisensor Smoke, Heat, and CO Detector | 1 | 3.2e-05 | 3.2e-05 |  |  |  |  | FALSE | TRUE |  |  |  |  | #FFFF0000 | FA-NFPA 170 SMOKE HEAT CO DETECTOR | 1 | FALSE | FALSE | FALSE | 1408 | [13 empty] | FALSE | [5 empty] | DESKTOP-7EIEB7A\acont | 2023-05-24 19:23 | THOR\acont | 2024-09-08 17:27 | Cloned from Kidde KI-PHCD w/KI-IB BASE | [Kidde] [SLC EST SENSORS] [*] [#4 TYPE ADDR ¦ SENSORS] DS-HFS (C), DS-PS (C), FX-HD w/IB4U BASE, FX-HD w/RB4U BASE, FX-HD w/SB4U BASE, FX-HD w/SB4U-LF BASE, FX-HD wB4U BASE, FX-PD w/B4U BASE (C), FX-PD w/IB4U BASE (C), FX-PD w/SB4U BASE (C), FX-PD w/SB4U [Edwards, Kidde] [SLC EST MODULES/SENSORS] 01 [*] [iO64] DS-HFS (C), DS-PS (C), FX-HD w/IB4U BASE, FX-HD w/RB4U BASE, FX-HD w/SB4U BASE, FX-HD w/SB4U-LF BASE, FX-HD wB4U BASE, FX-PD w/B4U BASE (C), FX-PD w/IB4U BASE (C), FX-PD w/SB4U BASE (C), FX-PD w/SB [Kidde] [SLC EST MODULES SENSORS] [*] [#2 SHARED ADDR ¦ SENSORS] DS-HFS (C), DS-PS (C), FX-HD w/IB4U BASE, FX-HD w/RB4U BASE, FX-HD w/SB4U BASE, FX-HD w/SB4U-LF BASE, FX-HD wB4U BASE, FX-PD w/B4U BASE (C), FX-PD w/IB4U BASE (C), FX-PD w/SB4U BASE (C), FX [Edwards, Kidde] [SLC EST SENSORS] 01 [*] [EST3, iO1000] DS-HFS (C), DS-PS (C), FX-HD w/IB4U BASE, FX-HD w/RB4U BASE, FX-HD w/SB4U BASE, FX-HD w/SB4U-LF BASE, FX-HD wB4U BASE, FX-PD w/B4U BASE (C), FX-PD w/IB4U BASE (C), FX-PD w/SB4U BASE (C), FX-PD w/SB
51943269-b3d7-40bf-96d6-fb107a255e69 |  |  |  | North | Edwards |  | Hardware |  |  |  | Hardware | TRUE | MN-HSBHK1S |  | Battery compliment heating blankets (set of 2). 120 VAC. Requires MN-HSECCH1. Two used for MN-HS64 Series. | 1 | [6 empty] | FALSE | [5 empty] | #FFFFFFFF |  |  | FALSE | FALSE | FALSE | [14 empty] | FALSE | [7 empty] | THOR\acont | 2024-10-09 10:48
5fe8e263-8386-430c-98dc-fb1670989f33 |  |  |  | North | Potter |  | Cards & Components |  |  |  | Card | TRUE | MC-1000 | + | Multi-Connect Expander | 1 | 0.01 | 0.01 |  |  |  |  | TRUE | [5 empty] | #FFFFFFFF |  |  | FALSE | FALSE | FALSE | [14 empty] | FALSE | [7 empty] | THOR\acont | 2024-10-09 10:48 |  | [Potter] [P-LINK] [*] MC-1000 | [Potter] MC-1000
fcdfe94e-55f5-4d91-b996-fb1680e96cb2 | NFPA 170 FIRE ALARM CONTROL UNIT | RISER FACP |  | North | Simplex |  | Fire Alarm Control Unit |  |  |  | Assembly | TRUE | 2975-9450 |  | 4100ES 1 BAY CABINET | 1 | [6 empty] | TRUE | [5 empty] | #FFFF0000 | FA-NFPA 170 FIRE ALARM CONTROL UNIT | 1 | FALSE | FALSE | FALSE | 202 | [8 empty] | 6.2,10,12.7,18,25,33,50,110 |  |  |  |  | TRUE | [5 empty] | AULAPTOP-PC\Aulaptop | 2019-06-27 11:14 | THOR\acont | 2024-09-08 17:27 | Cloned from Simplex 2975-9452 CLONED
af1ba688-b587-4083-a6be-fb17c7b18dd0 | NFPA 170 NON ADDRESSABLE RELAY |  |  | North | Edwards |  | Non-Addressable Relay |  |  |  | Module | TRUE | MR801/T |  | SPDT Relay /w LED, & Track Mtg H'ware | 1 | 0.015 | 0.015 |  |  |  |  | FALSE | [5 empty] | #FFFF0000 | FA-NFPA 170 NON ADDRESSABLE RELAY | 1 | FALSE | FALSE | FALSE | 1300 | [13 empty] | FALSE | [7 empty] | THOR\acont | 2024-09-08 17:27 |  | [Altronix, Edwards, Silent Knight, System Sensor] [AUX POWER] A77-716B, EOL-1224RLY, EOL-R24VDC, MR101/C, MR101/T, MR601/S, MR601/T, MR801/S, MR801/T, PAM1, RB1224, RELA-EOL
d8bc1d13-b1e9-43a3-8839-fb19b0d5f729 | NFPA 170 HORN |  |  | North | Edwards |  | Horn |  |  |  | Module | TRUE | WG4WF-H |  | Outdoor rated horn, white with FIRE marking | 1 | [6 empty] | FALSE | [5 empty] | #FF0070C0 | FA-NFPA 170 HORN | 1 | FALSE | FALSE | FALSE | 2010 | [13 empty] | FALSE |  |  | WP |  |  |  |  | THOR\acont | 2024-09-08 17:27
d9b470f2-9f29-463c-a2a9-fb20fee37203 | NFPA 170 KNOX BOX |  |  | East | KNOX |  | Miscellaneous |  |  |  | Module | TRUE | 3502 |  | KNOX BOX 3502 | 1 | [6 empty] | FALSE | FALSE |  |  |  |  | #FFFF0000 | FA-NFPA 170 KNOX BOX | 1 | FALSE | FALSE | FALSE | [14 empty] | FALSE | [5 empty] | DESKTOP-7SAL8M7\acont | 2020-09-14 12:56 | THOR\acont | 2024-09-08 17:27 | Cloned from KNOX 4432 | [EAS, Firelite, Kidde, KNOX, Monaco Enterprises, Potter, System Sensor, Thermotech] [IDC] 01 2HS, 2HSR, 302-AW-135 (C), 3200, 3261, 3270, 3502, 4401, 4403, 4430, 4432, 4505, 4534, 5000H, 5000HR, 721-127-00 (C), 722-123-00 (C), 723-369-00 (C), BG-12LO, I3 [EAS, Federal Signal, Kidde, KNOX] [IDC] 01 2HS, 2HSR, 3200, 3261, 3270, 3502, 4401, 4403, 4430, 4432, 4505, 4534, 5000H, 5000HR, MPEX
ef12fe80-1909-452f-b5a7-fb2e77877411 | NFPA 170 REMOTE ANNUNCIATOR | RISER ANNUNCIATOR |  | North | MIRCOM |  | Remote Annunciator |  |  |  | Module | TRUE | RAX-LCD-LITE/BB-1001 | + | LCD ANNUNCIATOR, BB-1001 ENCLOSURE | 1 | 0.065 | 0.08 |  |  |  |  | FALSE | [5 empty] | #FFFF0000 | FA-NFPA 170 REMOTE ANNUNCIATOR | 1 | FALSE | FALSE | FALSE | 255 | [13 empty] | FALSE | [7 empty] | THOR\acont | 2024-09-08 17:27 |  | [MIRCOM] [RS-485] RAX-LCD-LITE/BB-1001, RAXN-LCD CARD [MIRCOM] [AUX POWER] [*] RAX-LCD-LITE/BB-1001, RAXN-LCD CARD, RAXN-LCDG CARD
fcff4e26-d91f-4a2c-bfe2-fb30a91080b9 | NFPA 170 DOOR HOLDER |  |  | North | Block Definition Only |  | Door Holder |  |  |  | Module | TRUE | NFPA 170 DOOR HOLDER |  | NFPA 170 DOOR HOLDER | 1 | [12 empty] | #FFFF0000 | FA-NFPA 170 DOOR HOLDER | 1 | FALSE | FALSE | FALSE | 2500 | [19 empty] | AULAPTOP-PC\Aulaptop | 2020-03-26 07:41 | THOR\acont | 2024-09-08 17:27
827541f1-5908-42a5-94a1-fb3d8de7ef46 | NFPA 170 SPEAKER STROBE CEILING |  |  | North | Kidde |  | Speaker/Strobe |  |  |  | Module | TRUE | GCHFWF-S7VMC |  | 70V Ceiling Speaker/Strobe,White,15, 30, 75, 95 cd,FIRE | 1 | 0 | 0.168 |  |  |  |  | FALSE | TRUE |  |  |  |  | #FF0070C0 | FA-NFPA 170 SPEAKER STROBE CEILING | 1 | FALSE | FALSE | FALSE | 2020 | [13 empty] | FALSE |  |  | C |  |  | DESKTOP-7SAL8M7\acont | 2020-01-02 08:13 | THOR\acont | 2024-09-08 17:27 | Cloned from Edwards GCHFWF-S7VMC | [Edwards, Kidde] [NAC] [16 VDC] EGCFR-VM (C), EGCF-VM (C), GCFR-S7VM (C), GCFR-VM (C), GCF-S2VM (C), GCF-S7VM (C), GCF-VM (C), GCHFRF-S2VMC (C), GCHFRF-S7VMC (C), GCHFRN-S2VMC (C), GCHFRN-S7VMC (C), GCHFWA-S2VMA (C), GCHFWA-S2VMC (C), GCHFWA-S7VMA (C), G [Edwards, Kidde] [AUDIO 70.7v] [70V AUDIO] G4F-S7, G4F-S7V1575, G4F-S7VM, G4HFRF-S7, G4HFRF-S7VMC, G4HFRN-S7, G4HFRN-S7VMC, G4HFWA-S7, G4HFWA-S7VMA, G4HFWA-S7VMC, G4HFWF-S7, G4HFWF-S7VMC, G4HFWN-S7, G4HFWN-S7VMA, G4HFWN-S7VMB, G4HFWN-S7VMC, G4RF-S7, G4RF [Edwards, Kidde] [NAC] [24 VDC] EGCFR-VM (C), EGCF-VM (C), GCFR-S7VM (C), GCFR-VM (C), GCF-S2VM (C), GCF-S7VM (C), GCF-VM (C), GCHFRF-S2VMC (C), GCHFRF-S7VMC (C), GCHFRN-S2VMC (C), GCHFRN-S7VMC (C), GCHFWA-S2VMA (C), GCHFWA-S2VMC (C), GCHFWA-S7VMA (C), G
28e22385-c632-4a08-a8b3-fb4576039e48 | NFPA 170 HORN |  |  | North | Autocall |  | Horn |  |  |  | Module | TRUE | A59AO-APPLWW | ++ | Notification Appliances, Wall Mount Horn, White, Weatherproof | 1 | 0 | 0 |  |  |  |  | TRUE | [5 empty] | #FF0070C0 | FA-NFPA 170 HORN | 1 | FALSE | FALSE | FALSE | 2023 | [19 empty] | THOR\acont | 2024-03-15 08:20 | THOR\acont | 2024-09-08 17:27 | Cloned from Autocall A59AO-APPLWR | [Autocall] [IDNac] [23 VDC RMS, UL 464 CODED HIGH] A59AO-APPLWR, A59AO-APPLWR-O, A59AO-APPLWW, A59AO-APPLWW-O [Autocall] [IDNac] [23 VDC RMS, UL 464 CODED LOW] A59AO-APPLWR, A59AO-APPLWR-O, A59AO-APPLWW, A59AO-APPLWW-O
4d65da34-0816-4979-bb70-fb4bfbf95aa0 | NFPA 170 DGP |  |  | North | Notifier |  | Hardware |  |  |  | Hardware | TRUE | TR-B4 |  | Accessory semi-flush-mount trim ring, two tiers (opening 24.062" [61.118 cm] W x 28.562" [72.548 cm] H), BLACK, 3 lbs. | 1 | [6 empty] | FALSE | [5 empty] | #FFFF0000 | FA-NFPA 170 DGP | 1 | FALSE | FALSE | FALSE | [9 empty] | 7,12,18 |  |  |  |  | TRUE | [5 empty] | DESKTOP-7EIEB7A\acont | 2021-04-01 14:53 | THOR\acont | 2024-09-08 17:27 | Cloned from Notifier TR-A4
4cd39ef4-c0da-4c9a-be8e-fb4e70bd0dc5 |  |  |  | North | HID | Security/Access Control |  |  |  |  | Module | TRUE | 1386 |  |  | 1 | [12 empty] | #FFFFFFFF |  |  | FALSE | FALSE | FALSE | [20 empty] | THOR\acont | 2024-03-12 21:20 | THOR\acont | 2024-10-09 10:48
3c04e31e-fc60-4d98-9fe6-fb59b3b63070 | NFPA 170 HORN STROBE |  |  | North | System Sensor |  | Horn/Strobe |  |  |  | Module | TRUE | P2RLED w/WAV-RL | ++ | 2-Wire, Horn Strobe, Red | 1 | 0 | 0.245 |  |  |  |  | FALSE | [5 empty] | #FF0070C0 | FA-NFPA 170 HORN STROBE | 1 | FALSE | FALSE | FALSE | 2012 | [13 empty] | FALSE | [5 empty] | DESKTOP-QGO6JOK\acont | 2023-10-18 21:11 | THOR\acont | 2024-09-08 17:27 | Cloned from System Sensor P2RL w/WAV-RL | [System Sensor] [NAC] [24VDC, TEMPORAL LOW] P2GRLED, P2GWLED, P2RLED, P2RLED w/WAV-RL, P2RLED-P, P2RLED-SP, P2WLED, P2WLED w/ WAV-WL, P2WLED-P, P2WLED-SP [System Sensor] [NAC] [24VDC, TEMPORAL HIGH] P2GRLED, P2GWLED, P2RLED, P2RLED w/WAV-RL, P2RLED-P, P2RLED-SP, P2WLED, P2WLED w/ WAV-WL, P2WLED-P, P2WLED-SP [Farenhyt, Firelite, Gamewell FCI, Notifier, Silent Knight, System Sensor] [SWIFT MESH DEVICES] 01 HRL-LF w/ WAV-RL, HWL-LF w/ WAV-WL, P2RL w/WAV-RL, P2RLED w/WAV-RL, P2RL-LF w/ WAV-RL, P2WL w/ WAV-WL, P2WLED w/ WAV-WL, P2WL-LF w/ WAV-WL, SRL w/ WAV-RL,
68721b03-b83e-4ba7-9224-fb5a106274dd | NFPA 170 SMOKE DETECTOR |  |  | North | Simplex |  | Smoke Detector |  |  |  | Module | TRUE | 2098-9576 | ++ | Ionization Detector | 1 | 0.04 | 0.086 |  |  |  |  | FALSE | TRUE |  |  |  |  | #FFFF0000 | FA-NFPA 170 SMOKE DETECTOR | 1 | FALSE | FALSE | FALSE | 1408 | [13 empty] | FALSE |  |  | SBP |  |  | DESKTOP-7EIEB7A\acont | 2023-03-07 06:30 | THOR\acont | 2024-09-08 17:27 | Cloned from Simplex 2098-9201 | [Autocall, Simplex] [IDC] 01 2098-9201 (C), 2098-9202 (C), 2098-9203 (C), 2098-9208 (C), 2098-9576 (C), 2099-9101 (C), 2099-9102 (C), 2099-9103 (C), 2099-9104 (C), 2099-9105 (C), 2099-9107 (C), 2099-9108 (C), 2099-9754 (C), 2099-9755 (C), 2099-9756 (C),
90d7b4ab-007d-457e-a93e-fb5d58aa3d93 | NFPA 170 DOOR HOLDER |  |  | North | Rixson |  | Door Holder |  |  |  | Module | TRUE | ADI_K7-998TRI689 |  | Door Holder, Rixson, Semi-Flush | 1 | [6 empty] | FALSE | [5 empty] | #FFFF0000 | FA-NFPA 170 DOOR HOLDER | 1 | FALSE | FALSE | FALSE | [14 empty] | FALSE | [7 empty] | THOR\acont | 2024-09-08 17:27 |  | [ASSA ABLOY, Bosch, Hochiki, N/A, Notifier, Potter, Rixson, RSG, Silent Knight, System Sensor] [AUX POWER] [DOOR RELEASE] 7200, ADI_K7-998TRI689, D370, D370C, DH Series, DH(1224)FPC, DH(1224)GPC, DH(1224)RPC, DH(1224)SPC, DH(24120)FPC, DH(24120)GPC, DH(2 [Bosch, Hochiki, N/A, Notifier, Potter, Rixson, RSG, Silent Knight, System Sensor] [AUX POWER] [DOOR RELEASE] ADI_K7-998TRI689, D370, D370C, DH Series, DH(1224)FPC, DH(1224)GPC, DH(1224)RPC, DH(1224)SPC, DH(24120)FPC, DH(24120)GPC, DH(24120)GPC2, DH(2412 [Bosch, Generic, Hochiki, N/A, Notifier, Potter, Rixson, RSG, Silent Knight, System Sensor] [RELAY] [DOOR RELEASE] 110VAC DOOR HOLDER, ADI_K7-998TRI689, D370, D370C, DH Series, DH(1224)FPC, DH(1224)GPC, DH(1224)RPC, DH(1224)SPC, DH(24120)FPC, DH(24120)GP
4f645e39-a850-4b4f-9ac4-fb5e959469b4 |  |  |  | North | Siemens | [5 empty] | Module | TRUE | DB-X11RS | 500-096125 | SERIES-11 MOUNTING BASE WITH RELAY FOR MXL | 1 | [12 empty] | #FFFFFFFF |  |  | FALSE | FALSE | FALSE | [20 empty] | DESKTOP-7SAL8M7\acont | 2019-08-13 09:04 | THOR\acont | 2024-10-09 10:48
b6c91a4e-b21c-4511-8d4b-fb666fecb3b6 | NFPA 170 WIRELESS CONTROL UNIT |  |  | North | Gamewell FCI |  | Wireless Control Unit |  |  |  | Module | TRUE | WAV-RL | + | Wireless AV base, wall, red | 1 | [6 empty] | FALSE | [5 empty] | #FFFF0000 | FA-NFPA 170 WIRELESS CONTROL UNIT | 1 | FALSE | FALSE | FALSE | [14 empty] | FALSE |  |  | WAV-CRL |  |  | AUGUSTXPS17-EUP\aucon | 2022-07-12 06:50 | THOR\acont | 2024-09-08 17:27 | Cloned from Firelite WAV-RL CLONED CLONED | [Gamewell FCI] [SLC MODULES SENSORS] [*] [#1 SHARED ADDR ¦ MODULES] AMM-2F, AMM-2IF, AMM-2RF, AMM-2RIF, AMM-4F, AMM-4SF, AOM-2RF, AOM-2SF, AOM-TELF, MMI-10F, MMI-6SF, MMO-6RF, MMO-6SF, MS-7AF, MS-7ASF, MS-7S w/AMM-2F, MS-WS w/AMM-2F, TC81021000, VW-DIS-D [Gamewell FCI] [SLC MODULES] [*] [#3 TYPE ADDR ¦ MODULES] AMM-2F, AMM-2IF, AMM-2RF, AMM-2RIF, AMM-4F, AMM-4SF, AOM-2RF, AOM-2SF, AOM-TELF, MMI-10F, MMI-6SF, MMO-6RF, MMO-6SF, MS-7AF, MS-7ASF, MS-7S w/AMM-2F, MS-WS w/AMM-2F, TC81021000, VW-GATE, WAM-MM, W [Farenhyt, Firelite, Gamewell FCI, Notifier, Silent Knight] [SWIFT MESH DEVICES] 03 WAV-CRL, WAV-CWL, WAV-RL, WAV-WL [Farenhyt, Firelite, Gamewell FCI, Notifier, Silent Knight, System Sensor] [SWIFT MESH DEVICES] 01 HRL-LF w/ WAV-RL, HWL-LF w/ WAV-WL, P2RL w/WAV-RL, P2RLED w/WAV-RL, P2RL-LF w/ WAV-RL, P2WL w/ WAV-WL, P2WLED w/ WAV-WL, P2WL-LF w/ WAV-WL, SRL w/ WAV-RL, | [Farenhyt, Firelite, Gamewell FCI, Notifier, Silent Knight] WAV-CRL, WAV-CWL, WAV-RL, WAV-WL
230dbe94-aa17-418f-9fb9-fb6b395cfa04 | NFPA 170 SMOKE DETECTOR |  |  | North | Gamewell FCI |  | Smoke Detector |  |  |  | Module | TRUE | ASD-PTL3 w/B300-6 | + | Photoelectric smoke detector with thermal sensing, bright white, Velociti w/ 6” Flanged mounting base, bright white | 1 | 0.0002 | 0.0045 |  |  |  |  | FALSE | TRUE | FLUSH |  | 4" SQ. DEEP | 3 "O" PLASTER RING | #FFFF0000 | FA-NFPA 170 SMOKE DETECTOR | 1 | FALSE | FALSE | FALSE | 1408 | [13 empty] | FALSE |  |  | T |  |  | DESKTOP-7SAL8M7\acont | 2019-04-25 06:40 | THOR\acont | 2024-09-08 17:27 | 20191121 AC Detector with base | [Gamewell FCI] [SLC SENSORS] [*] [#4 TYPE ADDR ¦ SENSORS] ADPF (C), ASD-PL2F w/B200S-LF-WH (C), ASD-PL2F w/B210LP (C), ASD-PL2FR (C), ASD-PL3 w/B200S-LF-WH (C), ASD-PL3 w/B200SR-LF-WH (C), ASD-PL3 w/B200SR-WH (C), ASD-PL3 w/B224BI-WH (C), ASD-PL3 w/B224R [Gamewell FCI] [SLC MODULES SENSORS] [*] [#2 SHARED ADDR ¦ SENSORS] ADPF (C), ASD-PL2F w/B200S-LF-WH (C), ASD-PL2F w/B210LP (C), ASD-PL2FR (C), ASD-PL3 w/B200S-LF-WH (C), ASD-PL3 w/B200SR-LF-WH (C), ASD-PL3 w/B200SR-WH (C), ASD-PL3 w/B224BI-WH (C), ASD-P
6fe791f2-d9ae-4594-a03f-fb6c65856900 |  |  |  | North | Edwards |  | Hardware |  |  |  | Hardware | TRUE | 757A-RRW |  | Retrofit Ring - WHITE | 1 | [6 empty] | FALSE | [5 empty] | #FFFFFFFF |  |  | FALSE | FALSE | FALSE | [14 empty] | FALSE | [7 empty] | THOR\acont | 2024-10-09 10:48
d1d84883-fba3-4451-bbf0-fb6e4783d174 | NFPA 170 STROBE CEILING |  |  | North | Potter |  | Strobe |  |  |  | Module | TRUE | PE-STRC | ++ | Strobe, Ceiling, Red | 1 | 0 | 0.043 |  |  |  |  | FALSE | TRUE |  |  |  |  | #FF0070C0 | FA-NFPA 170 STROBE CEILING | 1 | FALSE | FALSE | FALSE | 2023 | [13 empty] | FALSE | [5 empty] | THOR\acont | 2024-12-04 12:38 |  |  | Cloned from Potter PE-STWC | [Potter] [NAC] [VDC] PE-SPSTRC (C), PE-SPSTWC (C), PE-STRC (C), PE-STWC (C)
37113a06-9395-473f-b1d6-fb70da30b5f0 | NFPA 170 FLAME DETECTOR |  |  | North | Dräger |  | Flame Detector |  |  |  | Module | TRUE | Flame 3000 | + | Flame Detector | 1 | 0.117 | 0.117 |  |  |  |  | TRUE | [5 empty] | #FFFF0000 | FA-NFPA 170 FLAME DETECTOR | 1 | FALSE | FALSE | FALSE | 1401 | [16 empty] | XP |  |  | DESKTOP-7SAL8M7\acont | 2020-01-09 11:05 | THOR\acont | 2024-09-08 17:27 | Cloned from Det-Tronics X5200 | [Det-Tronics, Dräger, Potter] [AUX POWER] [*] Flame 3000, U5015 (C), X3301, X3302, X5200 [Det-Tronics, Dräger, Potter] [IDC] 01 Flame 3000, U5015 (C), X3301, X3302, X5200
5bf5121c-2f09-4c89-8703-fb7ab45e9168 |  |  |  | North | MIRCOM |  | Cards & Components |  |  |  | Card | TRUE | RB-MD-1093 |  | Two Door Controller Board with IP Capability | 1 | [6 empty] | TRUE | [5 empty] | #FFFFFFFF |  |  | FALSE | FALSE | FALSE | [14 empty] | FALSE | [5 empty] | AULAPTOP-PC\Aulaptop | 2019-08-15 15:47 | THOR\acont | 2024-10-09 10:48 | Cloned from MIRCOM BAT-12V12A |  | [MIRCOM] RB-MD-1093
589fbe41-328b-4f3d-b228-fb82a6b2d4ae | NFPA 170 DOOR HOLDER |  |  | North | Siemens |  | Door Holder |  |  |  | Module | TRUE | SDH-5D |  | 24VDC, concealed wiring | 1 | 0.068 |  |  |  | 24 |  | FALSE | [5 empty] | #FFFF0000 | FA-NFPA 170 DOOR HOLDER | 1 | FALSE | FALSE | FALSE | 2500 | [13 empty] | FALSE | [5 empty] | THOR\acont | 2023-09-27 09:17 | THOR\acont | 2024-09-08 17:27 | Cloned from Siemens SDH-2D CLONED CLONED CLONED | [Siemens] [AUX POWER] [*] SDH-2D, SDH-3D, SDH-4D, SDH-5D, SDH-6D, SDH-7D, SDH-8D
5b836d75-62a9-49d6-adcf-fb857a7cf95d | NFPA 170 BELL |  |  | North | Eaton Wheelock |  | Bell |  |  |  | Module | TRUE | 43T-G10-R |  | Bell, Vib, 115 VAC, 10", Red. | 1 | [6 empty] | FALSE | FALSE |  |  |  |  | #FFFF0000 | FA-NFPA 170 BELL | 1 | FALSE | FALSE | FALSE | 2000 | [13 empty] | FALSE | [7 empty] | THOR\acont | 2024-09-08 17:27
5cf22c38-9c28-4f83-babb-fb8785896426 |  |  |  | North | Simplex |  | Cards & Components |  |  |  | Card | TRUE | 4100-9111 Main Board | ++ | Main Board | 1 | 0.373 | 0.47 |  |  |  |  | TRUE | [5 empty] | #FFFFFFFF |  |  | FALSE | FALSE | FALSE | [14 empty] | FALSE | [5 empty] | DESKTOP-7EIEB7A\acont | 2023-03-06 14:51 | THOR\acont | 2024-10-09 10:48 | Cloned from Simplex 4100-9111 MAIN BOARD | [Autocall, Simplex] [IDC] [#1 ALARM] 4100-6033, 4100-9111 (4100U) Main Board, 4100-9111 Main Board, A009-970x MAIN BOARD, A009-970xx MAIN BOARD, A100-6033, A100-9111 Main Board | [Autocall, Simplex] 4010-9401 Main Board, 4010-9402 Main Board, 4100-9111 (4100U) Main Board, 4100-9111 Main Board, A010-9401 Main Board, A010-9402 Main Board, A100-9111 Main Board
d6bedf54-5f70-4ac0-b5f2-fb911723e560 | NFPA 170 STROBE CEILING |  |  | North | Siemens |  | Strobe |  |  |  | Module | TRUE | SLSCW-FB | S54329-F16-A1 | SLSCW-FB ST,CLG,WHT,FIRE,FEU | 1 | [7 empty] | TRUE |  |  |  |  | #FF0070C0 | FA-NFPA 170 STROBE CEILING | 1 | FALSE | FALSE | FALSE | 2022 | [19 empty] | DESKTOP-7SAL8M7\acont | 2019-08-13 09:04 | THOR\acont | 2024-09-08 17:27 |  | [Siemens] [NAC] [24 VDC] SL2SPSCW-F (C), SLSCR-AL (C), SLSCR-ALA (C), SLSCR-F (C), SLSCR-FB (C), SLSCR-N (C), SLSCR-NA (C), SLSCW-A (C), SLSCW-AL (C), SLSCW-ALA (C), SLSCW-F (C), SLSCW-FB (C), SLSCW-N (C), SLSCW-NA (C), SLSPSCR-A (C), SLSPSCR-AL (C), SLS
bfdedf8a-f6b7-4d9e-8658-fb9ea1525f2c |  |  |  | North | Potter | [5 empty] | Module | TRUE | NGP-1000D-M1 |  | Nitrogen Generator with 1,000 Gallon Largest Riser Fill and 1,200 gallons of Total Sprinkler System Capacity | 1 | [6 empty] | FALSE | [5 empty] | #FFFFFFFF |  |  | FALSE | FALSE | FALSE | [14 empty] | FALSE | [7 empty] | THOR\acont | 2024-10-09 10:48
fad1f6e1-aeb7-400c-8a83-fb9f366b4b59 |  |  |  | North | Bosch | [5 empty] | Module | TRUE | VJM-4016-US | * | Encoder, 16-Channel, 2 Audio In, 1 Audio Out; 4 Alarm Input, 1 Relay Out, Dual Streaming @ 30IPS, A | 1 | [12 empty] | #FFFFFFFF |  |  | FALSE | FALSE | FALSE | [20 empty] | DESKTOP-7EIEB7A\acont | 2021-08-13 06:25 | THOR\acont | 2024-10-09 10:48
7a398d48-a13a-4818-b346-fba0b83f073c | NFPA 170 GAS DETECTOR |  |  | North | Gamewell FCI |  | Gas Detection |  |  |  | Module | TRUE | MCS-CO3 w/B300-6-IV | + | Intelligent addressable carbon monoxide detector, white w/ 6” Flanged mounting base, ivory | 1 | 0.0002 | 0.0045 |  |  |  |  | FALSE | TRUE | FLUSH |  | 4" SQ. DEEP | 3 "O" PLASTER RING | #FFFF0000 | FA-NFPA 170 GAS DETECTOR | 1 | FALSE | FALSE | FALSE | 1402 | [13 empty] | FALSE | [5 empty] | DESKTOP-7EIEB7A\acont | 2021-02-28 15:38 | THOR\acont | 2024-09-08 17:27 | Cloned from Notifier FSCO-951 w/B300-6-IV | [Gamewell FCI] [SLC SENSORS] [*] [#4 TYPE ADDR ¦ SENSORS] ADPF (C), ASD-PL2F w/B200S-LF-WH (C), ASD-PL2F w/B210LP (C), ASD-PL2FR (C), ASD-PL3 w/B200S-LF-WH (C), ASD-PL3 w/B200SR-LF-WH (C), ASD-PL3 w/B200SR-WH (C), ASD-PL3 w/B224BI-WH (C), ASD-PL3 w/B224R [Gamewell FCI] [SLC MODULES SENSORS] [*] [#2 SHARED ADDR ¦ SENSORS] ADPF (C), ASD-PL2F w/B200S-LF-WH (C), ASD-PL2F w/B210LP (C), ASD-PL2FR (C), ASD-PL3 w/B200S-LF-WH (C), ASD-PL3 w/B200SR-LF-WH (C), ASD-PL3 w/B200SR-WH (C), ASD-PL3 w/B224BI-WH (C), ASD-P
3e899ea7-f2ec-4e42-a30b-fba858c9be4a | NFPA 170 SPEAKER STROBE CEILING |  |  | North | Edwards |  | Speaker/Strobe |  |  |  | Module | TRUE | GCWN-S7VMHB |  | 70V Speaker/Strobe white, no markings, High cd, blue | 1 | 0 | 0.502 |  |  |  |  | FALSE | TRUE |  |  |  |  | #FF0070C0 | FA-NFPA 170 SPEAKER STROBE CEILING | 1 | FALSE | FALSE | FALSE | 2020 | [13 empty] | FALSE |  |  | C |  |  |  |  | THOR\acont | 2024-09-08 17:27 |  | [Edwards, Kidde] [AUDIO 70.7v] [70V AUDIO] G4F-S7, G4F-S7V1575, G4F-S7VM, G4HFRF-S7, G4HFRF-S7VMC, G4HFRN-S7, G4HFRN-S7VMC, G4HFWA-S7, G4HFWA-S7VMA, G4HFWA-S7VMC, G4HFWF-S7, G4HFWF-S7VMC, G4HFWN-S7, G4HFWN-S7VMA, G4HFWN-S7VMB, G4HFWN-S7VMC, G4RF-S7, G4RF [Edwards, Kidde] [NAC] [16 VDC] EGCF-S2VMH (C), EGCF-VMH (C), GCF-S2VMH (C), GCF-S7VMH (C), GCF-VMH (C), GCHFRF-S2VMCH (C), GCHFRF-S7VMCH (C), GCHFRN-S2VMCH (C), GCHFRN-S7VMCH (C), GCHFWA-S2VMAH (C), GCHFWA-S2VMCH (C), GCHFWA-S7VMAH (C), GCHFWA-S7VMCH (C [Edwards, Kidde] [NAC] [24 VDC] EGCF-S2VMH (C), EGCF-VMH (C), GCF-S2VMH (C), GCF-S7VMH (C), GCF-VMH (C), GCHFRF-S2VMCH (C), GCHFRF-S7VMCH (C), GCHFRN-S2VMCH (C), GCHFRN-S7VMCH (C), GCHFWA-S2VMAH (C), GCHFWA-S2VMCH (C), GCHFWA-S7VMAH (C), GCHFWA-S7VMCH (C
4f0e7504-8d86-4e85-b71f-fba97a445952 | NFPA 170 SPEAKER STROBE CEILING |  |  | North | Siemens |  | Speaker/Strobe |  |  |  | Module | TRUE | SC-SS-CR-F |  | CEILING ACEND SPEAKER STROBE, RED, "FIRE" | 1 | [6 empty] | TRUE | TRUE |  |  |  |  | #FF0070C0 | FA-NFPA 170 SPEAKER STROBE CEILING | 1 | FALSE | FALSE | FALSE | [20 empty] | XPS-17-9710\August | 2024-10-08 06:07 | XPS-17-9710\August | 2024-10-11 07:22 | 20241008 NEW SIEMENS PARTS | [Siemens] [AUDIO 70.7v] [70V AUDIO] SC-SP-CR-F (C), SC-SP-CW-F (C), SC-SP-WR-F, SC-SP-WW-F, SC-SS-CR-F (C), SC-SS-CW-F (C), SC-SS-WR-F, SC-SS-WW-F [Siemens] [AUDIO 25v] [25V AUDIO] SC-SP-CR-F (C), SC-SP-CW-F (C), SC-SP-WR-F, SC-SP-WW-F, SC-SS-CR-F (C), SC-SS-CW-F (C), SC-SS-WR-F, SC-SS-WW-F [Siemens] [NAC] [16.0 – 33.0 VDC] SC-SS-CR-F (C), SC-SS-CW-F (C), SC-SS-WR-F, SC-SS-WW-F
339631e2-4a39-4c07-85dd-fbb21eea74b6 | BP CONTROL PANEL | BP RISER CONTROL PANEL |  | North | BluePoint |  | Control Panel |  |  |  | Assembly | TRUE | BP-BHE-A101 | ++ | HW System Head-end | 1 | [6 empty] | FALSE | [5 empty] | #FFFF0000 | FA-BP CONTROL PANEL | 1 | FALSE | FALSE | FALSE | 105 | [8 empty] | 7,18,38 | 1 | 18 | 1.4 |  | TRUE | [5 empty] | THOR\acont | 2024-04-12 14:26 | THOR\acont | 2024-09-08 17:27 | Cloned from BluePoint BP-BHE-A202
cc49efeb-3240-41a2-8557-fbb52f4d85e9 |  |  |  | North | Bosch | [5 empty] | Module | TRUE | NEZ-A4-SMB-RO | * | ***(Ross)AUTODOME IP 4000 HD SURFACE MOUNT BOX | 1 | [12 empty] | #FFFFFFFF |  |  | FALSE | FALSE | FALSE | [20 empty] | DESKTOP-7EIEB7A\acont | 2021-08-13 06:25 | THOR\acont | 2024-10-09 10:48
a9331d54-c158-47d4-8a4c-fbb79da9962a | 170 BASIC SHAPE |  |  | North | Fike |  | Miscellaneous |  |  |  | Module | TRUE | 02-10310 |  | SIGN, AGENT ABORT "PUSH AND HOLD" | 1 | [6 empty] | TRUE | [5 empty] | #FFFF0000 | FA-170 BASIC SHAPE | 1 | FALSE | FALSE | FALSE | [17 empty] | S3 |  |  | DESKTOP-QGO6JOK\acont | 2022-06-06 13:26 | THOR\acont | 2024-09-08 17:27 | Cloned from Fike 02-10309
21e5d7f6-b4a7-4bd6-95dd-fbbcfa98cd12 |  |  |  | North | Siemens | [5 empty] | Module | TRUE | SM-30 | 500-821670 | DUAL SWITCH MODULE (1) SPACE | 1 | [12 empty] | #FFFFFFFF |  |  | FALSE | FALSE | FALSE | [20 empty] | DESKTOP-7SAL8M7\acont | 2019-08-13 09:04 | THOR\acont | 2024-10-09 10:48
18421280-6bb3-4756-be2f-fbbfacb5d2c8 |  |  |  | North | Siemens | [5 empty] | Module | TRUE | STA-6 | 500-684362 | SAMPLING TUBE SET 3'3"-6'3" | 1 | [12 empty] | #FFFFFFFF |  |  | FALSE | FALSE | FALSE | [20 empty] | DESKTOP-7SAL8M7\acont | 2019-08-13 09:04 | THOR\acont | 2024-10-09 10:48
0ff3e6b3-2904-4d81-8c94-fbcee6b96ee9 | CADGEN ELECTRIC STRIKE |  |  | North | Von Duprin | Security/Access Control | Electric Strike |  |  |  | Module | TRUE | 6221 | ++ | 6200 Series - Strikes for mortise or cylindrical devices | 1 | 0.06 | 0.06 |  |  | 12 |  | TRUE | [5 empty] | #FFFF0000 | FA-CADGEN ELECTRIC STRIKE | 1 | FALSE | FALSE | FALSE | [17 empty] | R1 |  |  | DESKTOP-7EIEB7A\acont | 2023-01-27 07:13 | THOR\acont | 2024-09-08 17:27 | Cloned from Von Duprin 6216 | [Alarm Controls, ALARM CONTROLS CORPORATION, ASSA ABLOY, Generic, HES, RCI, Von Duprin] [ACCESS CONTROL OUTPUT] [*] 1200L, 1200LB, 1200S, 1500, 1600, 4200, 5100, 600D, 600L, 600S, 6210, 6211, 6211AL, 6211WF, 6212, 6212WF, 6213, 6214, 6215, 6216, 6221, 62
c515f43d-0468-47a5-9f6a-fbd3e0f368f4 | NFPA 170 ADDRESSABLE INPUT MONITOR MODULE |  |  | North | Gamewell FCI |  | Addressable Module |  |  |  | Module | TRUE | WAM-MM | + | Wireless Monitor Module | 1 | [6 empty] | FALSE | [5 empty] | #FFFF0000 | FA-NFPA 170 ADDRESSABLE INPUT MONITOR MODULE | 1 | FALSE | FALSE | FALSE | 1000 | [13 empty] | FALSE |  |  | W |  |  | DESKTOP-7SAL8M7\acont | 2020-03-19 13:00 | THOR\acont | 2024-09-08 17:27 | Cloned from Firelite W-MMF | [Gamewell FCI] [SLC MODULES] [*] [#3 TYPE ADDR ¦ MODULES] AMM-2F, AMM-2IF, AMM-2RF, AMM-2RIF, AMM-4F, AMM-4SF, AOM-2RF, AOM-2SF, AOM-TELF, MMI-10F, MMI-6SF, MMO-6RF, MMO-6SF, MS-7AF, MS-7ASF, MS-7S w/AMM-2F, MS-WS w/AMM-2F, TC81021000, VW-GATE, WAM-MM, W [Farenhyt, Firelite, Gamewell FCI, Notifier, Silent Knight] [SWIFT MESH DEVICES] 01 FWH-200FIX135, FWH-200ROR135, FW-MM, FW-RM, NBG-12WL, WAM-MM, WAM-RC, W-BG12LX, W-CRF, W-H355, W-H355R, WIDP-HEAT w/B210W, WIDP-HEAT-ROR w/B210W, WIDP-MONITOR, WIDP-PULL- [Gamewell FCI] [SLC MODULES SENSORS] [*] [#1 SHARED ADDR ¦ MODULES] AMM-2F, AMM-2IF, AMM-2RF, AMM-2RIF, AMM-4F, AMM-4SF, AOM-2RF, AOM-2SF, AOM-TELF, MMI-10F, MMI-6SF, MMO-6RF, MMO-6SF, MS-7AF, MS-7ASF, MS-7S w/AMM-2F, MS-WS w/AMM-2F, TC81021000, VW-DIS-D
c2c81c05-bf79-49e5-bfad-fbda48ceee09 | NFPA 170 AMPLIFIER RACK | RISER AMP |  | North | Potter |  | Amplifier |  |  |  | Assembly | TRUE | SCA-2525 (25V) | + | SINGLE CHANNEL 25W, 25V AMPLIFIER | 1 | [6 empty] | FALSE | [5 empty] | #FFFF0000 | FA-NFPA 170 AMPLIFIER RACK | 1 | FALSE | FALSE | FALSE | 300 | [8 empty] | 12 |  |  |  | 25 | TRUE | [5 empty] | DESKTOP-7EIEB7A\acont | 2021-12-13 22:18 | THOR\acont | 2024-09-08 17:27 | Cloned from Potter PVC-DP100 (25V)
9cf71a99-bd95-4438-899f-fbe962df32bc |  |  |  | North | Bosch | [5 empty] | Module | TRUE | DS835I | * | 35FT PIR/MW 0000042089 | 1 | [12 empty] | #FFFFFFFF |  |  | FALSE | FALSE | FALSE | [20 empty] | DESKTOP-7EIEB7A\acont | 2021-08-13 06:25 | THOR\acont | 2024-10-09 10:48
1c9d3496-2f41-4631-ad23-fbee54e21f16 |  |  |  | North | TRANSITION NETWORKS | Security/Access Control |  |  |  |  | Module | TRUE | SISTP1040-342-LRT |  |  | 1 | [12 empty] | #FFFFFFFF |  |  | FALSE | FALSE | FALSE | [20 empty] | THOR\acont | 2024-03-12 21:43 | THOR\acont | 2024-10-09 10:48
300cff0c-f392-43f5-88bd-fbf12f9e3dee | NFPA 170 STROBE WALL |  |  | North | Potter |  | Strobe |  |  |  | Module | TRUE | SL-5A |  | 160,000 Candle Power Strobe | 1 | [6 empty] | FALSE | [5 empty] | #FF0070C0 | FA-NFPA 170 STROBE WALL | 1 | FALSE | FALSE | FALSE | 2023 | [13 empty] | FALSE | [7 empty] | THOR\acont | 2024-09-08 17:27
10fa0a15-8a7f-469b-bf4e-fbf42caea2cc | NFPA 170 HORN STROBE CEILING |  |  | North | Eaton Wheelock |  | Horn/Strobe |  |  |  | Module | TRUE | ASWP-24MCCH-FR | ++ | ASWP weatherproof horn strobe, xenon, ceiling, red, FIRE, clear lens, 24V, outdoor | 1 | 0 | 0.315 |  |  |  |  | FALSE | TRUE |  |  |  |  | #FF0070C0 | FA-NFPA 170 HORN STROBE CEILING | 1 | FALSE | FALSE | FALSE | 2013 | [13 empty] | FALSE |  |  | C¦WP |  |  |  |  | THOR\acont | 2024-09-08 17:27 |  | [Eaton Wheelock, Hochiki] [NAC] [24VDC, HIGH DB] ASWP-24MCCH-FR (C), ASWP-24MCCH-FW (C) [Eaton Wheelock, Hochiki] [NAC] [24VDC, LOW DB] ASWP-24MCCH-FR (C), ASWP-24MCCH-FW (C)
1fb73494-de3f-4043-b17c-fbf7037a905f | NFPA 170 STROBE WALL |  |  | North | Potter |  | Strobe |  |  |  | Module | TRUE | SLP-24PWR-WP |  | Outdoor Strobe, Fixed 75 Candela, Low Profile Enclosure, Red-Plain | 1 | 0 | 0.112 |  |  |  |  | FALSE | [5 empty] | #FF0070C0 | FA-NFPA 170 STROBE WALL | 1 | FALSE | FALSE | FALSE | 2023 | [13 empty] | FALSE |  |  | WP |  |  |  |  | THOR\acont | 2024-09-08 17:27 |  | [Potter] [NAC] [24 VDC] S-24PWR-WP, S-24PWW-WP, S-24WR-WP, S-24WW-WP, SLP-24PWR-WP, SLP-24PWW-WP, SLP-24WR-WP, SLP-24WW-WP [Potter] [NAC] [UL MAX] S-24PWR-WP, S-24PWW-WP, SLP-24PWR-WP, SLP-24PWW-WP, SLP-24WR-WP, SLP-24WW-WP
64911354-0312-4d39-9e6a-fbfa91da5fa7 | NFPA 170 FIRE ALARM CONTROL INTERFACE |  |  | North | Simplex |  | Interface |  |  |  | Assembly | TRUE | 4190-9834 | ++ | ES Net external NIC and media cards for TSW, Red | 1 | 0.12 | 0.12 | [10 empty] | #FFFF0000 | FA-NFPA 170 FIRE ALARM CONTROL INTERFACE | 1 | FALSE | FALSE | FALSE | [20 empty] | THOR\acont | 2024-02-23 06:12 | THOR\acont | 2024-09-08 17:27 | Cloned from Simplex 4190-9832
e5f88494-74ec-45e6-9eba-fc017d1a6453 |  |  |  | North | Honeywell | [5 empty] | Module | TRUE | FG1625SN |  | Flexguard | 1 | [6 empty] | FALSE | [5 empty] | #FFFFFFFF |  |  | FALSE | FALSE | FALSE | [14 empty] | FALSE | [5 empty] | AULAPTOP-PC\Aulaptop | 2018-09-03 05:46 | THOR\acont | 2024-10-09 10:48
9106385b-dfe8-4035-ac2f-fc033cb8f3c0 | NFPA 170 STROBE CEILING |  |  | North | Eaton Wheelock |  | Strobe |  |  |  | Module | TRUE | EL4XST-FR | ++ | CEILING STROBE, RED, FIRE | 1 | [6 empty] | TRUE | TRUE |  |  |  |  | #FF0070C0 | FA-NFPA 170 STROBE CEILING | 1 | FALSE | FALSE | FALSE | 2020 | [16 empty] | C |  |  | THOR\acont | 2024-08-16 07:56 | THOR\acont | 2024-09-08 17:27 | Cloned from Eaton Wheelock EL4XST-FW | [Eaton Wheelock] [NAC] [24VDC] EL3RST-FR (C), EL3RST-FW (C), EL4XST-FR (C), EL4XST-FW (C)
c37fdb22-37d3-4ec5-a7d1-fc05e5947d38 | NFPA 170 FIRE PHONE |  |  | North | Edwards |  | Fire Phone |  |  |  | Module | TRUE | 6700-0061 |  | Portable Telephone Handset - Red c/w 60" (1500mm) Coiled Cord. | 1 | [6 empty] | FALSE | [5 empty] | #FFFF0000 | FA-NFPA 170 FIRE PHONE | 1 | FALSE | FALSE | FALSE | [14 empty] | FALSE | [5 empty] | THOR\acont | 2024-03-26 07:52 | THOR\acont | 2024-09-08 17:27 | Cloned from Edwards 6830-3 | [Edwards, Gamewell FCI, MIRCOM, Silent Knight] [FFT] [FFT] 6700-0061, 6830-3, 6830-4, 6830-5A-4, 6830-6A-4, 6830-NY-F4, 6830-NY-S4, 6833-4, FFT-FPJ, FPJ, FT-300A
45f8e1fe-f823-43ea-a596-fc07759d272d |  |  |  | North | Siemens | [5 empty] | Module | TRUE | FCA2034-A1 | S54400-P155-A1 | FCA2034-A1 License key S2 | 1 | [12 empty] | #FFFFFFFF |  |  | FALSE | FALSE | FALSE | [20 empty] | DESKTOP-7SAL8M7\acont | 2019-08-13 09:04 | THOR\acont | 2024-10-09 10:48
f6b1acb3-751a-4fd9-9059-fc0a5e89323b | NFPA 170 SPEAKER STROBE |  |  | North | Gentex |  | Speaker/Strobe |  |  |  | Module | TRUE | SSPKB24-15/75PWW |  | Colored Lens Speaker/Strobe, Fixed 15/75 Candela, Wall, White, Blue Lens | 1 | 0 | 0.148 |  |  |  |  | FALSE | [5 empty] | #FF0070C0 | FA-NFPA 170 SPEAKER STROBE | 1 | FALSE | FALSE | FALSE | 2019 |  |  | 7320-0569:0141 | [10 empty] | FALSE |  |  | WP |  |  |  |  | THOR\acont | 2024-09-08 17:27 |  | [Gentex] [NAC] [UL MAX] SSPKB24-15/75PWR, SSPKB24-15/75PWW [Gentex, Hochiki, Potter] [AUDIO 25v] [25V AUDIO] CSPKSTR-24AR (C), CSPKSTR-24AW (C), CSPKSTR-24BR (C), CSPKSTR-24BW (C), CSPKSTR-24GR (C), CSPKSTR-24GW (C), CSPKSTR-24RR (C), CSPKSTR-24RW (C), FASPKR-R (C), FASPKR-W (C), FASPKR-WR, FASPKR-WW, FASPK-WPR, [Gentex, Hochiki, Potter] [AUDIO 70.7v] [70V AUDIO] CSPKSTR-24AR (C), CSPKSTR-24AW (C), CSPKSTR-24BR (C), CSPKSTR-24BW (C), CSPKSTR-24GR (C), CSPKSTR-24GW (C), CSPKSTR-24RR (C), CSPKSTR-24RW (C), FASPKR-R (C), FASPKR-W (C), FASPKR-WR, FASPKR-WW, FASPK-WP
87532900-fba9-485a-a525-fc0ce6e2f4cd |  |  |  | North | Autocall |  | Cards & Components |  |  |  | Card | TRUE | A100-1283 |  | 8 Switch, 16 Yellow LED Module | 1 | 0 | 0.024 |  |  |  |  | TRUE | [5 empty] | #FFFFFFFF |  |  | FALSE | FALSE | FALSE | [20 empty] | DESKTOP-0D6CQVA\lousc | 2019-07-07 18:10 | THOR\acont | 2024-10-09 10:48 | Cloned from AutoCall A100-1282
67ed4bd3-8f12-4be4-9718-fc12251fee23 | NFPA 170 HORN STROBE |  |  | North | Edwards |  | Horn/Strobe |  |  |  | Module | TRUE | WGAVWF-SP | ++ | Outdoor rated horn-strobe, white, feugo | 1 | [6 empty] | FALSE | [5 empty] | #FF0070C0 | FA-NFPA 170 HORN STROBE | 1 | FALSE | FALSE | FALSE | 2012 | [13 empty] | FALSE |  |  | WP |  |  | THOR\acont | 2024-04-09 07:58 | THOR\acont | 2024-09-08 17:27 | Cloned from Edwards WGAVRA CLONED CLONED CLONED CLONED CLONED CLONED CLONED CLONED | [Edwards, Kidde] [NAC] [VDC, TEMPORAL] WGAVRA, WGAVRF, WGAVRF-FR, WGAVRF-SP, WGAVRN, WGAVWA, WGAVWF, WGAVWF-FR, WGAVWF-SP, WGAVWN
5cfc5bcd-7d78-476c-a1f6-fc12ea1de9ca | NFPA 170 SMOKE CO DETECTOR |  |  | North | Kidde |  | Smoke/CO Detector |  |  |  | Module | TRUE | KIR-PCD w/KI-ABLT BASE | ++ | Multisensor Smoke and CO Detector | 1 | 3.2e-05 | 3.2e-05 |  |  |  |  | FALSE | TRUE |  |  |  |  | #FFFF0000 | FA-NFPA 170 SMOKE CO DETECTOR | 1 | FALSE | FALSE | FALSE | 1408 | [13 empty] | FALSE | [5 empty] | DESKTOP-7EIEB7A\acont | 2023-05-24 19:32 | THOR\acont | 2024-09-08 17:27 | Cloned from Kidde KI-PCD w/KI-ABLT BASE | [Kidde] [SLC EST MODULES SENSORS] [*] [#2 SHARED ADDR ¦ SENSORS] DS-HFS (C), DS-PS (C), FX-HD w/IB4U BASE, FX-HD w/RB4U BASE, FX-HD w/SB4U BASE, FX-HD w/SB4U-LF BASE, FX-HD wB4U BASE, FX-PD w/B4U BASE (C), FX-PD w/IB4U BASE (C), FX-PD w/SB4U BASE (C), FX [Kidde] [AUX POWER] [24VDC TC3/TC4 HIGH] KI-COD w/KI-ABLT BASE (C), KI-HCD w/KI-ABLT BASE, KI-HRD w/KI-ABLT BASE, KI-OSCD w/KI-ABLT BASE, KI-OSD w/KI-ABLT BASE, KI-PCD w/KI-ABLT BASE (C), KI-PD w/KI-ABLT BASE (C), KI-PHCD w/KI-ABLT BASE (C), KI-PHD w/KI- [Edwards, Kidde] [SLC EST MODULES/SENSORS] 01 [*] [iO64] DS-HFS (C), DS-PS (C), FX-HD w/IB4U BASE, FX-HD w/RB4U BASE, FX-HD w/SB4U BASE, FX-HD w/SB4U-LF BASE, FX-HD wB4U BASE, FX-PD w/B4U BASE (C), FX-PD w/IB4U BASE (C), FX-PD w/SB4U BASE (C), FX-PD w/SB [Kidde] [AUX POWER] [24VDC STEADY HIGH] KI-COD w/KI-ABLT BASE (C), KI-HCD w/KI-ABLT BASE, KI-HRD w/KI-ABLT BASE, KI-OSCD w/KI-ABLT BASE, KI-OSD w/KI-ABLT BASE, KI-PCD w/KI-ABLT BASE (C), KI-PD w/KI-ABLT BASE (C), KI-PHCD w/KI-ABLT BASE (C), KI-PHD w/KI-A [Edwards, Kidde] [SLC EST SENSORS] 01 [*] [EST3, iO1000] DS-HFS (C), DS-PS (C), FX-HD w/IB4U BASE, FX-HD w/RB4U BASE, FX-HD w/SB4U BASE, FX-HD w/SB4U-LF BASE, FX-HD wB4U BASE, FX-PD w/B4U BASE (C), FX-PD w/IB4U BASE (C), FX-PD w/SB4U BASE (C), FX-PD w/SB [Kidde] [AUX POWER] [24VDC TC4 LOW] KI-COD w/KI-ABLT BASE (C), KI-HCD w/KI-ABLT BASE, KI-HRD w/KI-ABLT BASE, KI-OSCD w/KI-ABLT BASE, KI-OSD w/KI-ABLT BASE, KI-PCD w/KI-ABLT BASE (C), KI-PD w/KI-ABLT BASE (C), KI-PHCD w/KI-ABLT BASE (C), KI-PHD w/KI-ABLT [Kidde] [AUX POWER] [24VDC TC3/TC4 LOW] KI-COD w/KI-ABLT BASE (C), KI-HCD w/KI-ABLT BASE, KI-HRD w/KI-ABLT BASE, KI-OSCD w/KI-ABLT BASE, KI-OSD w/KI-ABLT BASE, KI-PCD w/KI-ABLT BASE (C), KI-PD w/KI-ABLT BASE (C), KI-PHCD w/KI-ABLT BASE (C), KI-PHD w/KI-A [Kidde] [AUX POWER] [24VDC TC4 HIGH] KI-COD w/KI-ABLT BASE (C), KI-HCD w/KI-ABLT BASE, KI-HRD w/KI-ABLT BASE, KI-OSCD w/KI-ABLT BASE, KI-OSD w/KI-ABLT BASE, KI-PCD w/KI-ABLT BASE (C), KI-PD w/KI-ABLT BASE (C), KI-PHCD w/KI-ABLT BASE (C), KI-PHD w/KI-ABLT [Kidde] [AUX POWER] [24VDC STEADY LOW] KI-COD w/KI-ABLT BASE (C), KI-HCD w/KI-ABLT BASE, KI-HRD w/KI-ABLT BASE, KI-OSCD w/KI-ABLT BASE, KI-OSD w/KI-ABLT BASE, KI-PCD w/KI-ABLT BASE (C), KI-PD w/KI-ABLT BASE (C), KI-PHCD w/KI-ABLT BASE (C), KI-PHD w/KI-AB [Kidde] [SLC EST SENSORS] [*] [#4 TYPE ADDR ¦ SENSORS] DS-HFS (C), DS-PS (C), FX-HD w/IB4U BASE, FX-HD w/RB4U BASE, FX-HD w/SB4U BASE, FX-HD w/SB4U-LF BASE, FX-HD wB4U BASE, FX-PD w/B4U BASE (C), FX-PD w/IB4U BASE (C), FX-PD w/SB4U BASE (C), FX-PD w/SB4U
d5704184-9a09-49e4-80d3-fc18150a4891 |  |  |  | North | Bosch | [5 empty] | Module | TRUE | PRS-NCO3-US | * | PRAESIDEO Network Controller | 1 | [12 empty] | #FFFFFFFF |  |  | FALSE | FALSE | FALSE | [20 empty] | DESKTOP-7EIEB7A\acont | 2021-08-13 06:25 | THOR\acont | 2024-10-09 10:48
9d01c9fd-a101-4aa7-a639-fc1afcc03187 | NFPA 170 SMOKE DETECTOR |  |  | North | Apollo |  | Smoke Detector |  |  |  | Module | FALSE | SA5150-650 w/SA5000-210 | XXX | Soteria UL Smoke Detector W/ Soteria UL Base - 4” | 1 | 0.0005 | 0.4 |  |  |  |  | FALSE | TRUE |  |  |  |  | #FFFF0000 | FA-NFPA 170 SMOKE DETECTOR | 1 | FALSE | FALSE | FALSE | 1408 | [13 empty] | FALSE |  |  | 4 |  |  | AUGUSTALIEN\aucon | 2024-12-10 18:24 | XPS-17-9710\August | 2024-12-14 09:11 | Cloned from Apollo 58000-650ADV w/45681-210ADS BASE | [Apollo] [SLC APOLLO MODULES SENSORS] [#1 SHARED ADDR ¦ ALL] SA5150-650ADV w/SA5000-230ADV (C), SA5150-750ADV w/SA5000-210ADV (C), SA5050- 350 w/SA5300-802 , SA5050-250 w/SA5000-210, SA5050-250 w/SA5000-230 , SA5050-250 w/SA5300-800 , SA5050-250 w/ [Advanced, Apollo] [SLC APOLLO MODULES SENSORS] [*] [#2 SHARED ADDR ¦ SENSORS] SA5150-650ADV w/SA5000-230ADV (C), SA5150-750ADV w/SA5000-210ADV (C), 45681-800 (C), 45681-805 (C), 55000-450 w/45681-210UL (C), 55000-450 w/45681-225APO (C), 55000-450 w/
fb4eb421-6133-4d0d-a5ef-fc259934f072 |  |  |  | North | Siemens | [5 empty] | Module | TRUE | HTRI-MZ | S54322-F11-A1 | Mini Single Input Module - Country of Origin (non China) | 1 | [12 empty] | #FFFFFFFF |  |  | FALSE | FALSE | FALSE | [20 empty] | DESKTOP-7SAL8M7\acont | 2019-08-13 09:04 | THOR\acont | 2024-10-09 10:48 |  | [Siemens] [SLC MODULES SENSORS] [*] [#1 SHARED ADDR ¦ MODULES] AD-11P (C), FDBZ492 w/OP921 (C), FDBZ492-HR w/FDO421 (C), FDBZ492-HR w/OP921 (C), FDBZ492-R (C), FDCIO422, HCP, HCP-Z, HFPO-11, HFPT-11, HMS-D, HMS-DE, HMS-DP, HMS-DZ, HMS-S, HMS-SA, HMS-SE,
e58cd5f8-3cf6-4226-ab47-fc2b33835c54 | NFPA 170 MANUAL PULL |  |  | North | Fike |  | Manual Station |  |  |  | Module | TRUE | 20-1841 | RMS-1T-KL-LP-S-ES++ | SPST Dual Action RSG Keyed Metal Spanish “Fire Suppression Release”(Descarga Sistema de Supresion) Manual Pull Station | 1 | [6 empty] | TRUE | [5 empty] | #FFFF0000 | FA-NFPA 170 MANUAL PULL | 1 | FALSE | FALSE | FALSE | 957 | [13 empty] | FALSE | [5 empty] | DESKTOP-7EIEB7A\acont | 2023-08-29 08:30 | THOR\acont | 2024-09-08 17:27 | Cloned from Fike 20-1833 CLONED CLONED CLONED CLONED CLONED CLONED CLONED | [Fike] [IDC] 01 [ALARM] 20-1833, 20-1834, 20-1835, 20-1836, 20-1837, 20-1838, 20-1839, 20-1840, 20-1841, 20-1842, 20-1843, 20-1844
1e1e5ba8-db82-474b-8a08-fc37dc81575a |  |  |  | North | Bosch |  | Cards & Components |  |  |  | Card | TRUE | FPA-1000 Main Board | ++ | Fire Alarm Control Panel Main Board | 1 | 0.11 | 0.25 | 5 |  |  |  | TRUE | [5 empty] | #FFFFFFFF |  |  | FALSE | FALSE | FALSE | [14 empty] | FALSE | [5 empty] | DESKTOP-7EIEB7A\acont | 2021-06-09 07:38 | THOR\acont | 2024-10-09 10:48 | Cloned from Potter AFC-1000 Main Board | [Bosch] [IDC] [#3 SUPERVISORY ++] FPA-1000 Main Board, FPD-7024 MAIN BOARD [Bosch] [IDC] [#1 ALARM ++] FPA-1000 Main Board, FPD-7024 MAIN BOARD [Bosch] [IDC] [#2 TROUBLE ++] FPA-1000 Main Board, FPD-7024 MAIN BOARD | [Bosch] FPA-1000 Main Board
0b77ae07-00e6-4e03-bb0c-fc384093dd2c | NFPA 170 HORN STROBE CEILING |  |  | North | Siemens |  | Horn/Strobe |  |  |  | Module | TRUE | SLHSCW-AL | S54329-F36-A1 | SLHSCW-AL HRN/ST,CLG,WHT,ALERT | 1 | [7 empty] | TRUE |  |  |  |  | #FF0070C0 | FA-NFPA 170 HORN STROBE CEILING | 1 | FALSE | FALSE | FALSE | 2013 | [16 empty] | C |  |  | DESKTOP-7SAL8M7\acont | 2019-08-13 09:04 | THOR\acont | 2024-09-08 17:27 | B,T | [Siemens] [NAC] [24 VDC, HIGH DB, CODE 3] SLHSCR-A (C), SLHSCR-AL (C), SLHSCR-F (C), SLHSCR-FB (C), SLHSCR-N (C), SLHSCW-A (C), SLHSCW-AL (C), SLHSCW-F (C), SLHSCW-FB (C), SLHSCW-N (C)
6730e6a5-e5a8-4a62-b120-fc3a0685d7bd | NFPA 170 ADDRESSABLE INPUT MONITOR MODULE |  |  | North | NAPCO |  | Addressable Module |  |  |  | Module | TRUE | FWC-FSLC-EZM2 | ++ | Addressable SLC 2-zone conventional expansion module. Uses one address on SLC loop, but yields 2 indepent contact monitoring circuits, for pull stations, water flow and other dry contact alarm initiating devices. | 1 | 0.001 | 0.001 |  |  | 24 | [7 empty] | #FFFF0000 | FA-NFPA 170 ADDRESSABLE INPUT MONITOR MODULE | 1 | FALSE | FALSE | FALSE | 1000 | [16 empty] | 2 |  |  | DESKTOP-7SAL8M7\acont | 2020-01-21 11:59 | THOR\acont | 2024-09-08 17:27 |  | [NAPCO] [SLC NAPCO FIRE] 01 [*] FWC-FSLC-CZM, FWC-FSLC-DUCT (C), FWC-FSLC-EZM1, FWC-FSLC-EZM2, FWC-FSLC-HEAT w/FWC-FSLC-SMK6B, FWC-FSLC-ISO, FWC-FSLC-PULL, FWC-FSLC-PULL2, FWC-FSLC-PULLK, FWC-FSLC-PULLK2, FWC-FSLC-RM2, FWC-FSLC-SMK w/FWC-FSLC-SMK6B (C), | [NAPCO] FWC-FSLC-EZM2
2a8ec30e-a741-4720-8b8f-fc3b40f27739 | NFPA 170 LOCAL OPERATOR CONSOLE | RISER LOC |  | North | Notifier |  | Local Operator Console |  |  |  | Module | TRUE | NFC-LOC | + | Local Operator Console (Complete user interface) | 1 | 0.085 | 0.1 |  |  |  |  | TRUE | FALSE |  |  |  |  | #FFFF0000 | FA-NFPA 170 LOCAL OPERATOR CONSOLE | 1 | FALSE | FALSE | FALSE | 211 | [13 empty] | FALSE | [7 empty] | THOR\acont | 2024-09-08 17:27 |  | [Federal Signal, Notifier] [RS-485] BDA-70v (50W, 70V), NFC-125DA (25V) Main Board, NFC-50BDA Main Board (100W, 25V), NFC-50BDA Main Board (100W, 70V), NFC-50DA Main Board (50W, 25V), NFC-50DA Main Board (50W, 70V), NFC-BDA-25v (50W, 25V), NFC-BDA- [Federal Signal, Notifier] [AUX POWER] [*] FWSG, NFC-FFT, NFC-LOC, NFC-RM, NFC-RPU, UVLOC-B, W-DIS-D [Federal Signal, Notifier] [DIGITAL AUDIO LOOP] BDA-70v (50W, 70V), NFC-125DA (25V) Main Board, NFC-50BDA Main Board (100W, 25V), NFC-50BDA Main Board (100W, 70V), NFC-50DA Main Board (50W, 25V), NFC-50DA Main Board (50W, 70V), NFC-BDA-25v (50W, 25
63f15250-78ba-4b46-989c-fc4296fecc68 |  |  |  | North | Notifier |  | Cards & Components |  |  |  | Card | TRUE | DAX-5025 | + | 120 VAC Digital Audio Amplifier (50 W, 25 VRMS), Max Alarm Current | 1 | 0.275 | 3.6 |  |  |  |  | TRUE |  | SURFACE |  | PROVIDED ("WX"HX"D) | N/A | #FFFFFFFF |  |  | FALSE | FALSE | FALSE |  |  |  | 7165-0028:0234 | [9 empty] | 50 | FALSE | [5 empty] | DESKTOP-7EIEB7A\acont | 2021-03-01 14:29 | THOR\acont | 2024-10-09 10:48 | Cloned from Notifier DAX-3525 CLONED | [Notifier] [NAC Trigger] [ALARM BUS] DAA2-5025, DAA2-5070, DAA2-7525, DAX-3525, DAX-3570, DAX-5025, DAX-5070, DS-DB, DVC-EM [Notifier] [RS-485] [DAL] DAX-3525, DAX-3570, DAX-5025, DAX-5070 | [Notifier] DAX-3525, DAX-3570, DAX-5025, DAX-5070 [Notifier] DAX-5025
c3ff6859-e6fd-4ced-a384-fc45b55a618d |  |  |  | North | Siemens | [5 empty] | Module | TRUE | XLS-RCC13FR-ADPT | S54430-Z13-A2 | RCC-3F RED ENCLOSURE ADAPTER FOR FIREFINDER XLS SSD | 1 | [12 empty] | #FFFFFFFF |  |  | FALSE | FALSE | FALSE | [20 empty] | DESKTOP-7SAL8M7\acont | 2019-08-13 09:04 | THOR\acont | 2024-10-09 10:48
963cc33c-eefe-4a53-ad84-fc4e1c5c3ba3 | NFPA 170 HORN STROBE CEILING |  |  | North | Eaton Wheelock |  | Horn/Strobe |  |  |  | Module | TRUE | ELFHSWC-AL | + | CEILING SOUNDER STROBE, WHITE, ALERT, LOW FREQ | 1 | [6 empty] | TRUE | TRUE |  |  |  |  | #FF0070C0 | FA-NFPA 170 HORN STROBE CEILING | 1 | FALSE | FALSE | FALSE | 2020 | [16 empty] | LF |  |  | DESKTOP-7EIEB7A\acont | 2021-05-13 07:54 | THOR\acont | 2024-09-08 17:27 | Cloned from Eaton Wheelock ELFHSWC | [Eaton Wheelock] [NAC] [24VDC, MAX] ELFHSR, ELFHSR-AL, ELFHSRC (C), ELFHSRC-AL (C), ELFHSRC-CO (C), ELFHSRC-N (C), ELFHSR-CO, ELFHSR-N, ELFHSW, ELFHSW-AL, ELFHSWC (C), ELFHSWC-AL (C), ELFHSWC-CO (C), ELFHSWC-N (C), ELFHSW-CO, ELFHSW-N
647cd617-6123-47fa-a6bc-fc4f077c1a39 | NFPA 170 HEAT CO DETECTOR |  |  | North | Simplex |  | Heat/CO Detector |  |  |  | Module | TRUE | 4098-9733 w/4098-9771 | + | Heat Sensor w/CO Base with Sounder | 1 | 0.0008 | 0.001 |  |  |  |  | TRUE | TRUE |  |  |  |  | #FFFF0000 | FA-NFPA 170 HEAT CO DETECTOR | 1 | FALSE | FALSE | FALSE | 1408 | [16 empty] | CO, SB |  |  | DESKTOP-7EIEB7A\acont | 2022-04-16 07:51 | THOR\acont | 2024-09-08 17:27 | Cloned from Simplex 4098-9733 w/4098-9770 | [Autocall, Simplex] [NAC] [24VDC NAC] 4098-9714 w/4098-9771 (C), 4098-9733 w/4098-9771 (C), 4098-9754 w/4098-9771 (C), A4098-9714 w/A4098-9771 (C), A4098-9733 w/A4098-9771 (C), A4098-9754 w/A4098-9771 (C) [Autocall, Simplex] [IDNet] [SENSORS ++] 4098-9714 (C), 4098-9714 w/4098-9770 (C), 4098-9714 w/4098-9771 (C), 4098-9714 w/4098-9772 (C), 4098-9714 w/4098-9773 (C), 4098-9714 w/4098-9780 (C), 4098-9714 w/4098-9789 (C), 4098-9714 w/4098-9791 (C), 4098-9714 [Autocall, Simplex] [AUX POWER] [24VDC AUX] 4098-9714 w/4098-9771 (C), 4098-9733 w/4098-9771 (C), 4098-9754 w/4098-9771 (C), A4098-9714 w/A4098-9771 (C), A4098-9733 w/A4098-9771 (C), A4098-9754 w/A4098-9771 (C)
4f4e47a5-9a1e-4c82-a967-fc518486daeb | NFPA 170 SPEAKER STROBE |  |  | North | Potter |  | Speaker/Strobe |  |  |  | Module | TRUE | SPKSTR-24WLPR |  | Low Profile Speaker/Strobe, Wall, Red | 1 | 0 | 0.18 |  |  |  |  | FALSE | [5 empty] | #FF0070C0 | FA-NFPA 170 SPEAKER STROBE | 1 | FALSE | FALSE | FALSE | 2019 | [13 empty] | FALSE | [7 empty] | THOR\acont | 2024-09-08 17:27 |  | [Gentex, Hochiki, Potter] [AUDIO 25v] [25V AUDIO] CSPKSTR-24AR (C), CSPKSTR-24AW (C), CSPKSTR-24BR (C), CSPKSTR-24BW (C), CSPKSTR-24GR (C), CSPKSTR-24GW (C), CSPKSTR-24RR (C), CSPKSTR-24RW (C), FASPKR-R (C), FASPKR-W (C), FASPKR-WR, FASPKR-WW, FASPK-WPR, [Gentex, Hochiki, Potter] [AUDIO 70.7v] [70V AUDIO] CSPKSTR-24AR (C), CSPKSTR-24AW (C), CSPKSTR-24BR (C), CSPKSTR-24BW (C), CSPKSTR-24GR (C), CSPKSTR-24GW (C), CSPKSTR-24RR (C), CSPKSTR-24RW (C), FASPKR-R (C), FASPKR-W (C), FASPKR-WR, FASPKR-WW, FASPK-WP [Potter] [NAC] [UL MAX] SPKSTR-24WLPPR, SPKSTR-24WLPPW, SPKSTR-24WLPR, SPKSTR-24WLPW
07c126b0-52c1-4c0d-b331-fc542da9116a |  |  |  | North | NAPCO |  | Cards & Components |  |  |  | Card | TRUE | GEMC-FW-SLC | ++ | Addressable SLC Fire Module | 1 | 0.07 | 0.14 |  |  | 24 |  | TRUE |  |  |  | 4.5" x 4" x 1" |  | #FFFFFFFF |  |  | FALSE | FALSE | FALSE | [20 empty] | AULAPTOP-PC\Aulaptop | 2019-05-12 12:10 | THOR\acont | 2024-10-09 10:48 |  |  | [NAPCO] GEMC-FW-SLC
5e195d63-069d-4416-8450-fc55a296bb77 | NFPA 170 SMOKE DETECTOR |  |  | North | Honeywell |  | Smoke Detector |  |  |  | Module | TRUE | 5193SD | + | One Piece Photoelectric Smoke Detector | 1 | 0.0012 | 0.0028 |  |  |  |  | FALSE | TRUE |  |  |  |  | #FFFF0000 | FA-NFPA 170 SMOKE DETECTOR | 1 | FALSE | FALSE | FALSE | 1408 | [13 empty] | FALSE | [5 empty] | AULAPTOP-PC\Aulaptop | 2018-09-03 05:46 | THOR\acont | 2024-09-08 17:27 | 20191121 AC Detector without base | [Ademco, Honeywell] [VPLEX] [*] 4101SN, 4190SN, 4193SN, 4204, 4204CF, 4208SN, 4208SNF, 4208U, 4209U, 4297, 5193SD (C), 5193SDT (C)
1885ace7-9603-42a3-b500-fc56f8c35bf0 |  |  |  | North | Edwards |  | Hardware |  |  |  | Hardware | TRUE | 12V40A |  | 40 AH Battery | 1 | [12 empty] | #FFFFFFFF |  |  | FALSE | FALSE | FALSE | [22 empty] | THOR\acont | 2024-10-09 10:48
74e055b1-efb2-4b29-b80f-fc595fc904c5 |  |  |  | North | Firelite |  | Cards & Components |  |  |  | Card | TRUE | DACT-UD2 | + | Universal Digital Alarm Communicator Transmitter-2 | 1 | 0.0193 | 0.0335 |  |  |  |  | TRUE | FALSE |  |  |  |  | #FFFFFFFF |  |  | FALSE | FALSE | FALSE | [14 empty] | FALSE | [7 empty] | THOR\acont | 2024-10-09 10:48
f2f9d40a-5579-4c35-8ff2-fc59e2143bf1 | NFPA 170 SMOKE DETECTOR |  |  | North | Hochiki |  | Smoke Detector |  |  |  | Module | TRUE | ACD-V w/HSB-NSA-6 STANDARD BASE | ACD-V MULTI-CRITERIA SENSOR | ACD-V MULTI-CRITERIA SENSOR w/HSB-NSA-6 STANDARD BASE SMOKE/CO | 1 | 0.00045 | 0.0072 |  |  |  |  | TRUE | TRUE |  | *Refer to Install Sheet |  |  | #FFFF0000 | FA-NFPA 170 SMOKE DETECTOR | 1 | FALSE | FALSE | FALSE | 1408 | [16 empty] | CO |  |  | DESKTOP-0D6CQVA\lousc | 2019-09-29 16:32 | THOR\acont | 2024-09-08 17:27 | from Hochiki ALN-V w/ASB SOUNDER BASE | [Hochiki, VES] [SLC HOCHIKI] 01 [*] [SLC] ACC-EN (C), ACD-V w/ASBL SOUNDER BASE (C), ACD-V w/HSB-NSA-6 STANDARD BASE (C), ACD-V w/SCI-B4 SHORT CIRCUIT ISOLATOR BASE (C), ACD-V w/SCI-B6 SHORT CIRCUIT ISOLATOR BASE (C), ACD-V w/YBN-NSA-4 STANDARD BASE (C),
4ac83d16-640f-4730-89b2-fc609cd9950d | NFPA 170 FIRE ALARM CONTROL UNIT | RISER FACP |  | North | Edwards |  | Fire Alarm Control Unit |  |  |  | Assembly | TRUE | FSP502R |  | FACP - 5 Cl 'B' IDCs, 2 Cl 'B' NACs, 120V, Red | 1 | [6 empty] | FALSE | [5 empty] | #FFFF0000 | FA-NFPA 170 FIRE ALARM CONTROL UNIT | 1 | FALSE | FALSE | FALSE | 202 | [8 empty] | 7,12,18 |  |  |  |  | TRUE | [7 empty] | THOR\acont | 2024-09-08 17:27
455c1e85-3bd4-4325-b149-fc683b337699 |  |  |  | North | MIRCOM | [5 empty] | Module | TRUE | OGN-TWR-STD | new | Industrial Tower/Rack Appliance /w Long Life & Stability | 1 | [12 empty] | #FFFFFFFF |  |  | FALSE | FALSE | FALSE | [20 empty] | THOR\acont | 2024-02-24 16:13 | THOR\acont | 2024-10-09 10:48
2ea6597e-fe20-43fa-b319-fc6c7946d237 |  |  |  | North | Edwards |  | Hardware |  |  |  | Hardware | TRUE | SAN-8 |  | 8 Module Space Annunciator Cabinet | 1 | [6 empty] | FALSE | [5 empty] | #FFFFFFFF |  |  | FALSE | FALSE | FALSE | [14 empty] | FALSE | [7 empty] | THOR\acont | 2024-10-09 10:48
21b6a6d2-1350-48c8-81cb-fc72f65d695f | NFPA 170 SMOKE DETECTOR |  |  | North | Notifier |  | Smoke Detector |  |  |  | Module | TRUE | FSP-851 w/B501 | ++ | DETECTOR, SMOKE, ADDRESSABLE PHOTO w/EUROPEAN 4" BASE | 1 | 0.0003 | 0.0065 |  |  |  |  | FALSE | TRUE | FLUSH |  | 4" SQ. DEEP | 3 "O" PLASTER RING | #FFFF0000 | FA-NFPA 170 SMOKE DETECTOR | 1 | FALSE | FALSE | FALSE | 1408 |  |  | 7272-0028:0206 | [10 empty] | FALSE | [7 empty] | THOR\acont | 2024-09-08 17:27 | 20191121 AC Detector with base | [Honeywell, Notifier, System Sensor] [SLC SENSORS] [*] [#4 TYPE ADDR ¦ SENSORS] 2251B (C), 2251-COPTIR (C), 2251-COPTIR w/B200S-WH (C), 2251TB (C), 2251TMB (C), 5251B (C), 5251B-WP (C), 5251H (C), 5251RB (C), 5251RB-WP (C), 7251 (C), 7251DH (C), DH200LP [Honeywell, Notifier, System Sensor] [SLC MODULES SENSORS] [*] [#2 SHARED ADDR ¦ SENSORS] 2251B (C), 2251-COPTIR (C), 2251-COPTIR w/B200S-WH (C), 2251TB (C), 2251TMB (C), 5251B (C), 5251B-WP (C), 5251H (C), 5251RB (C), 5251RB-WP (C), 7251 (C), 7251DH (C)
e4ba02dd-2bbf-4cc3-9424-fc73ccc5d672 | NFPA 170 STROBE CEILING |  |  | North | Gentex |  | Strobe |  |  |  | Module | TRUE | GCSB24PCR |  | GCS Colored Lens, Selectable Candela, Ceiling, Red, Plain, Blue Lens | 1 | 0 | 0.139 |  |  |  |  | FALSE | TRUE |  |  |  |  | #FF0070C0 | FA-NFPA 170 STROBE CEILING | 1 | FALSE | FALSE | FALSE | 2022 | [13 empty] | FALSE |  |  | C |  |  |  |  | THOR\acont | 2024-09-08 17:27 |  | [Gentex] [NAC] [UL MAX] GCSB24PCR (C), GCSB24PCW (C), GCSG24PCR (C), GCSG24PCW (C), GCSR24PCR (C), GCSR24PCW (C)
7848e0a6-9eb6-4e37-a0c6-fc7c86cdcf87 |  |  |  | North | Siemens |  | Hardware |  |  |  | Hardware | TRUE | FHD2012-U1 | S54400-C135-A1 | Inner Door for Remote Display Terminal | 1 | [12 empty] | #FFFFFFFF |  |  | FALSE | FALSE | FALSE | [20 empty] | AULAPTOP-PC\Aulaptop | 2019-04-20 11:42 | THOR\acont | 2024-10-09 10:48
2f81260e-b1d7-44fa-acb9-fc8331e72b5f | NFPA 170 HORN |  |  | North | Siemens |  | Horn |  |  |  | Module | TRUE | HS-W | 500-636069 | HS HORN WHITE | 1 | [12 empty] | #FF0070C0 | FA-NFPA 170 HORN | 1 | FALSE | FALSE | FALSE | 2010 | [19 empty] | DESKTOP-7SAL8M7\acont | 2019-08-13 09:04 | THOR\acont | 2024-09-08 17:27 | B,T
d0835e91-442f-47b9-8ec4-fc83641d616a | NFPA 170 STROBE CEILING |  |  | North | Edwards |  | Strobe |  |  |  | Module | TRUE | GCWA-VMA |  | Strobe, white, ALERT, 15, 30, 75, 95 cd, amber | 1 | 0 | 0.318 |  |  |  |  | FALSE | TRUE |  |  |  |  | #FF0070C0 | FA-NFPA 170 STROBE CEILING | 1 | FALSE | FALSE | FALSE | 2022 | [13 empty] | FALSE |  |  | C |  |  |  |  | THOR\acont | 2024-09-08 17:27 |  | [Edwards, Kidde] [NAC] [16 VDC] EGCFR-VM (C), EGCF-VM (C), GCFR-S7VM (C), GCFR-VM (C), GCF-S2VM (C), GCF-S7VM (C), GCF-VM (C), GCHFRF-S2VMC (C), GCHFRF-S7VMC (C), GCHFRN-S2VMC (C), GCHFRN-S7VMC (C), GCHFWA-S2VMA (C), GCHFWA-S2VMC (C), GCHFWA-S7VMA (C), G [Edwards, Kidde] [NAC] [24 VDC] EGCFR-VM (C), EGCF-VM (C), GCFR-S7VM (C), GCFR-VM (C), GCF-S2VM (C), GCF-S7VM (C), GCF-VM (C), GCHFRF-S2VMC (C), GCHFRF-S7VMC (C), GCHFRN-S2VMC (C), GCHFRN-S7VMC (C), GCHFWA-S2VMA (C), GCHFWA-S2VMC (C), GCHFWA-S7VMA (C), G
b6d453f5-b0dc-420f-adcd-fc8f481ea102 | NFPA 170 ADDRESSABLE INPUT MONITOR MODULE |  |  | North | Potter |  | Addressable Module |  |  |  | Module | TRUE | CIZM-4 | + | Conventional Initiating Zone Module | 1 | 0.000325 | 0.001 |  |  |  |  | FALSE | [5 empty] | #FFFF0000 | FA-NFPA 170 ADDRESSABLE INPUT MONITOR MODULE | 1 | FALSE | FALSE | FALSE |  |  |  | 7165-0328:0196 | [10 empty] | FALSE | [7 empty] | THOR\acont | 2024-09-08 17:27 |  | [Potter] [AUX POWER] CIZM-4 [Potter] [SLC NOHMI] [*] [#1 SHARED ADDR ¦ MODULES] APS-DA, APS-SA, CIZM-4, DCM-4, MCM, MOM-4, SCM-4, TRM-4 | [Potter] CIZM-4, MCM, SCM-4
e8079a4c-05e3-434f-b289-fc9045c318df | NFPA 170 STROBE CEILING |  |  | North | Siemens |  | Strobe |  |  |  | Module | TRUE | SL2SCW-A | S54329-F195-A1++ | Strobe, Ceiling, Clear, White, Agent | 1 | [7 empty] | TRUE |  |  |  |  | #FF0070C0 | FA-NFPA 170 STROBE CEILING | 1 | FALSE | FALSE | FALSE | 2023 | [19 empty] | DESKTOP-7EIEB7A\acont | 2023-08-03 09:40 | THOR\acont | 2024-09-08 17:27 | Cloned from Siemens SL2SWW-A | [Siemens] [NAC] [16.0 – 33.0 VDC] SL2SCR-A (C), SL2SCR-AL (C), SL2SCR-ALA (C), SL2SCR-ALB (C), SL2SCR-F (C), SL2SCR-FB (C), SL2SCR-N (C), SL2SCR-NA (C), SL2SCR-NB (C), SL2SCW-A (C), SL2SCW-AL (C), SL2SCW-ALA (C), SL2SCW-ALB (C), SL2SCW-EV (C), SL2SCW-F (
d9f92aa1-1d4c-4723-8e8b-fc928d238144 | NFPA 170 MANUAL PULL |  |  | North | Honeywell |  | Manual Station |  |  |  | Module | TRUE | 5140MPS-1 |  | Manual Fire Alarm Box, Single-action | 1 | [6 empty] | FALSE | FALSE |  |  |  |  | #FFFF0000 | FA-NFPA 170 MANUAL PULL | 1 | FALSE | FALSE | FALSE | 957 | [13 empty] | FALSE | [5 empty] | DESKTOP-7EIEB7A\acont | 2021-04-21 12:28 | THOR\acont | 2024-09-08 17:27 | Cloned from Generic MANUAL PULL | [Honeywell] [IDC] 11 5140MPS-1
0ebf27fd-dfb8-4a7c-9aad-fc94c84cfde1 |  |  |  | North | Autocall |  | Hardware |  |  |  | Hardware | TRUE | A100-0634 | + | Power Distribution Module 120V | 1 | 0 | 0 |  |  |  |  | TRUE | [5 empty] | #FFFFFFFF |  |  | FALSE | FALSE | FALSE | [20 empty] | DESKTOP-0D6CQVA\lousc | 2019-06-15 07:40 | THOR\acont | 2024-10-09 10:48 | Cloned from AutoCall A100-1279
a5dcd037-51af-4e47-ab46-fc967a315be5 |  |  |  | North | Siemens | [5 empty] | Module | TRUE | CZM-1B6 | 500-895352 | REMOTE CONVENTIONAL ZONE MODULE (B6 VEER) | 1 | [12 empty] | #FFFFFFFF |  |  | FALSE | FALSE | FALSE | [20 empty] | DESKTOP-7SAL8M7\acont | 2019-08-13 09:04 | THOR\acont | 2024-10-09 10:48
02177ec1-c820-402f-be7a-fca39c30af1e | NFPA 170 SPEAKER CEILING |  |  | North | Eaton Wheelock |  | Speaker |  |  |  | Module | TRUE | LSPKWC-AL |  | CEILING SPEAKER "ALERT" MARKING | 1 | [6 empty] | TRUE | TRUE |  |  |  |  | #FF0070C0 | FA-NFPA 170 SPEAKER CEILING | 1 | FALSE | FALSE | FALSE | 2019 | [16 empty] | C |  |  | DESKTOP-QMKR22O\aucon | 2020-07-31 11:11 | THOR\acont | 2024-09-08 17:27 |  | [Eaton Wheelock] [AUDIO 25v] [25V AUDIO] LSPKC (C), LSPKRC (C), LSPKRC-AL (C), LSPKRC-N (C), LSPKWC (C), LSPKWC-AL (C), LSPKWC-N (C), LSPSTC3 (C), LSPSTR3, LSPSTR3-AL, LSPSTR3-ALA, LSPSTR3-N, LSPSTR3-NA, LSPSTRC3 (C), LSPSTRC3-AL (C), LSPSTW3, LSPSTW3-AL [Eaton Wheelock] [AUDIO 70.7v] [70V AUDIO] LSPKC (C), LSPKRC (C), LSPKRC-AL (C), LSPKRC-N (C), LSPKWC (C), LSPKWC-AL (C), LSPKWC-N (C), LSPSTC3 (C), LSPSTR3, LSPSTR3-AL, LSPSTR3-ALA, LSPSTR3-N, LSPSTR3-NA, LSPSTRC3 (C), LSPSTRC3-AL (C), LSPSTW3, LSPSTW3-
812f092f-d14b-411c-aa56-fcad823863dd |  |  |  | North | Siemens | [5 empty] | Module | TRUE | SB-W | 500-634882 | 8" SPEAKER SUPPORT BRIDGE | 1 | [12 empty] | #FFFFFFFF |  |  | FALSE | FALSE | FALSE | [20 empty] | DESKTOP-7SAL8M7\acont | 2019-08-13 09:04 | THOR\acont | 2024-10-09 10:48
109a55b7-5ff4-431d-b588-fcb2af429f33 | NFPA 170 ADDRESSABLE INPUT MONITOR MODULE |  |  | North | Farenhyt |  | Addressable Module |  |  |  | Module | TRUE | IDP-RELAYMON-2 | ++ | Multiple Module with Two Relay Outputs and Two Monitor Inputs | 2 | 0.0013 | 0.0013 |  |  |  |  | FALSE | [5 empty] | #FFFF0000 | FA-NFPA 170 ADDRESSABLE INPUT MONITOR MODULE | 1 | FALSE | FALSE | FALSE | 1000 | [13 empty] | FALSE | [5 empty] | DESKTOP-7EIEB7A\acont | 2023-02-27 07:10 | THOR\acont | 2024-09-08 17:27 | Cloned from Silent Knight SK-RELAYMON-2 | [Farenhyt, Silent Knight] [SLC MODULES/SENSORS] [#3 SLC ++] IDP-CONTROL-6, IDP-MON-10, IDP-RELAY-6, IDP-RELAYMON-2, IDP-ZONE-6, OSI-RI-SK (C), SK-CONTROL-6, SK-MON-10, SK-RELAY-6, SK-RELAYMON-2, SK-ZONE-6, W-DIS-D [Farenhyt] [SLC IDP MODULES] [*] [#3 TYPE ADDR ¦ MODULES] CO1224TR w/ IDP-MINIMON, CO1224TR w/ IDP-MONITOR, Hood System/IDP-MINIMON, IDP-CONTROL, IDP-CONTROL-6, IDP-MINIMON, IDP-MON-10, IDP-MONITOR, IDP-MONITOR-2, IDP-PULL-DA, IDP-PULL-SA, IDP-RELAY, IDP [Farenhyt] [SLC SK MODULES] [#2 MODULES ++] IDP-CONTROL-6, IDP-MON-10, IDP-MONITOR-2, IDP-RELAY-6, IDP-RELAYMON-2, IDP-ZONE-6 [Farenhyt, Silent Knight] [SLC MODULES/SENSORS] [#2 SLC ++] IDP-ACCLIMATE (C), IDP-BEAM (C), IDP-CONTROL-6, IDP-MON-10, IDP-MONITOR-2, IDP-RELAY-6, IDP-RELAYMON-2, IDP-ZONE, IDP-ZONE-6, OSI-RI-SK (C), SK-ACCLIMATE (C), SK-BEAM (C), SK-CONTROL-6, SK-MON-1 [Farenhyt, Silent Knight] [SLC MODULES SENSORS] [*] [#1 SHARED ADDR ¦ MODULES] HFS-MM, Hood System/IDP-MINIMON, IDP-CONTROL, IDP-CONTROL-6, IDP-MINIMON, IDP-MON-10, IDP-MONITOR, IDP-MONITOR-2, IDP-PULL-DA, IDP-PULL-SA, IDP-RELAY, IDP-RELAY-6, IDP-RELAYMO | [Farenhyt, Silent Knight] IDP-MONITOR-2, IDP-RELAYMON-2, SK-MONITOR-2, SK-RELAYMON-2 [Farenhyt, Silent Knight] IDP-RELAYMON-2, SK-RELAYMON-2
a88c1b57-ee34-458a-ab10-fcb4836d530d | NFPA 170 HORN STROBE CEILING |  |  | North | Simplex |  | Horn/Strobe |  |  |  | Module | TRUE | 49AVH-APPLC | + | Audible/Visible Notification Appliances, Ceiling Mount Multi-High Candela Horn/Strobe, Specify Cover | 1 | 0 | 0 |  |  |  |  | TRUE | TRUE |  |  |  |  | #FF0070C0 | FA-NFPA 170 HORN STROBE CEILING | 1 | FALSE | FALSE | FALSE | 2013 | [16 empty] | C |  |  | DESKTOP-7EIEB7A\acont | 2022-02-21 21:24 | THOR\acont | 2024-09-08 17:27 | Cloned from Autocall A49AVH-APPLC | [Autocall, Simplex] [IDNac] [23VDC, STEADY HIGH] 49AVH-APPLC (C), 49AVH-APPLC-BA (C), A49AVH-APPLC (C), A49AVH-APPLC-BA (C)
c8bc11f8-efea-47d2-ad8d-fcb5ae0a5764 |  |  |  | North | Edwards |  | Cards & Components |  |  |  | Card | TRUE | ANSZC2B |  | Zone Adapter, use with ANSZS4B, 4 ckts to 8 ckts, split ckt apps, snap track | 1 | [6 empty] | TRUE | [5 empty] | #FFFFFFFF |  |  | FALSE | FALSE | FALSE | [14 empty] | FALSE | [7 empty] | THOR\acont | 2024-10-09 10:48
cafa554b-8999-4c95-921a-fcb64832eb3e |  |  |  | North | MIRCOM | [5 empty] | Module | TRUE | QAA-5230-70/25 | ++ | 2 Zone 30W Amplifier | 1 | 0.055 | 0.35 | [10 empty] | #FFFFFFFF |  |  | FALSE | FALSE | FALSE | [22 empty] | THOR\acont | 2024-12-02 14:25 |  |  | [MIRCOM] QAA-5230-70/25, QAA-5230S-70/25 [MIRCOM] QAA-5230-70/25, QAA-5230S-70/25
d0a27ae5-59a6-4db8-a5e7-fcb9cea2e268 | NFPA 170 HEAT DETECTOR |  |  | North | Kidde |  | Heat Detector |  |  |  | Module | TRUE | KI-HRD | + | Vigilant series rate-of-rise heat detector | 1 | [6 empty] | FALSE | [5 empty] | #FFFF0000 | FA-NFPA 170 HEAT DETECTOR | 1 | FALSE | FALSE | FALSE | 1403 | [13 empty] | FALSE | [5 empty] | ALIENWIN10\AugWin7 | 2018-12-18 13:51 | THOR\acont | 2024-09-08 17:27 | 20191121 AC Detector without base | [Edwards, Kidde] [SLC EST SENSORS] 01 [*] [EST3, iO1000] DS-HFS (C), DS-PS (C), FX-HD w/IB4U BASE, FX-HD w/RB4U BASE, FX-HD w/SB4U BASE, FX-HD w/SB4U-LF BASE, FX-HD wB4U BASE, FX-PD w/B4U BASE (C), FX-PD w/IB4U BASE (C), FX-PD w/SB4U BASE (C), FX-PD w/SB [Kidde] [SLC EST SENSORS] [*] [#4 TYPE ADDR ¦ SENSORS] DS-HFS (C), DS-PS (C), FX-HD w/IB4U BASE, FX-HD w/RB4U BASE, FX-HD w/SB4U BASE, FX-HD w/SB4U-LF BASE, FX-HD wB4U BASE, FX-PD w/B4U BASE (C), FX-PD w/IB4U BASE (C), FX-PD w/SB4U BASE (C), FX-PD w/SB4U [Edwards, Kidde] [SLC EST MODULES/SENSORS] 01 [*] [iO64] DS-HFS (C), DS-PS (C), FX-HD w/IB4U BASE, FX-HD w/RB4U BASE, FX-HD w/SB4U BASE, FX-HD w/SB4U-LF BASE, FX-HD wB4U BASE, FX-PD w/B4U BASE (C), FX-PD w/IB4U BASE (C), FX-PD w/SB4U BASE (C), FX-PD w/SB [Kidde] [SLC EST MODULES SENSORS] [*] [#2 SHARED ADDR ¦ SENSORS] DS-HFS (C), DS-PS (C), FX-HD w/IB4U BASE, FX-HD w/RB4U BASE, FX-HD w/SB4U BASE, FX-HD w/SB4U-LF BASE, FX-HD wB4U BASE, FX-PD w/B4U BASE (C), FX-PD w/IB4U BASE (C), FX-PD w/SB4U BASE (C), FX
088ea829-26fe-4e55-8876-fcbf0a94e69b | NFPA 170 HEAT DETECTOR |  |  | North | Notifier |  | Heat Detector |  |  |  | Module | TRUE | NH-200R | ++ | White, low-profile intelligent rate-of-rise thermal sensor, FlashScan only | 1 | 0.0002 | 0.0045 |  |  |  |  | FALSE | TRUE | FLUSH |  | 4" SQ. DEEP | 3 "O" PLASTER RING | #FFFF0000 | FA-NFPA 170 HEAT DETECTOR | 1 | FALSE | FALSE | FALSE | 1403 |  |  | 7270-0028:0502 |  |  | S747 | [7 empty] | FALSE | [7 empty] | THOR\acont | 2024-09-08 17:27 | 20191121 AC Detector without base | [Honeywell, Notifier, System Sensor] [SLC SENSORS] [*] [#4 TYPE ADDR ¦ SENSORS] 2251B (C), 2251-COPTIR (C), 2251-COPTIR w/B200S-WH (C), 2251TB (C), 2251TMB (C), 5251B (C), 5251B-WP (C), 5251H (C), 5251RB (C), 5251RB-WP (C), 7251 (C), 7251DH (C), DH200LP [Honeywell, Notifier, System Sensor] [SLC MODULES SENSORS] [*] [#2 SHARED ADDR ¦ SENSORS] 2251B (C), 2251-COPTIR (C), 2251-COPTIR w/B200S-WH (C), 2251TB (C), 2251TMB (C), 5251B (C), 5251B-WP (C), 5251H (C), 5251RB (C), 5251RB-WP (C), 7251 (C), 7251DH (C)
64193e23-94f4-45c3-a6d3-fcbfd9f896cc | CADGEN AUX POWER SUPPLY | CADGEN AUX POWER SUPPLY |  | North | Elmdene |  | Auxilliary Power Supply |  |  |  | Assembly | TRUE | STX2402-C | + | STX Range 24V dc EN54 Power Supply Unit, 2A. 7AH | 1 | [6 empty] | FALSE | FALSE |  |  |  |  | #FFFF0000 | FA-CADGEN AUX POWER SUPPLY | 1 | FALSE | FALSE | FALSE | 212 | [8 empty] | 7 |  | 7 |  |  | TRUE | [5 empty] | DESKTOP-7EIEB7A\acont | 2023-02-13 10:25 | THOR\acont | 2024-09-08 17:27 | Cloned from Elmdene STX2401-T
74c70325-992f-462d-aad1-fcbff7de26c9 | NFPA 170 MANUAL PULL |  |  | North | Fike |  | Manual Station |  |  |  | Module | TRUE | FIK-PULL-DA | ++ | Dual Action Pull Station | 1 | 0.00035 | 0.00035 |  |  | 24 |  | FALSE |  |  |  | 5.5” x 4” x 1.45” (14 x 10.2 x 3.7 cm) |  | #FFFF0000 | FA-NFPA 170 MANUAL PULL | 1 | FALSE | FALSE | FALSE | 1000 | [13 empty] | FALSE | [5 empty] | DESKTOP-7EIEB7A\acont | 2023-01-03 09:48 | THOR\acont | 2024-09-08 17:27 | Cloned from Fike FIK‐PULL‐SA | [Fike] [SLC IDP MODULES] [*] [#3 TYPE ADDR ¦ MODULES] FIK-CR-6, FIK-CZ-6, FIK-IM-10, FIK-M500DM, FIK-M500M, FIK-M500MR-2, FIK-M500R, FIK-M500S, FIK-M501M, FIK-M502M, FIK-PULL-DA, FIK-PULL-SA, FIK-SC-6
46837dfd-53e7-4eb3-a559-fcc028d60821 | NFPA 170 ASPIRATING SMOKE DETECTOR |  |  | North | Simplex |  | Air Sampling Detection |  |  |  | Module | TRUE | 4098-VEP-A10-P | ++ | VESDA-E VEP with 3.5 in. display | 5 | [6 empty] | FALSE |  |  |  | 13.8 in. x 8.9 in. x 5.3 in. (350 mm x 225 mm x 135 mm) |  | #FFFF0000 | FA-NFPA 170 ASPIRATING SMOKE DETECTOR | 1 | FALSE | FALSE | FALSE | [14 empty] | FALSE | [5 empty] | THOR\acont | 2024-03-15 07:14 | THOR\acont | 2024-09-08 17:27 | Cloned from Autocall A4098-VEP-A10-P | [Autocall, Simplex, Xtralis] [IDC] [#2] 4098-VEP-A00-1P, 4098-VEP-A00-P, 4098-VEP-A10-P, 4098-VES-A00-P, 4098-VES-A10-P, A4098-VEP-A00-1P, A4098-VEP-A00-P, A4098-VEP-A10-P, A4098-VES-A00-P, A4098-VES-A10-P, VEP-A00-1P, VEP-A00-1P-NTF, VEP-A00-P, VEP-A10- [Autocall, Simplex, Xtralis] [IDC] [#3] 4098-VEP-A00-1P, 4098-VEP-A00-P, 4098-VEP-A10-P, 4098-VES-A00-P, 4098-VES-A10-P, A4098-VEP-A00-1P, A4098-VEP-A00-P, A4098-VEP-A10-P, A4098-VES-A00-P, A4098-VES-A10-P, VEP-A00-1P, VEP-A00-1P-NTF, VEP-A00-P, VEP-A10- [Autocall, Simplex] [AUX POWER] [ASPIRATOR SETTING 1, ASPIRATOR SETTING 5] 4098-VEP-A10-P, A4098-VEP-A10-P [Autocall, Simplex, Xtralis] [IDC] [#1] 4098-VEP-A00-1P, 4098-VEP-A00-P, 4098-VEP-A10-P, 4098-VES-A00-P, 4098-VES-A10-P, A4098-VEP-A00-1P, A4098-VEP-A00-P, A4098-VEP-A10-P, A4098-VES-A00-P, A4098-VES-A10-P, VEP-A00-1P, VEP-A00-1P-NTF, VEP-A00-P, VEP-A10- [Autocall, Simplex] [RS-485] 4098-VEP-A00-1P, 4098-VEP-A00-P, 4098-VEP-A10-P, 4098-VES-A00-P, 4098-VES-A10-P, A4098-VEP-A00-1P, A4098-VEP-A00-P, A4098-VEP-A10-P, A4098-VES-A00-P, A4098-VES-A10-P [Autocall, Simplex] [IDNet] [MODULES ++] 2080-9056, 2080-9057, 2080-9067, 2080-9068, 2080-9069, 2080-9070, 4009-9201 Main Board, 4009-9401 Main Board, 4010-9901, 4090-5261, 4090-9001, 4090-9002, 4090-9005, 4090-9006, 4090-9008, 4090-9116, 4098-9019 (Cont [Autocall, Simplex, Xtralis] [IDC] [#4] 4098-VEP-A00-1P, 4098-VEP-A00-P, 4098-VEP-A10-P, 4098-VES-A00-P, 4098-VES-A10-P, A4098-VEP-A00-1P, A4098-VEP-A00-P, A4098-VEP-A10-P, A4098-VES-A00-P, A4098-VES-A10-P, VEP-A00-1P, VEP-A00-1P-NTF, VEP-A00-P, VEP-A10- [Autocall, Simplex, Xtralis] [IDC] [#5] 4098-VEP-A00-1P, 4098-VEP-A00-P, 4098-VEP-A10-P, 4098-VES-A00-P, 4098-VES-A10-P, A4098-VEP-A00-1P, A4098-VEP-A00-P, A4098-VEP-A10-P, A4098-VES-A00-P, A4098-VES-A10-P, VEP-A00-1P, VEP-A00-1P-NTF, VEP-A00-P, VEP-A10-
caad3f7a-ed4c-4b26-9e61-fcc0eaed1adb | NFPA 170 LCD ANNNUNCIATOR DISPLAY | RISER ANNUNCIATOR |  | North | Edwards |  | Cards & Components |  |  |  | Card | TRUE | 4ANN AUX POWER | + | Total Required Assembly Current | 1 | 0 | 0 |  |  |  |  | FALSE | [5 empty] | #FFFF0000 | FA-NFPA 170 LCD ANNNUNCIATOR DISPLAY | 1 | FALSE | FALSE | FALSE | 257 | [8 empty] | 7,12,18 |  |  |  |  | TRUE | [5 empty] | DESKTOP-7EIEB7A\acont | 2022-03-22 12:02 | THOR\acont | 2024-09-08 17:27 | Cloned from Edwards 4-4ANN (BASE) AUX POWER | [Edwards] [AUX POWER] [*] 4-16ANN, 4-2ANN, 4-2ANN AUX POWER, 4-4ANN (BASE) AUX POWER, 4-4ANN (PAGING) AUX POWER, 4-6ANN (PAGING) AUX POWER, 4-6ANN LOC, 4ANN AUX POWER
28968e06-d628-4a8f-bf73-fcc85a03a35d |  |  |  | North | Siemens | [5 empty] | Module | TRUE | ZB-W | 500-636194 | Z MOUNTING BACK BOX WHITE | 1 | [12 empty] | #FFFFFFFF |  |  | FALSE | FALSE | FALSE | [20 empty] | DESKTOP-7SAL8M7\acont | 2019-08-13 09:04 | THOR\acont | 2024-10-09 10:48
5c3f9769-7b1e-4cdb-b56b-fccb355f08c2 | NFPA 170 SMOKE HEAT CO DETECTOR |  |  | North | Notifier |  | Smoke/Heat/CO Detector |  |  |  | Module | TRUE | FCO-951 w/B300-6 | ++ | Addressable, low-profile device that provides fire, heat, and carbon monoxide (CO) detection, Standard Base | 1 | 0.0002 | 0.0045 |  |  |  |  | FALSE | TRUE | FLUSH |  | 4" SQ. DEEP | 3 "O" PLASTER RING | #FFFF0000 | FA-NFPA 170 SMOKE HEAT CO DETECTOR | 1 | FALSE | FALSE | FALSE | 1408 |  |  | 7272-0028:0206 | [10 empty] | FALSE | [5 empty] | ALIENWIN10\AugWin7 | 2019-12-04 13:17 | THOR\acont | 2024-09-08 17:27 | Cloned from Notifier FSP-951 w/B300-6 | [Honeywell, Notifier, System Sensor] [SLC MODULES SENSORS] [*] [#2 SHARED ADDR ¦ SENSORS] 2251B (C), 2251-COPTIR (C), 2251-COPTIR w/B200S-WH (C), 2251TB (C), 2251TMB (C), 5251B (C), 5251B-WP (C), 5251H (C), 5251RB (C), 5251RB-WP (C), 7251 (C), 7251DH (C) [Honeywell, Notifier, System Sensor] [SLC SENSORS] [*] [#4 TYPE ADDR ¦ SENSORS] 2251B (C), 2251-COPTIR (C), 2251-COPTIR w/B200S-WH (C), 2251TB (C), 2251TMB (C), 5251B (C), 5251B-WP (C), 5251H (C), 5251RB (C), 5251RB-WP (C), 7251 (C), 7251DH (C), DH200LP
7e5bc038-2133-447a-8d97-fccb6d278c20 | NFPA 170 SPEAKER STROBE CEILING |  |  | North | Kidde |  | Speaker/Strobe |  |  |  | Module | TRUE | EGCSVHRF-FR |  | Speaker/Strobe, Ceiling, Red, FEU/FIRE, High CD | 1 | [6 empty] | FALSE | TRUE |  |  |  |  | #FF0070C0 | FA-NFPA 170 SPEAKER STROBE CEILING | 1 | FALSE | FALSE | FALSE | 2020 | [13 empty] | FALSE |  |  | C |  |  | XPS-17-9710\August | 2024-10-18 14:34 |  |  | Cloned from Edwards GCSVHRF-FR | [Edwards, Kidde] [NAC] [24 VDC] EGCSVHRF (C), EGCSVHRF-FR (C), EGCSVHRF-SP (C), EGCSVHRN (C), EGCSVHWA (C), EGCSVHWF (C), EGCSVHWF-FR (C), EGCSVHWF-SP (C), EGCSVHWN (C), EGCVHRF (C), EGCVHRF-FR (C), EGCVHRF-SP (C), EGCVHRN (C), EGCVHWA (C), [Edwards, Kidde] [AUDIO 25v] [25V AUDIO] EGCSRF (C), EGCSRN (C), EGCSVHRF (C), EGCSVHRF-FR (C), EGCSVHRF-SP (C), EGCSVHRN (C), EGCSVHWA (C), EGCSVHWF (C), EGCSVHWF-FR (C), EGCSVHWF-SP (C), EGCSVHWN (C), EGCSVRF (C), EGCSVRN (C), EGCSVWA (C), EGC [Edwards, Kidde] [NAC] [24 FWR] EGCSVHRF (C), EGCSVHRF-FR (C), EGCSVHRF-SP (C), EGCSVHRN (C), EGCSVHWA (C), EGCSVHWF (C), EGCSVHWF-FR (C), EGCSVHWF-SP (C), EGCSVHWN (C), EGCVHRF (C), EGCVHRF-FR (C), EGCVHRF-SP (C), EGCVHRN (C), EGCVHWA (C), [Edwards, Kidde] [AUDIO 70.7v] [70V AUDIO] EGCSRF (C), EGCSRN (C), EGCSVHRF (C), EGCSVHRF-FR (C), EGCSVHRF-SP (C), EGCSVHRN (C), EGCSVHWA (C), EGCSVHWF (C), EGCSVHWF-FR (C), EGCSVHWF-SP (C), EGCSVHWN (C), EGCSVRF (C), EGCSVRN (C), EGCSVWA (C), E
b695e8e4-a1b7-4d2b-a835-fccbe089d434 | NFPA 170 SMOKE HEAT DETECTOR |  |  | North | Kidde |  | Smoke/Heat Detector |  |  |  | Module | TRUE | KI-PHD w/KI-ABLT BASE | ++ | Intelligent Multisensor Smoke and Heat Detector | 1 | 5.1e-05 | 4.5e-05 |  |  |  |  | FALSE | TRUE |  |  |  |  | #FFFF0000 | FA-NFPA 170 SMOKE HEAT DETECTOR | 1 | FALSE | FALSE | FALSE | 1408 | [13 empty] | FALSE | [5 empty] | DESKTOP-7SAL8M7\acont | 2020-01-02 08:41 | THOR\acont | 2024-10-08 16:33 | Cloned from Edwards SIGA-PHD w/SIGA-AB4G-LF BASE | [Kidde] [AUX POWER] [24VDC STEADY LOW] KI-COD w/KI-ABLT BASE (C), KI-HCD w/KI-ABLT BASE, KI-HRD w/KI-ABLT BASE, KI-OSCD w/KI-ABLT BASE, KI-OSD w/KI-ABLT BASE, KI-PCD w/KI-ABLT BASE (C), KI-PD w/KI-ABLT BASE (C), KI-PHCD w/KI-ABLT BASE (C), KI-PHD w/KI-AB [Kidde] [AUX POWER] [24VDC TC3/TC4 LOW] KI-COD w/KI-ABLT BASE (C), KI-HCD w/KI-ABLT BASE, KI-HRD w/KI-ABLT BASE, KI-OSCD w/KI-ABLT BASE, KI-OSD w/KI-ABLT BASE, KI-PCD w/KI-ABLT BASE (C), KI-PD w/KI-ABLT BASE (C), KI-PHCD w/KI-ABLT BASE (C), KI-PHD w/KI-A [Kidde] [AUX POWER] [24VDC TC4 LOW] KI-COD w/KI-ABLT BASE (C), KI-HCD w/KI-ABLT BASE, KI-HRD w/KI-ABLT BASE, KI-OSCD w/KI-ABLT BASE, KI-OSD w/KI-ABLT BASE, KI-PCD w/KI-ABLT BASE (C), KI-PD w/KI-ABLT BASE (C), KI-PHCD w/KI-ABLT BASE (C), KI-PHD w/KI-ABLT [Kidde] [AUX POWER] [24VDC STEADY HIGH] KI-COD w/KI-ABLT BASE (C), KI-HCD w/KI-ABLT BASE, KI-HRD w/KI-ABLT BASE, KI-OSCD w/KI-ABLT BASE, KI-OSD w/KI-ABLT BASE, KI-PCD w/KI-ABLT BASE (C), KI-PD w/KI-ABLT BASE (C), KI-PHCD w/KI-ABLT BASE (C), KI-PHD w/KI-A [Kidde] [AUX POWER] [24VDC TC3/TC4 HIGH] KI-COD w/KI-ABLT BASE (C), KI-HCD w/KI-ABLT BASE, KI-HRD w/KI-ABLT BASE, KI-OSCD w/KI-ABLT BASE, KI-OSD w/KI-ABLT BASE, KI-PCD w/KI-ABLT BASE (C), KI-PD w/KI-ABLT BASE (C), KI-PHCD w/KI-ABLT BASE (C), KI-PHD w/KI- [Kidde] [SLC EST MODULES SENSORS] [*] [#2 SHARED ADDR ¦ SENSORS] DS-HFS (C), DS-PS (C), FX-HD w/IB4U BASE, FX-HD w/RB4U BASE, FX-HD w/SB4U BASE, FX-HD w/SB4U-LF BASE, FX-HD wB4U BASE, FX-PD w/B4U BASE (C), FX-PD w/IB4U BASE (C), FX-PD w/SB4U BASE (C), FX [Kidde] [SLC EST SENSORS] [*] [#4 TYPE ADDR ¦ SENSORS] DS-HFS (C), DS-PS (C), FX-HD w/IB4U BASE, FX-HD w/RB4U BASE, FX-HD w/SB4U BASE, FX-HD w/SB4U-LF BASE, FX-HD wB4U BASE, FX-PD w/B4U BASE (C), FX-PD w/IB4U BASE (C), FX-PD w/SB4U BASE (C), FX-PD w/SB4U [Kidde] [AUX POWER] [24VDC TC4 HIGH] KI-COD w/KI-ABLT BASE (C), KI-HCD w/KI-ABLT BASE, KI-HRD w/KI-ABLT BASE, KI-OSCD w/KI-ABLT BASE, KI-OSD w/KI-ABLT BASE, KI-PCD w/KI-ABLT BASE (C), KI-PD w/KI-ABLT BASE (C), KI-PHCD w/KI-ABLT BASE (C), KI-PHD w/KI-ABLT [Edwards, Kidde] [SLC EST MODULES/SENSORS] 01 [*] [iO64] DS-HFS (C), DS-PS (C), FX-HD w/IB4U BASE, FX-HD w/RB4U BASE, FX-HD w/SB4U BASE, FX-HD w/SB4U-LF BASE, FX-HD wB4U BASE, FX-PD w/B4U BASE (C), FX-PD w/IB4U BASE (C), FX-PD w/SB4U BASE (C), FX-PD w/SB [Edwards, Kidde] [SLC EST SENSORS] 01 [*] [EST3, iO1000] DS-HFS (C), DS-PS (C), FX-HD w/IB4U BASE, FX-HD w/RB4U BASE, FX-HD w/SB4U BASE, FX-HD w/SB4U-LF BASE, FX-HD wB4U BASE, FX-PD w/B4U BASE (C), FX-PD w/IB4U BASE (C), FX-PD w/SB4U BASE (C), FX-PD w/SB
dc6a1c04-8f9c-4d2e-932a-fcce81e1e485 | NFPA 170 HORN |  |  | North | System Sensor |  | Horn |  |  |  | Module | TRUE | HWL-LF | + | LF Sounder, Wall, White | 1 | 0 | 0.047 |  |  |  |  | FALSE | [5 empty] | #FF0070C0 | FA-NFPA 170 HORN | 1 | FALSE | FALSE | FALSE | 2010 | [13 empty] | FALSE |  |  | LF |  |  | DESKTOP-7SAL8M7\acont | 2020-01-28 07:15 | THOR\acont | 2024-09-08 17:27 | Cloned from System Sensor HRL-LF | [Notifier, System Sensor] [NAC] [VDC. TEMPORAL LOW] HCRL-LF (C), HCWL-LF (C), HGRL-LF, HGWL-LF, HRL-LF, HRL-LF w/ WAV-RL, HWL-LF, HWL-LF w/ WAV-WL [Notifier, System Sensor] [NAC] [VFWR. TEMPORAL LOW] HCRL-LF (C), HCWL-LF (C), HGRL-LF, HGWL-LF, HRL-LF, HRL-LF w/ WAV-RL, HWL-LF, HWL-LF w/ WAV-WL [Notifier, System Sensor] [NAC] [VFWR. TEMPORAL HIGH] HCRL-LF (C), HCWL-LF (C), HGRL-LF, HGWL-LF, HRL-LF, HRL-LF w/ WAV-RL, HWL-LF, HWL-LF w/ WAV-WL [Notifier, System Sensor] [NAC] [VDC. TEMPORAL HIGH] HCRL-LF (C), HCWL-LF (C), HGRL-LF, HGWL-LF, HRL-LF, HRL-LF w/ WAV-RL, HWL-LF, HWL-LF w/ WAV-WL
2b32e577-c361-4a74-9902-fcd1a9b4a1f9 | NFPA 170 HORN CEILING |  |  | North | Siemens |  | Horn |  |  |  | Module | TRUE | SL2FSCR-CO | S54329-F110-A1++ | Sounder, Ceiling, Clear, Red, CO | 1 | [7 empty] | TRUE |  |  |  |  | #FF0070C0 | FA-NFPA 170 HORN CEILING | 1 | FALSE | FALSE | FALSE | 2023 | [16 empty] | LF |  |  | DESKTOP-7EIEB7A\acont | 2023-08-03 12:10 | THOR\acont | 2024-09-08 17:27 | Cloned from Siemens SL2FSSCR-CO | [Siemens] [NAC] [24 VDC, HORN TEMPORAL] SL2FSCR-AL (C), SL2FSCR-CO (C), SL2FSCR-F (C), SL2FSCR-N (C), SL2FSCW-AL (C), SL2FSCW-CO (C), SL2FSCW-F (C), SL2FSCW-N (C), SL2FSWR-AL, SL2FSWR-CO, SL2FSWR-F, SL2FSWR-N, SL2FSWW-AL, SL2FSWW-CO, SL2FSWW-F, SL2FSWW-N
da0d9cf6-9bcc-4bbb-a5ce-fcda3fdc07c0 | NFPA 170 AMPLIFIER RACK | RISER AMP |  | North | Kidde |  | Amplifier |  |  |  | Assembly | TRUE | ANS100XR |  | 100W Audio Expander Panel, Red | 1 | [6 empty] | FALSE | [5 empty] | #FFFF0000 | FA-NFPA 170 AMPLIFIER RACK | 1 | FALSE | FALSE | FALSE | 300 | [8 empty] | 7,12,18 |  |  |  |  | TRUE | [5 empty] | DESKTOP-7SAL8M7\acont | 2020-01-02 07:13 | THOR\acont | 2024-09-08 17:27 | Cloned from Edwards ANS100XR
5fc69436-da51-4c91-90c2-fcda94018331 | NFPA 170 REMOTE ANNUNCIATOR |  |  | North | Simplex |  | Cards & Components |  |  |  | Module | TRUE | 4100-9617 | ++ | Basic Remote Annunciator with ES Touch Screen Display | 1 | 0.095 | 0.165 |  |  |  |  | TRUE | [5 empty] | #FFFF0000 | FA-NFPA 170 REMOTE ANNUNCIATOR | 1 | FALSE | FALSE | FALSE | [20 empty] | THOR\acont | 2025-02-24 12:49 | THOR\acont | 2025-02-24 12:49 | Cloned from Simplex 4100-9616 | [Autocall, Simplex] [RUI] 4009-9401 Main Board, 4100-9404, 4100-9405, 4100-9616, 4100-9617, 4606-9202, A009-9401 Main Board, A009-970x MAIN BOARD, A009-970xx MAIN BOARD, A100-9404, A100-9405, A100-9616, A100-9617, A4606-9202
7ac82453-40ad-4f06-b11d-fce0eaa67f73 | NFPA 170 STROBE WALL |  |  | North | System Sensor |  | Strobe |  |  |  | Module | TRUE | SRLED-P | ++ | Strobe, Wall, Red, Plain | 1 | 0 | 0.043 |  |  |  |  | FALSE | [5 empty] | #FF0070C0 | FA-NFPA 170 STROBE WALL | 1 | FALSE | FALSE | FALSE | 2023 | [13 empty] | FALSE | [5 empty] | DESKTOP-QGO6JOK\acont | 2023-10-19 06:58 | THOR\acont | 2024-09-08 17:27 | Cloned from System Sensor SRLED CLONED CLONED CLONED | [System Sensor] [NAC] [VDC] SGRKLED, SGRKLED-B, SGRKLED-P, SGRLED, SGRLED-B, SGWKLED, SGWKLED-B, SGWKLED-P, SGWLED, SGWLED-B, SRLED, SRLED-B, SRLED-P, SRLED-SP, SWLED, SWLED-ALERT, SWLED-B, SWLED-CLR-ALERT, SWLED-P, SWLED-SP
452363dd-f134-4560-beed-fce2d824c94f | CADGEN DOOR CONTACT |  |  | North | GRI |  | Door Contact |  |  |  | Module | TRUE | 4405-A | ++ | Aluminum Industrial Wide Gap Switch Set | 1 |  |  |  |  | 1.5 | [7 empty] | #FFFF0000 | FA-CADGEN DOOR CONTACT | 1 | FALSE | FALSE | FALSE | [17 empty] | REX |  |  | DESKTOP-7EIEB7A\acont | 2023-01-30 10:58 | THOR\acont | 2024-09-08 17:27 | Cloned from GRI 4402 | [GRI] [IDC] 01 [INPUT] 4400, 4400-A, 4402, 4402-A, 4405-A [GRI] [ACCESS CONTROL INPUT] [*] [INPUT] 4400, 4400-A, 4402, 4402-A, 4405-A
9dc442a2-06fc-45c7-8619-fce362283432 | NFPA 170 FIRE SUPPRESSION CONTROL UNIT |  |  | North | Potter |  | Fire Suppression Control Panel |  |  |  | Assembly | TRUE | ARC-100 | + | Fire Alarm Releasing Control Panel | 1 | [6 empty] | FALSE | [5 empty] | #FFFF0000 | FA-NFPA 170 FIRE SUPPRESSION CONTROL UNIT | 1 | FALSE | FALSE | FALSE | 251 |  |  | 7165-0328:0509 | [5 empty] | 7,12,18,26,33,55 |  | 7,12,18 |  |  | TRUE | [7 empty] | THOR\acont | 2024-09-08 17:27
832fc844-ca86-46b4-b78e-fce472f8832f |  |  |  | North | Bosch | [5 empty] | Module | TRUE | VJT-XTCXF | * | H264 4 CHANNEL VIDEO TRANSCODER | 1 | [12 empty] | #FFFFFFFF |  |  | FALSE | FALSE | FALSE | [20 empty] | DESKTOP-7EIEB7A\acont | 2021-08-13 06:25 | THOR\acont | 2024-10-09 10:48
6c93843a-4ada-40c3-ac79-fcec0dfb1f2b |  |  |  | North | Edwards |  | Cards & Components |  |  |  | Card | TRUE | QS1-CPU-1-SP |  | OBSOLETE - CPU/Display with 1 Annunciator Option Space, Spanish | 1 | [6 empty] | TRUE | [5 empty] | #FFFFFFFF |  |  | FALSE | FALSE | FALSE | [14 empty] | FALSE | [7 empty] | THOR\acont | 2024-10-09 10:48
cf15aec0-fa27-429d-aac3-fcf0334be020 | NFPA 170 DOOR HOLDER |  |  | North | Siemens |  | Door Holder |  |  |  | Module | TRUE | SDH-3D |  | 24VDC, concealed wiring | 1 | 0.068 |  |  |  | 24 |  | FALSE | [5 empty] | #FFFF0000 | FA-NFPA 170 DOOR HOLDER | 1 | FALSE | FALSE | FALSE | 2500 | [13 empty] | FALSE | [5 empty] | THOR\acont | 2023-09-27 09:17 | THOR\acont | 2024-09-08 17:27 | Cloned from Siemens SDH-2D | [Siemens] [AUX POWER] [*] SDH-2D, SDH-3D, SDH-4D, SDH-5D, SDH-6D, SDH-7D, SDH-8D
a12331b6-5a52-45f7-ae93-fcf2dea73d53 |  |  |  | North | Simplex |  | Cards & Components |  |  |  | Card | TRUE | 4007-9813 |  | Wired media card | 1 | 0.055 | 0.055 |  |  |  |  | TRUE | [5 empty] | #FFFFFFFF |  |  | FALSE | FALSE | FALSE | [20 empty] | DESKTOP-7SAL8M7\acont | 2020-05-11 19:53 | THOR\acont | 2024-10-09 10:48 | Cloned from Simplex 4007-9810
9932fa82-f789-4ef8-9768-fcf35cbec73c | NFPA 170 STROBE WALL |  |  | North | Siemens |  | Strobe |  |  |  | Module | TRUE | ZR-MC-R | 500-636169 | Z STROBE MULTI-CANDELA WALL RED | 1 | [6 empty] | FALSE | [5 empty] | #FF0070C0 | FA-NFPA 170 STROBE WALL | 1 | FALSE | FALSE | FALSE | 2023 | [13 empty] | FALSE | [7 empty] | THOR\acont | 2024-09-08 17:27 | B,T | [Siemens] [NAC] [DC] ZR-MC-R, ZR-MC-W
4ba2db0d-c18c-403b-b4b1-fd01775e1f2f | NFPA 170 DOOR HOLDER |  |  | North | Siemens |  | Door Holder |  |  |  | Module | TRUE | SDH-2D |  | 24VDC, concealed wiring | 1 | 0.068 |  |  |  | 24 |  | FALSE | [5 empty] | #FFFF0000 | FA-NFPA 170 DOOR HOLDER | 1 | FALSE | FALSE | FALSE | 2500 | [13 empty] | FALSE | [5 empty] | THOR\acont | 2023-09-27 09:12 | THOR\acont | 2024-09-08 17:27 | Cloned from Siemens SDH-2A | [Siemens] [AUX POWER] [*] SDH-2D, SDH-3D, SDH-4D, SDH-5D, SDH-6D, SDH-7D, SDH-8D
133e708a-3fee-4588-b603-fd185a207b5e | NFPA 170 SPEAKER STROBE |  |  | North | Simplex |  | Speaker/Strobe |  |  |  | Module | TRUE | 4903-9150 | + | Audible/visible notification appliance with multi-tapped speaker and high intensity xenon strobe, Red, Horizontal Mount | 1 | [6 empty] | TRUE | [5 empty] | #FF0070C0 | FA-NFPA 170 SPEAKER STROBE | 1 | FALSE | FALSE | FALSE | 2019 | [19 empty] | DESKTOP-7EIEB7A\acont | 2023-02-20 10:07 | THOR\acont | 2024-09-08 17:27 | Cloned from Simplex 4906-9151 | [Simplex] [NAC] [MAX] 4903-9150, 4903-9153, 4903-9193 [Simplex] [NAC] 4903-9150, 4903-9153, 4903-9193 [Autocall, Simplex] [AUDIO 70.7v] [70V AUDIO] 4902-9721, 4903-9148, 4903-9149, 4903-9150, 4903-9153, 4903-9193, 4906-9151, 4906-9153, 4906-9154 (C), 4906-9158 (C), 4906-9159 (C), 4906-9160 (C), A4902-9716, A4902-9717, A4902-9721, A4906-9151, A4906-9153, [Autocall, Simplex] [AUDIO 25v] [25V AUDIO] 4902-9721, 4903-9148, 4903-9149, 4903-9150, 4903-9153, 4903-9193, 4906-9151, 4906-9153, 4906-9154 (C), 4906-9158 (C), 4906-9159 (C), 4906-9160 (C), A4902-9716, A4902-9717, A4902-9721, A4906-9151, A4906-9153, A4
2127f9ed-2c28-462f-9af2-fd21c43b4ef9 |  |  |  | North | Kidde |  | Hardware |  |  |  | Hardware | TRUE | VM-BF |  | Blank Front, Outer Door Window | 1 | [6 empty] | FALSE | [5 empty] | #FFFFFFFF |  |  | FALSE | FALSE | FALSE | [14 empty] | FALSE | [7 empty] | THOR\acont | 2024-10-09 10:48
7966f02b-f386-4c04-826a-fd2510469fa4 |  |  |  | North | Fike |  | Cards & Components |  |  |  | Card | TRUE | 10-2785 |  | RC12 Relay Card | 1 | 0.032 | 0.256 |  |  |  |  | TRUE | [5 empty] | #FFFFFFFF |  |  | FALSE | FALSE | FALSE | [14 empty] | FALSE | [5 empty] | AULAPTOP-PC\Aulaptop | 2019-07-06 06:59 | THOR\acont | 2024-10-09 10:48 | Cloned from Fike XXXX
fad2f4fd-950c-4984-a6c9-fd311c4675e7 | NFPA 170 SMOKE DETECTOR |  |  | North | Notifier |  | Smoke Detector |  |  |  | Module | TRUE | FSP-951R w/B300-6 | ++ | Addressable low-profile photoelectric smoke detector w/Remote Test. FlashScan only. | 1 | 0.0002 | 0.0045 |  |  |  |  | FALSE | TRUE | FLUSH |  | 4" SQ. DEEP | 3 "O" PLASTER RING | #FFFF0000 | FA-NFPA 170 SMOKE DETECTOR | 1 | FALSE | FALSE | FALSE | 1408 |  |  | 7272-0028:0206 | [10 empty] | FALSE | [5 empty] | DESKTOP-7EIEB7A\acont | 2023-02-03 08:30 | THOR\acont | 2024-09-08 17:27 | Cloned from Notifier FSP-951 w/B300-6 | [Honeywell, Notifier, System Sensor] [SLC MODULES SENSORS] [*] [#2 SHARED ADDR ¦ SENSORS] 2251B (C), 2251-COPTIR (C), 2251-COPTIR w/B200S-WH (C), 2251TB (C), 2251TMB (C), 5251B (C), 5251B-WP (C), 5251H (C), 5251RB (C), 5251RB-WP (C), 7251 (C), 7251DH (C) [Honeywell, Notifier, System Sensor] [SLC SENSORS] [*] [#4 TYPE ADDR ¦ SENSORS] 2251B (C), 2251-COPTIR (C), 2251-COPTIR w/B200S-WH (C), 2251TB (C), 2251TMB (C), 5251B (C), 5251B-WP (C), 5251H (C), 5251RB (C), 5251RB-WP (C), 7251 (C), 7251DH (C), DH200LP | [Fike, Firelite, Monaco Enterprises, Notifier, Space Age Electronics] 723-370-00, 723-371-00, D365PL, D4120, D4120W, DNR, DNR w/FIK‐2351R, DNR w/FSP-851R, DNR w/FSP-951R, DNR w/FSP-951R-IV, DNR w/NP-100R, DNR w/NP-200R, DNR w/SD365R, DNRW, DNRW w/FSP-951R
b6fd6340-b044-4ae6-a0ed-fd399b0f347b | NFPA 170 REMOTE VOICE EVACUATION MICROPHONE |  |  | North | Silent Knight |  | Remote Microphone |  |  |  | Module | TRUE | SKE-SRM |  | Fire Alarm Remote Microphone Module, 27.4 Volt DC, 30 mA, For SKE Series Fire Alarm | 1 | [6 empty] | TRUE | [5 empty] | #FFFF0000 | FA-NFPA 170 REMOTE VOICE EVACUATION MICROPHONE | 1 | FALSE | FALSE | FALSE | [20 empty] | AUGUSTXPS17-EUP\aucon | 2022-05-04 14:42 | THOR\acont | 2024-09-08 17:27 |  | [Silent Knight] [MIC] [Remote Microphone] SKE-SRM [Silent Knight] [AUX POWER] SKE-SRM
8cdd3b64-2242-4121-822b-fd39cc6b2ce7 | NFPA 170 ABORT SWITCH |  |  | North | Ansul |  | Switch |  |  |  | Module | TRUE | 433940 | + | Releasing Abort Station, Flush mount | 1 | [12 empty] | #FFFF0000 | FA-NFPA 170 ABORT SWITCH | 1 | FALSE | FALSE | FALSE | 900 | [19 empty] | DESKTOP-7EIEB7A\acont | 2021-06-17 07:16 | THOR\acont | 2024-09-08 17:27 | Cloned from Block Definition Only NFPA 170 ABORT SWITCH | [Ansul] [IDC] 01 [*] [ALL DEVICES ++] 428655, 428656, 430559, 430562, 430565, 430566, 431196, 433940, 433941 [Ansul, Autocall, Simplex] [IDC] 01 [ACTIVATION] 2081-9046, 430687, 433936, 433937, 433940, 433941, A2081-9046
00885ec0-6997-4a4b-b9e5-fd4899e0789c |  |  |  | North | Siemens | [5 empty] | Module | TRUE | PS-35S | 500-891767 | POWER SUPPLY - SPRINKLER (3) SPACES | 1 | [12 empty] | #FFFFFFFF |  |  | FALSE | FALSE | FALSE | [20 empty] | DESKTOP-7SAL8M7\acont | 2019-08-13 09:04 | THOR\acont | 2024-10-09 10:48
4e8a9647-8a72-4541-ac01-fd522383275c | NFPA 170 SMOKE DETECTOR |  |  | North | Simplex |  | Smoke Detector |  |  |  | Module | TRUE | 4098-9019 (Detector) | + | Fireray 5000 Beam Detector Head | 1 | [6 empty] | FALSE | TRUE |  |  |  |  | #FFFF0000 | FA-NFPA 170 SMOKE DETECTOR | 1 | FALSE | FALSE | FALSE | 1408 | [13 empty] | FALSE |  |  | SBD |  |  | DESKTOP-7EIEB7A\acont | 2022-04-18 16:16 | THOR\acont | 2024-09-08 17:27 | Cloned from FFE 5000-103 (Detector) | [Autocall, Simplex] [BEAM DET] 4098-9019 (Detector) (C), A4098-9019 (Detector) (C)
fe543ca3-9fb5-438d-8fdf-fd542f3a1833 |  |  |  | North | Siemens | [5 empty] | Module | TRUE | RM-30RU | 500-884340 | RELEASING DEVICE W/RESISTORS (1) SPACE | 1 | [12 empty] | #FFFFFFFF |  |  | FALSE | FALSE | FALSE | [20 empty] | DESKTOP-7SAL8M7\acont | 2019-08-13 09:04 | THOR\acont | 2024-10-09 10:48
348645ba-cf5c-4567-b44e-fd5659c08183 | NFPA 170 STROBE WALL |  |  | North | Kidde |  | Strobe |  |  |  | Module | TRUE | WGVWF-SP | ++ | Outdoor rated strobe, white, fuego | 1 | [6 empty] | FALSE | [5 empty] | #FF0070C0 | FA-NFPA 170 STROBE WALL | 1 | FALSE | FALSE | FALSE | 2023 | [13 empty] | FALSE |  |  | WP |  |  | THOR\acont | 2024-12-19 13:51 | THOR\acont | 2024-12-19 13:57 | Cloned from Edwards WGVWF-SP | [Edwards, Kidde] [NAC] [VDC] WGSVRA, WGSVRF, WGSVRF-FR, WGSVRF-SP, WGSVRN, WGSVWA, WGSVWF, WGSVWF-FR, WGSVWF-SP, WGSVWN, WGVRA, WGVRF, WGVRF-FR, WGVRF-SP, WGVRN, WGVWA, WGVWF, WGVWF-FR, WGVWF-SP, WGVWN
cfb55208-4727-4f6e-bc65-fd5c8b464e2f |  |  |  | North | MIRCOM |  | Cards & Components |  |  |  | Card | TRUE | FA-300-6DDR Main Board |  | Six Zone LCD Display Fire Alarm Control Panel with UDACT/Digital Communicator | 1 | 0.142 | 0.312 |  |  |  |  | TRUE | [5 empty] | #FFFFFFFF |  |  | FALSE | FALSE | FALSE | [14 empty] | FALSE | [5 empty] | AULAPTOP-PC\Aulaptop | 2018-10-13 07:25 | THOR\acont | 2024-10-09 10:48 | Cloned from MIRCOM FA-300-6DDR |  | [MIRCOM] FA-300-6DDR Main Board, FA-300-6DR Main Board [MIRCOM] FA-300-6DDR Main Board, FA-300-6DR Main Board, FA-301-12DDR Main Board [MIRCOM] FA-300-6DDR Main Board, FA-300-6DR Main Board, FA-301-12DDR Main Board [MIRCOM] FA-300-6DDR Main Board, FA-300-6DR Main Board
217d5560-8f30-45c1-979c-fd600ccdce86 |  |  |  | North | Edwards |  | Hardware |  |  |  | Hardware | TRUE | CBA72-FVT |  | Vertical Flush Trim, gray, for CBA72 wallbox | 1 | [6 empty] | FALSE | [5 empty] | #FFFFFFFF |  |  | FALSE | FALSE | FALSE | [14 empty] | FALSE | [7 empty] | THOR\acont | 2024-10-09 10:48
0e57ce5c-c27f-4a58-8095-fd60c91ee2c2 | NFPA 170 SMOKE HEAT DETECTOR |  |  | North | Autocall |  | Smoke/Heat Detector |  |  |  | Module | TRUE | A4098-9754 w/A4098-9792 | + | TrueAlarm Photoelectric and Heat Sensing Detector w/TrueAlarm Standard Base | 1 | 0.0008 | 0.001 |  |  |  |  | TRUE | TRUE |  |  |  |  | #FFFF0000 | FA-NFPA 170 SMOKE HEAT DETECTOR | 1 | FALSE | FALSE | FALSE | 1402 | [19 empty] | DESKTOP-7EIEB7A\acont | 2021-07-28 10:00 | THOR\acont | 2024-09-08 17:27 | Cloned from AutoCall A4098-9754 w/A4098-9792 | [Autocall, Simplex] [IDNet] [SENSORS ++] 4098-9714 (C), 4098-9714 w/4098-9770 (C), 4098-9714 w/4098-9771 (C), 4098-9714 w/4098-9772 (C), 4098-9714 w/4098-9773 (C), 4098-9714 w/4098-9780 (C), 4098-9714 w/4098-9789 (C), 4098-9714 w/4098-9791 (C), 4098-9714
58856589-bb91-4ff5-9d3d-fd650dbe3f4a | NFPA 170 SYNC MODULE |  |  | North | Autocall |  | Sync Module |  |  |  | Module | TRUE | A4905-9922 |  | Synchronized Flash Module, Class A | 1 | 0.005 | 0 |  |  |  |  | TRUE | [5 empty] | #FFFF0000 | FA-NFPA 170 SYNC MODULE | 1 | FALSE | FALSE | FALSE | 1300 | [19 empty] | DESKTOP-0D6CQVA\lousc | 2019-07-05 09:48 | THOR\acont | 2024-09-08 17:27 | Cloned from AutoCall A4905-9914 | [Autocall, Simplex] [NAC] 4905-9914, 4905-9938, A4905-9914, A4905-9922, A4905-9938
76932e2d-c03b-4579-9d53-fd681d9743f3 | NFPA 170 SPEAKER WALL |  |  | North | Eaton Wheelock |  | Speaker |  |  |  | Module | TRUE | ELSPKR-AL | + | WALL SPEAKER, RED, ALERT | 1 | [6 empty] | TRUE | [5 empty] | #FF0070C0 | FA-NFPA 170 SPEAKER WALL | 1 | FALSE | FALSE | FALSE | 2020 | [19 empty] | DESKTOP-7EIEB7A\acont | 2021-04-29 08:02 | THOR\acont | 2024-09-08 17:27 | Cloned from Eaton Wheelock ELSPKR | [Concealite, Eaton Wheelock] [AUDIO 70.7v] [70V AUDIO] ELSPKR, ELSPKR-AL, ELSPKRC (C), ELSPKRC-AL (C), ELSPKRC-N (C), ELSPKR-N, ELSPKW, ELSPKW-AL, ELSPKWC (C), ELSPKWC-AL (C), ELSPKWC-N (C), ELSPKW-N, ELSPSTR, ELSPSTR-AL, ELSPSTRC (C), ELSPSTRC-AL (C), E [Concealite, Eaton Wheelock] [AUDIO 25v] [25V AUDIO] ELSPKR, ELSPKR-AL, ELSPKRC (C), ELSPKRC-AL (C), ELSPKRC-N (C), ELSPKR-N, ELSPKW, ELSPKW-AL, ELSPKWC (C), ELSPKWC-AL (C), ELSPKWC-N (C), ELSPKW-N, ELSPSTR, ELSPSTR-AL, ELSPSTRC (C), ELSPSTRC-AL (C), ELS
80be510d-43ab-4efa-b7b1-fd6d991eb544 |  |  |  | North | Siemens |  | Hardware |  |  |  | Hardware | TRUE | FHD2009-R1 | S54400-B114-A2 | Blank plate (red) Red blank plate for the FHD2007 3HU outer door. This optional plate is used in place of a clear lens plate when no operator interface switches or microphones are used in that row. | 1 | [6 empty] | FALSE | [5 empty] | #FFFFFFFF |  |  | FALSE | FALSE | FALSE | [20 empty] | AULAPTOP-PC\Aulaptop | 2019-04-20 14:32 | THOR\acont | 2024-10-09 10:48 | Cloned from Siemens FHD2009-U1
a607b283-540a-4d20-8050-fd6e751fbac4 | NFPA 170 SPEAKER CEILING |  |  | North | Monaco Enterprises |  | Speaker |  |  |  | Module | TRUE | 124-093-00 |  | SPEAKER:RED,T-1,CM,INDOOR,NO LTR,6.8IN,25/70.7V,1/8,1/4,1/2,1,2 WATT | 1 | [6 empty] | FALSE | TRUE |  |  |  |  | #FF0070C0 | FA-NFPA 170 SPEAKER CEILING | 1 | FALSE | FALSE | FALSE | 2019 | [13 empty] | FALSE |  |  | C |  |  | DESKTOP-7SAL8M7\acont | 2020-02-20 16:29 | THOR\acont | 2024-09-08 17:27 | Cloned from System Sensor SPCRL | [Monaco Enterprises] [AUDIO 70.7v] [70V AUDIO] 124-093-00 (C), 124-094-00 (C) [Monaco Enterprises] [AUDIO 25v] [25V AUDIO] 124-093-00 (C), 124-094-00 (C)
c6020ccc-c0f9-4d31-a436-fd71da7b9355 | NFPA 170 FIRE ALARM CONTROL UNIT | RISER FACU |  | North | Ampac |  | Fire Alarm Control Unit |  |  |  | Assembly | TRUE | 29U – Rack Cabinet Only |  | Rack Cabinet 29U | 1 | [6 empty] | TRUE | [5 empty] | #FFFF0000 | FA-NFPA 170 FIRE ALARM CONTROL UNIT | 1 | FALSE | FALSE | [21 empty] | XPS-17-9710\August | 2024-11-06 05:25 |  |  | Cloned from Ampac 10U CLONED
9e96f769-5d01-4f15-8d3b-fd749c2cb0f0 | NFPA 170 DUCT SMOKE DETECTOR |  |  | East | Generic |  | Duct Smoke Detector |  |  |  | Module | TRUE | DUCT DETECTOR |  |  | 1 | [6 empty] | FALSE | TRUE | Mounted by Mechanical Contractor |  |  |  | #FFFF0000 | FA-NFPA 170 DUCT SMOKE DETECTOR | 1 | FALSE | FALSE | FALSE | 1400 | [16 empty] | FBO |  |  | DESKTOP-0D6CQVA\lousc | 2019-06-26 19:43 | THOR\acont | 2024-09-08 17:27 | 20191121 AC Detector without base | [Det-Tronics, Generic, Macurco, N/A, STI] [IDC] 01 30-3013, AIR PRESSURE SWITCH, AIR PRESSURE SWITCH HIGH/LOW, BACKFLOW VALVE, CM-12, CONTACT DEVICE, DUCT DETECTOR (C), Fire Suppression Control Unit (FSCU), FURNISHED BY OTHERS, FURNISHED BY OTHERS, FURNI [Generic, N/A] [AUX POWER] DUCT DETECTOR (C), FURNISHED BY OTHERS (C) | [Autocall, Generic, N/A, Simplex] 4098-9750, 4098-9755 w/4098-9714, A4098-9750 w/A4098-9714, A4098-9751 w/A4098-9714, A4098-9755 w/A4098-9714, DUCT DETECTOR, FURNISHED BY OTHERS
e141dfb5-fbf8-46bd-94ad-fd7abf414275 | NFPA 170 HEAT DETECTOR |  |  | North | Firelite |  | Heat Detector |  |  |  | Module | TRUE | H365R w/B224RB-WH | + | White, Low-profile rate-of-rise thermal sensor, Relay Base | 1 | 0.00045 | 0.0045 |  |  |  |  | FALSE | TRUE |  |  |  |  | #FFFF0000 | FA-NFPA 170 HEAT DETECTOR | 1 | FALSE | FALSE | FALSE | 1403 | [13 empty] | FALSE |  |  | R |  |  | DESKTOP-7SAL8M7\acont | 2019-03-28 05:48 | THOR\acont | 2024-09-08 17:27 | 20191121 AC Detector with base | [Firelite, System Sensor] [SLC MODULES SENSORS] [*] [#2 SHARED ADDR ¦ SENSORS] AD355 w/B200SR-LF-WH (C), AD355 w/B200SR-WH (C), AD355 w/B210LP (C), AD355 w/B224BI-WH (C), AD355 w/B224RB-WH (C), AD355 w/B501 (C), BEAM355 (C), BEAM355S (C), CP355 w/B200SR- [Firelite, System Sensor] [SLC SENSORS] [*] [#4 TYPE ADDR ¦ SENSORS] AD355 w/B200SR-LF-WH (C), AD355 w/B200SR-WH (C), AD355 w/B210LP (C), AD355 w/B224BI-WH (C), AD355 w/B224RB-WH (C), AD355 w/B501 (C), BEAM355 (C), BEAM355S (C), CP355 w/B200SR-WH (C), CP
ed17fb46-05cf-4130-b986-fd7b69003840 |  |  |  | North | Edwards |  | Cards & Components |  |  |  | Card | TRUE | iO64GD Mainboard |  | Mainboard for iO64GD assembly | 1 | 0.155 | 0.204 | 3.75 |  |  |  | TRUE | [5 empty] | #FFFFFFFF |  |  | FALSE | FALSE | FALSE | [14 empty] | FALSE | [7 empty] | THOR\acont | 2024-10-09 10:48 |  | [Edwards, Kidde] [VAC ] 2IDC, 76-600000-001 Main Board, 76-800xxx-xxx Main Board, 77-600000-901 Main Board, 84-732001-901 Main Board, APS10A Mainboard, APS6A Mainboard, BPS10A Mainboard, BPS10A/230 Mainboard, BPS6A Mainboard, BPS6A/230 Mainboard, EST1-2Z [Edwards, Kidde, Macurco] [IDC] [#3 SUPERVISORY] 2IDC, 76-600000-001 Main Board, 76-800xxx-xxx Main Board, 77-600000-901 Main Board, 84-732001-901 Main Board, DVP-120 Mainboard, EST1-2Z Mainboard, FSP1004G Mainboard, FSP1004G-2 Mainboard, FSP1004GD Mainb [Edwards, Kidde, Macurco] [IDC] [#2 TROUBLE] 2IDC, 76-600000-001 Main Board, 76-800xxx-xxx Main Board, 77-600000-901 Main Board, 84-732001-901 Main Board, DVP-120 Mainboard, EST1-2Z Mainboard, FSP1004G Mainboard, FSP1004G-2 Mainboard, FSP1004GD Mainboard [Edwards, Kidde, Macurco] [IDC] [#1 ALARM] 2IDC, 76-600000-001 Main Board, 76-800xxx-xxx Main Board, 77-600000-901 Main Board, 84-732001-901 Main Board, DVP-120 Mainboard, EST1-2Z Mainboard, FSP1004G Mainboard, FSP1004G-2 Mainboard, FSP1004GD Mainboard, | [Edwards, Kidde] FX-64R Mainboard, FX-64RD Mainboard, iO64G Mainboard, iO64G-2 Mainboard, iO64G-2-PG Mainboard, iO64G-2-SP Mainboard, iO64GD Mainboard, iO64GL Mainboard, iO64GL-F Mainboard, iO64G-PG Mainboard, iO64G-SP Mainboard, iO64R Mainboard, iO64R-2 [Edwards, Kidde] FX-1000 Mainboard, FX-1000D Mainboard, FX-64RD Mainboard, iO1000G Mainboard, iO1000G-2 Mainboard, iO1000G-2-PG Mainboard, iO1000G-2-SP Mainboard, iO1000GC Mainboard, iO1000GD Mainboard, iO1000G-F Mainboard, iO1000G-PG Mainboard, iO1000G-S [Edwards, Kidde] FSP1004GD Mainboard, FSP1004RD Mainboard, FSP302GD Mainboard, FSP302RD Mainboard, FSP502GD Mainboard, FSP502RD Mainboard, FX-1000D Mainboard, FX-64RD Mainboard, iO1000GD Mainboard, iO1000RD Mainboard, iO64GD Mainboard, iO64RD Mainboard, V [Edwards, Kidde] FX-64R Mainboard, FX-64RD Mainboard, iO64G Mainboard, iO64G-2 Mainboard, iO64G-2-PG Mainboard, iO64G-2-SP Mainboard, iO64GD Mainboard, iO64GL Mainboard, iO64GL-F Mainboard, iO64G-PG Mainboard, iO64G-SP Mainboard, iO64R Mainboard, iO64R-2 [Edwards, Kidde] FX-1000 Mainboard, FX-1000D Mainboard, FX-64RD Mainboard, iO1000G Mainboard, iO1000G-2 Mainboard, iO1000G-2-PG Mainboard, iO1000G-2-SP Mainboard, iO1000GC Mainboard, iO1000GD Mainboard, iO1000G-F Mainboard, iO1000G-PG Mainboard, iO1000G-S [Edwards] iO64GD Mainboard [Edwards, Kidde] FX-64R Mainboard, FX-64RD Mainboard, iO64G Mainboard, iO64G-2 Mainboard, iO64G-2-PG Mainboard, iO64G-2-SP Mainboard, iO64GD Mainboard, iO64GL Mainboard, iO64GL-F Mainboard, iO64G-PG Mainboard, iO64G-SP Mainboard, iO64R Mainboard, iO64R-2
2860d70b-c43d-4741-9afc-fd7f615a5edc | NFPA 170 MANUAL PULL |  |  | North | Potter |  | Manual Station |  |  |  | Module | TRUE | RMS-EXWP | + | Explosion Proof, Weather Proof Manual Pull Station | 1 | [6 empty] | TRUE | [5 empty] | #FFFF0000 | FA-NFPA 170 MANUAL PULL | 1 | FALSE | FALSE | FALSE | 957 | [19 empty] | DESKTOP-7SAL8M7\acont | 2019-09-16 14:31 | THOR\acont | 2024-09-08 17:27 | Cloned from Firelite BG-12 | [Notifier, Potter] [IDC] 01 CF-135EWT, CF-135MP, CF-135W, CF-165MP, CF-165W, CF-200EWT, CF-200MP, CF-200W, CF-285MP, CF-285W, CPS-24 w/SB, CR-135EWT, CR-135MP, CR-135W, CR-165MP, CR-165W, CR-200EWT, CR-200MP, CR-200W, DSD-P (C), P32-1T, PS40 Series, PS40
c57c4647-55e9-476a-9d03-fd82a2f0efc5 | NFPA 170 SMOKE DETECTOR |  |  | North | Notifier |  | Smoke Detector |  |  |  | Module | TRUE | FSP-951 w/B224RB-WH | ++ | Addressable low-profile photoelectric detector with relay base, white | 1 | 0.0002 | 0.0045 |  |  |  |  | TRUE | TRUE |  |  |  |  | #FFFF0000 | FA-NFPA 170 SMOKE DETECTOR | 1 | FALSE | FALSE | FALSE | 1408 | [19 empty] | DESKTOP-7EIEB7A\acont | 2023-05-31 10:49 | THOR\acont | 2024-09-08 17:27 | Cloned from Notifier FSP-951 w/B200S-LF-WH | [Notifier] [AUX POWER] [16VDC, LOW VOLUME] B200S-LF-WH, FCO-851 w/B200S-LF (C), FCO-951 w/B200S-LF-WH (C), FPC-951 w/B200S-LF-IV (C), FPC-951 w/B200S-LF-WH (C), FPTI-951 w/B200S-LF-IV (C), FPTI-951 w/B200S-LF-WH (C), FSCO-951 w/B200S-LF-IV (C), FSCO-951 [Notifier] [AUX POWER] [16VDC, HIGH VOLUME] B200S-LF-WH, FCO-851 w/B200S-LF (C), FCO-951 w/B200S-LF-WH (C), FPC-951 w/B200S-LF-IV (C), FPC-951 w/B200S-LF-WH (C), FPTI-951 w/B200S-LF-IV (C), FPTI-951 w/B200S-LF-WH (C), FSCO-951 w/B200S-LF-IV (C), FSCO-951 [Honeywell, Notifier, System Sensor] [SLC SENSORS] [*] [#4 TYPE ADDR ¦ SENSORS] 2251B (C), 2251-COPTIR (C), 2251-COPTIR w/B200S-WH (C), 2251TB (C), 2251TMB (C), 5251B (C), 5251B-WP (C), 5251H (C), 5251RB (C), 5251RB-WP (C), 7251 (C), 7251DH (C), DH200LP [Honeywell, Notifier, System Sensor] [SLC MODULES SENSORS] [*] [#2 SHARED ADDR ¦ SENSORS] 2251B (C), 2251-COPTIR (C), 2251-COPTIR w/B200S-WH (C), 2251TB (C), 2251TMB (C), 5251B (C), 5251B-WP (C), 5251H (C), 5251RB (C), 5251RB-WP (C), 7251 (C), 7251DH (C)
db159b91-61b4-486d-9e69-fd8485cf094d |  |  |  | North | Autocall |  | Cards & Components |  |  |  | Card | TRUE | A100-1313 |  | Analog Primary 100 W Amplifier Includes six, Class B audio NACs | 1 | 0.085 | 2.27 |  |  |  |  | TRUE | [5 empty] | #FFFFFFFF |  |  | FALSE | FALSE | FALSE | [20 empty] | DESKTOP-0D6CQVA\lousc | 2019-07-07 13:28 | THOR\acont | 2024-10-09 10:48 | Cloned from AutoCall A100-1315
0581fe17-441c-4a7b-9a29-fd90479a439e | NFPA 170 AMPLIFIER RACK | RISER AMP |  | North | Hochiki |  | Amplifier |  |  |  | Assembly | TRUE | FNVDP50 (70V) | + | Distributed Panel, Dual Channel, 50W | 1 | [6 empty] | FALSE |  |  | *Refer to Install Sheet |  |  | #FFFF0000 | FA-NFPA 170 AMPLIFIER RACK | 1 | FALSE | FALSE | FALSE | 300 | [8 empty] | 7,12,18 |  |  |  | 50 | TRUE | [5 empty] | DESKTOP-7SAL8M7\acont | 2019-11-04 16:39 | THOR\acont | 2024-09-08 17:27
12ef2cf2-016d-44c2-a8b4-fd912a2def29 | NFPA 170 SPEAKER CEILING |  |  | North | Edwards |  | Speaker |  |  |  | Module | TRUE | 964-1A-4RW |  | 4" Round Cone Speaker, 25Vrms, .25, .5, 1, 2w | 1 | [6 empty] | FALSE | TRUE |  |  |  |  | #FF0070C0 | FA-NFPA 170 SPEAKER CEILING | 1 | FALSE | FALSE | FALSE | 2019 | [13 empty] | FALSE |  |  | C |  |  |  |  | THOR\acont | 2024-09-08 17:27
8abaecc5-dfb4-4c42-a05d-fd913e9a28f6 |  |  |  | North | Potter |  | Cards & Components |  |  |  | Card | TRUE | PVC-SSC | + | Switch Scan Card | 1 | 0.028 | 0.028 |  |  |  |  | TRUE | [5 empty] | #FFFFFFFF |  |  | FALSE | FALSE | FALSE | [20 empty] | DESKTOP-7SAL8M7\acont | 2020-11-03 16:06 | THOR\acont | 2024-10-09 10:48 | Cloned from Hochiki FNV-SSC
adc6f5be-3e9a-4e6f-9069-fd93bd594a40 | NFPA 170 HEAT DETECTOR |  |  | North | Notifier |  | Heat Detector |  |  |  | Module | TRUE | NH-200 | ++ | White, low-profile intelligent 135°F fixed thermal sensor, FlashScan only | 1 | 0.0002 | 0.0045 |  |  |  |  | FALSE | TRUE | FLUSH |  | 4" SQ. DEEP | 3 "O" PLASTER RING | #FFFF0000 | FA-NFPA 170 HEAT DETECTOR | 1 | FALSE | FALSE | FALSE | 1403 |  |  | 7270-0028:0502 |  |  | S747 | [7 empty] | FALSE | [7 empty] | THOR\acont | 2024-09-08 17:27 | 20191121 AC Detector without base | [Honeywell, Notifier, System Sensor] [SLC SENSORS] [*] [#4 TYPE ADDR ¦ SENSORS] 2251B (C), 2251-COPTIR (C), 2251-COPTIR w/B200S-WH (C), 2251TB (C), 2251TMB (C), 5251B (C), 5251B-WP (C), 5251H (C), 5251RB (C), 5251RB-WP (C), 7251 (C), 7251DH (C), DH200LP [Honeywell, Notifier, System Sensor] [SLC MODULES SENSORS] [*] [#2 SHARED ADDR ¦ SENSORS] 2251B (C), 2251-COPTIR (C), 2251-COPTIR w/B200S-WH (C), 2251TB (C), 2251TMB (C), 5251B (C), 5251B-WP (C), 5251H (C), 5251RB (C), 5251RB-WP (C), 7251 (C), 7251DH (C)
9ec48fb6-2851-401b-be62-fd9f49e0203a |  |  |  | North | Edwards |  | Hardware |  |  |  | Hardware | TRUE | 75142SRN |  | 14/2 Solid,OS Red With colored tracer FPLR | 1 | [6 empty] | FALSE | [5 empty] | #FFFFFFFF |  |  | FALSE | FALSE | FALSE | [14 empty] | FALSE | [7 empty] | THOR\acont | 2024-10-09 10:48
3ffd4993-083c-45f8-8380-fd9fd6520d78 | NFPA 170 HEAT DETECTOR |  |  | North | Edwards |  | Heat Detector |  |  |  | Module | TRUE | SIGA-HRS w/SIGA-SB BASE | ++ | Heat Detector, 15F ROR, 135F Fixed Temperature | 1 | 4.5e-05 | 4.5e-05 |  |  |  |  | FALSE | [5 empty] | #FFFF0000 | FA-NFPA 170 HEAT DETECTOR | 1 | FALSE | FALSE | FALSE | 1403 | [13 empty] | FALSE | [7 empty] | THOR\acont | 2024-10-08 16:33 | 20191121 AC Detector with base | [Edwards, Kidde] [SLC EST MODULES SENSORS] [*] [#2 SHARED ADDR ¦ SENSORS] KI-DDOS (C), SIGA2-COS w/SIGA-AB4G BASE, SIGA2-COS w/SIGA-AB4G-LF BASE, SIGA2-COS w/SIGA-AB4GT BASE, SIGA2-COS w/SIGA-IB BASE, SIGA2-COS w/SIGA-RB BASE, SIGA2-COS w/SIGA-SB BASE, S [Edwards, Kidde] [SLC EST SENSORS] 01 [*] [EST3, iO1000] DS-HFS (C), DS-PS (C), FX-HD w/IB4U BASE, FX-HD w/RB4U BASE, FX-HD w/SB4U BASE, FX-HD w/SB4U-LF BASE, FX-HD wB4U BASE, FX-PD w/B4U BASE (C), FX-PD w/IB4U BASE (C), FX-PD w/SB4U BASE (C), FX-PD w/SB [Edwards, Kidde] [SLC EST MODULES/SENSORS] 01 [*] [iO64] DS-HFS (C), DS-PS (C), FX-HD w/IB4U BASE, FX-HD w/RB4U BASE, FX-HD w/SB4U BASE, FX-HD w/SB4U-LF BASE, FX-HD wB4U BASE, FX-PD w/B4U BASE (C), FX-PD w/IB4U BASE (C), FX-PD w/SB4U BASE (C), FX-PD w/SB [Edwards, Kidde] [SLC EST SENSORS] [*] [#4 TYPE ADDR ¦ SENSORS] KI-DDOS (C), SIGA2-COS w/SIGA-AB4G BASE, SIGA2-COS w/SIGA-AB4G-LF BASE, SIGA2-COS w/SIGA-AB4GT BASE, SIGA2-COS w/SIGA-IB BASE, SIGA2-COS w/SIGA-RB BASE, SIGA2-COS w/SIGA-SB BASE, SIGA2-HCOS
9b2b2dee-7289-40ca-857c-fda8f90925df | NFPA 170 SPEAKER STROBE CEILING |  |  | North | Edwards |  | Speaker/Strobe |  |  |  | Module | TRUE | GCHFWN-S7VMB |  | 70V Ceiling Speaker/Strobe,White,15, 30, 75, 95 cd, BLUE | 1 | 0 | 0.168 |  |  |  |  | FALSE | TRUE |  |  |  |  | #FF0070C0 | FA-NFPA 170 SPEAKER STROBE CEILING | 1 | FALSE | FALSE | FALSE | 2020 | [13 empty] | FALSE |  |  | C |  |  |  |  | THOR\acont | 2024-09-08 17:27 |  | [Edwards, Kidde] [NAC] [24 VDC] EGCFR-VM (C), EGCF-VM (C), GCFR-S7VM (C), GCFR-VM (C), GCF-S2VM (C), GCF-S7VM (C), GCF-VM (C), GCHFRF-S2VMC (C), GCHFRF-S7VMC (C), GCHFRN-S2VMC (C), GCHFRN-S7VMC (C), GCHFWA-S2VMA (C), GCHFWA-S2VMC (C), GCHFWA-S7VMA (C), G [Edwards, Kidde] [AUDIO 70.7v] [70V AUDIO] G4F-S7, G4F-S7V1575, G4F-S7VM, G4HFRF-S7, G4HFRF-S7VMC, G4HFRN-S7, G4HFRN-S7VMC, G4HFWA-S7, G4HFWA-S7VMA, G4HFWA-S7VMC, G4HFWF-S7, G4HFWF-S7VMC, G4HFWN-S7, G4HFWN-S7VMA, G4HFWN-S7VMB, G4HFWN-S7VMC, G4RF-S7, G4RF [Edwards, Kidde] [NAC] [16 VDC] EGCFR-VM (C), EGCF-VM (C), GCFR-S7VM (C), GCFR-VM (C), GCF-S2VM (C), GCF-S7VM (C), GCF-VM (C), GCHFRF-S2VMC (C), GCHFRF-S7VMC (C), GCHFRN-S2VMC (C), GCHFRN-S7VMC (C), GCHFWA-S2VMA (C), GCHFWA-S2VMC (C), GCHFWA-S7VMA (C), G
d4d80dd4-54b4-4c4c-870d-fdaa927e2bc0 | NFPA 170 MULTI FUNCTION CABINET |  |  | North | Silent Knight |  | Enclosure |  |  |  | Assembly | TRUE | SK-2190 w/SK-5217 | ++ | SK-5217 Zone Expander mounted in SK-2190 Accessory Cabinet | 1 | [6 empty] | TRUE | [5 empty] | #FFFF0000 | FA-NFPA 170 MULTI FUNCTION CABINET | 1 | FALSE | FALSE | FALSE | [20 empty] | DESKTOP-7EIEB7A\acont | 2022-01-07 09:11 | THOR\acont | 2024-09-08 17:27
9b992625-8cf6-4e32-bbfa-fdaef7eeaff3 | NFPA 170 ADDRESSABLE INPUT MONITOR MODULE |  |  | North | Notifier |  | Addressable Module |  |  |  | Module | TRUE | FMM-101 | ++ | Addressable Mini Monitor Module | 1 | 0.00035 | 0.0006 |  |  |  |  | FALSE | FALSE | FLUSH |  | 4"SQ. DEEP | W/ COVER | #FFFF0000 | FA-NFPA 170 ADDRESSABLE INPUT MONITOR MODULE | 1 | FALSE | FALSE | FALSE | 1000 |  |  | 7300-0028:0219 | [10 empty] | FALSE | [7 empty] | THOR\acont | 2024-09-08 17:27 |  | [Honeywell, Notifier, System Sensor] [SLC MODULES SENSORS] [*] [#1 SHARED ADDR ¦ MODULES] 30-3013 w/FMM-101, Q3013D, ACM-8R, ACPS-610, AMPS-24, AMPS-24E, EM-1M, EM-1MI, EM-1MM, EM-1MMI, EM-1R, EM-1RI, EM-1SR, EM-1SRI, FCM-1, FCM-1-REL, FD7044 MM-101, FDM [Honeywell, Notifier, System Sensor] [SLC MODULES] [*] [#3 TYPE ADDR ¦ MODULES] 30-3013 w/FMM-101, Q3013D, ACM-8R, ACPS-610, AMPS-24, AMPS-24E, EM-1M, EM-1MI, EM-1MM, EM-1MMI, EM-1R, EM-1RI, EM-1SR, EM-1SRI, FCM-1, FCM-1-REL, FD7044 MM-101, FDM-1, FDRM-1 | [Notifier, Silent Knight] EM-1M, EM-1MI, EM-1MM, EM-1MMI, FD7044 MM-101, FMM-1, FMM-101, HFS-MM, NMM-100, NMM-100P
d3524518-30ee-4fb3-8b3c-fdb0b6c2b036 | NFPA 170 SMOKE HEAT DETECTOR |  |  | North | Hochiki |  | Smoke Detector |  |  |  | Module | TRUE | SLR-835H w/NS6 | PHOTOELECTRIC SMOKE DETECTOR, 4 WIRE RELAY BASE | PHOTOELECTRIC SMOKE/HEAT DETECTOR w/ 2 WIRE 6" BASE | 1 | 0.055 | 0.15 |  |  |  |  | TRUE | TRUE |  |  |  |  | #FFFF0000 | FA-NFPA 170 SMOKE HEAT DETECTOR | 1 | FALSE | FALSE | FALSE | 1408 | [16 empty] | R |  |  | THOR\acont | 2024-09-30 09:23 | THOR\acont | 2024-10-09 10:48 | Cloned from Hochiki SLR-835H w/NS4 | [Hochiki] [IDC] 03 [*] [IDC] SLR-835 w/NS4 (C), SLR-835 w/NS6 (C), SLR-835H w/NS4 (C), SLR-835H w/NS6 (C)
39627ba5-3a4e-4070-88d2-fdb4e64ed364 | NFPA 170 AREA OF REFUGE REMOTE |  |  | North | Rath Area of Refuge |  | Area of Refuge Component |  |  |  | Module | TRUE | 3300FSN | ++ | SmartCommand System 3300FSN Call Box | 1 | [6 empty] | FALSE | [5 empty] | #FF00B050 | FA-NFPA 170 AREA OF REFUGE REMOTE | 1 | FALSE | FALSE | FALSE | 4002 | [13 empty] | FALSE | [5 empty] | DESKTOP-7EIEB7A\acont | 2022-12-22 09:25 | THOR\acont | 2024-09-08 17:27 | Cloned from Rath Area of Refuge 2100-956SR | [Rath Area of Refuge] [AOR Call Circuit] 2100-956RR, 2100-956SR, 2100-958NSR, 2100-984LR, 2400-805SP, 2400-808NSP, 2400-808SSPC, 3300FSCN, 3300FSN
daa4ded5-c605-433f-b6c3-fdb855a06ee1 | NFPA 170 STROBE WALL |  |  | North | Hochiki |  | Strobe |  |  |  | Module | TRUE | HEC24-177WR |  | 177 Candela, Low Profile Evacuation Horn Strobe, Red | 1 | 0 | 0.213 |  |  |  |  | FALSE |  |  | *Refer to Install Sheet |  |  | #FF0070C0 | FA-NFPA 170 STROBE WALL | 1 | FALSE | FALSE | FALSE | 2023 | [13 empty] | FALSE | [5 empty] | DESKTOP-7SAL8M7\acont | 2019-12-03 06:14 | THOR\acont | 2024-09-08 17:27 | Cloned from Hochiki HEC24-1575WR | [Hochiki] [NAC] [UL MAX] HEC24-177WR, HEC24-177WW [Hochiki] [NAC] [24 VDC] HEC24-177WR, HEC24-177WW
8a9ac5ff-9824-4fea-894c-fdb946a89ecc |  |  |  | North | Gamewell FCI |  | Hardware |  |  |  | Hardware | TRUE | E3-TRIMKIT-B | ++ | Trim kit for “B” size enclosure, black | 1 | [6 empty] | TRUE | [5 empty] | #FFFFFFFF |  |  | FALSE | FALSE | FALSE | [20 empty] | DESKTOP-7EIEB7A\acont | 2022-08-29 12:42 | THOR\acont | 2024-10-09 10:48 | Cloned from Gamewell FCI E3-TRIMKIT-A2
a3054e23-9a4d-4dbb-9157-fdbb7786a405 | NFPA 170 STROBE CEILING |  |  | North | Gentex |  | Strobe |  |  |  | Module | TRUE | GCSG24PCR |  | GCS Colored Lens, Selectable Candela, Ceiling, Red, Plain, Green Lens | 1 | 0 | 0.139 |  |  |  |  | FALSE | TRUE |  |  |  |  | #FF0070C0 | FA-NFPA 170 STROBE CEILING | 1 | FALSE | FALSE | FALSE | 2022 | [13 empty] | FALSE |  |  | C |  |  |  |  | THOR\acont | 2024-09-08 17:27 |  | [Gentex] [NAC] [UL MAX] GCSB24PCR (C), GCSB24PCW (C), GCSG24PCR (C), GCSG24PCW (C), GCSR24PCR (C), GCSR24PCW (C)
353d1899-6044-4dd8-83e4-fdbc7fba1bf3 | NFPA 170 FIRE ALARM CONTROL UNIT | RISER FACP |  | North | Firelite |  | Fire Alarm Control Unit |  |  |  | Assembly | TRUE | MS-9200UDLS | + | Intelligent Addressable FACP with Built-In Communicator | 1 | [6 empty] | FALSE | FALSE |  |  |  |  | #FFFF0000 | FA-NFPA 170 FIRE ALARM CONTROL UNIT | 1 | FALSE | FALSE | FALSE | 202 | [8 empty] | 7,12,18 |  | 18 |  |  | TRUE | [7 empty] | THOR\acont | 2024-09-08 17:27
12488ef8-a884-4da1-9b71-fdbd2e0b6c79 | NFPA 170 ISOLATION MODULE |  |  | North | Block Definition Only |  | Isolator Module |  |  |  | Module | TRUE | NFPA 170 ISOLATION MODULE |  | NFPA 170 ISOLATION MODULE | 1 | [12 empty] | #FFFF0000 | FA-NFPA 170 ISOLATION MODULE | 1 | FALSE | FALSE | FALSE | 1200 | [19 empty] | AULAPTOP-PC\Aulaptop | 2020-03-26 07:41 | THOR\acont | 2024-09-08 17:27
db01e126-4559-44f2-95f5-fdbd76ee02ed | NFPA 170 SPEAKER CEILING |  |  | North | Edwards |  | Speaker |  |  |  | Module | TRUE | GCWN-S7 |  | 70V Speaker, white, No markings | 1 | [6 empty] | FALSE | TRUE |  |  |  |  | #FF0070C0 | FA-NFPA 170 SPEAKER CEILING | 1 | FALSE | FALSE | FALSE | 2019 | [13 empty] | FALSE |  |  | C |  |  |  |  | THOR\acont | 2024-09-08 17:27 |  | [Edwards, Kidde] [AUDIO 70.7v] [70V AUDIO] G4F-S7, G4F-S7V1575, G4F-S7VM, G4HFRF-S7, G4HFRF-S7VMC, G4HFRN-S7, G4HFRN-S7VMC, G4HFWA-S7, G4HFWA-S7VMA, G4HFWA-S7VMC, G4HFWF-S7, G4HFWF-S7VMC, G4HFWN-S7, G4HFWN-S7VMA, G4HFWN-S7VMB, G4HFWN-S7VMC, G4RF-S7, G4RF
6a50c021-5548-4f77-9229-fdbf816a80ff | NFPA 170 SMOKE HEAT DETECTOR |  |  | North | Kidde |  | Smoke/Heat Detector |  |  |  | Module | TRUE | KI-PHD w/KI-IB BASE | ++ | Intelligent Multisensor Smoke and Heat Detector | 1 | 5.1e-05 | 4.5e-05 |  |  |  |  | FALSE | TRUE |  |  |  |  | #FFFF0000 | FA-NFPA 170 SMOKE HEAT DETECTOR | 1 | FALSE | FALSE | FALSE | 1408 | [13 empty] | FALSE | [5 empty] | DESKTOP-7SAL8M7\acont | 2020-01-02 08:41 | THOR\acont | 2024-10-08 16:33 | Cloned from Edwards SIGA-PHD w/SIGA-IB BASE | [Kidde] [SLC EST SENSORS] [*] [#4 TYPE ADDR ¦ SENSORS] DS-HFS (C), DS-PS (C), FX-HD w/IB4U BASE, FX-HD w/RB4U BASE, FX-HD w/SB4U BASE, FX-HD w/SB4U-LF BASE, FX-HD wB4U BASE, FX-PD w/B4U BASE (C), FX-PD w/IB4U BASE (C), FX-PD w/SB4U BASE (C), FX-PD w/SB4U [Kidde] [SLC EST MODULES SENSORS] [*] [#2 SHARED ADDR ¦ SENSORS] DS-HFS (C), DS-PS (C), FX-HD w/IB4U BASE, FX-HD w/RB4U BASE, FX-HD w/SB4U BASE, FX-HD w/SB4U-LF BASE, FX-HD wB4U BASE, FX-PD w/B4U BASE (C), FX-PD w/IB4U BASE (C), FX-PD w/SB4U BASE (C), FX [Edwards, Kidde] [SLC EST SENSORS] 01 [*] [EST3, iO1000] DS-HFS (C), DS-PS (C), FX-HD w/IB4U BASE, FX-HD w/RB4U BASE, FX-HD w/SB4U BASE, FX-HD w/SB4U-LF BASE, FX-HD wB4U BASE, FX-PD w/B4U BASE (C), FX-PD w/IB4U BASE (C), FX-PD w/SB4U BASE (C), FX-PD w/SB [Edwards, Kidde] [SLC EST MODULES/SENSORS] 01 [*] [iO64] DS-HFS (C), DS-PS (C), FX-HD w/IB4U BASE, FX-HD w/RB4U BASE, FX-HD w/SB4U BASE, FX-HD w/SB4U-LF BASE, FX-HD wB4U BASE, FX-PD w/B4U BASE (C), FX-PD w/IB4U BASE (C), FX-PD w/SB4U BASE (C), FX-PD w/SB
f02bd2ce-74cb-494f-8db4-fdc741689575 |  |  |  | North | Yuasa |  | Hardware |  |  |  | Hardware | TRUE | NP4-12 | ++ | 12V 4AH Battery | 1 | [6 empty] | FALSE | [5 empty] | #FFFFFFFF |  |  | FALSE | FALSE | FALSE | [14 empty] | FALSE | [5 empty] | THOR\acont | 2024-04-30 12:54 | THOR\acont | 2024-10-09 10:48 | Cloned from Yuasa NP12-12
00ae3d9e-539b-4d00-a9b0-fdca1288dc0e |  |  |  | North | Bosch | [5 empty] | Module | TRUE | DX4010V2 | * | USB/serial interface module | 1 | [12 empty] | #FFFFFFFF |  |  | FALSE | FALSE | FALSE | [20 empty] | DESKTOP-7EIEB7A\acont | 2021-08-13 06:25 | THOR\acont | 2024-10-09 10:48
2e71b800-fa8e-4b9e-a418-fdcdc9c411a1 | NFPA 170 STROBE CEILING |  |  | North | System Sensor |  | Strobe |  |  |  | Module | TRUE | SCWK | + | Strobe, Standard cd, White, Outdoor (includes plastic weatherproof back box) | 1 | 0 | 0.071 |  |  |  |  | FALSE | TRUE |  |  |  |  | #FF0070C0 | FA-NFPA 170 STROBE CEILING | 1 | FALSE | FALSE | FALSE | 2013 | [13 empty] | FALSE |  |  | C, WP |  |  | DESKTOP-7EIEB7A\acont | 2021-05-03 14:42 | THOR\acont | 2024-09-08 17:27 | Cloned from System Sensor PC2WK | [BluePoint, System Sensor] [NAC] [VDC, TEMPORAL HIGH] BP04-311P, SCRK (C), SCWK (C), SPSCWK (C), SPSCWK-CLR-ALERT (C), SPSRK, SPSRK-P, SPSWK, SPSWK-CLR-ALERT, SPSWK-P [BluePoint, System Sensor] [NAC] [VFWR, TEMPORAL HIGH] BP04-311P, SCRK (C), SCWK (C), SPSCWK (C), SPSCWK-CLR-ALERT (C), SPSRK, SPSRK-P, SPSWK, SPSWK-CLR-ALERT, SPSWK-P
1eb0ef9f-cf28-424f-ada8-fdcfb2d4582c | NFPA 170 HORN STROBE |  |  | North | Edwards |  | Horn/Strobe |  |  |  | Module | TRUE | G1WA-HDVMC |  | MNEC H-S, no running man, white, "ALERT", A, B, C, D cd, clear | 1 | 0 | 0.337 |  |  |  |  | FALSE | [5 empty] | #FF0070C0 | FA-NFPA 170 HORN STROBE | 1 | FALSE | FALSE | FALSE | 2012 | [13 empty] | FALSE | [7 empty] | THOR\acont | 2024-09-08 17:27 |  | [Edwards, Kidde] [NAC] [16 VDC, HIGH DB] EG1F-HDV1575, EG1F-HDVM, G1F-HDV1575, G1F-HDVM, G1-HDVM, G1RF-HDV1575, G1RF-HDVM, G1R-HDVM, G1WA-HDVMA, G1WA-HDVMC [Edwards, Kidde] [NAC] [24 VDC, HIGH DB] EG1F-HDV1575, EG1F-HDVM, G1F-HDV1575, G1F-HDVM, G1-HDVM, G1RF-HDV1575, G1RF-HDVM, G1R-HDVM, G1WA-HDVMA, G1WA-HDVMC [Edwards, Kidde] [NAC] [24 VDC, LOW DB] EG1F-HDV1575, EG1F-HDVM, G1F-HDV1575, G1F-HDVM, G1-HDVM, G1RF-HDV1575, G1RF-HDVM, G1R-HDVM, G1WA-HDVMA, G1WA-HDVMC [Edwards, Kidde] [NAC] [16 VDC, LOW DB] EG1F-HDV1575, EG1F-HDVM, G1F-HDV1575, G1F-HDVM, G1-HDVM, G1RF-HDV1575, G1RF-HDVM, G1R-HDVM, G1WA-HDVMA, G1WA-HDVMC
7ac2e2cd-0714-4f02-9bbc-fdd1d45c5178 | NFPA 170 HORN |  |  | North | Eaton Wheelock |  | Horn |  |  |  | Module | TRUE | AH-24-W |  | Horn, 24 VDC, white | 1 | 0 | 0.09 |  |  |  |  | FALSE | FALSE |  |  |  |  | #FF0070C0 | FA-NFPA 170 HORN | 1 | FALSE | FALSE | FALSE | 2010 | [13 empty] | FALSE | [7 empty] | THOR\acont | 2024-09-08 17:27 |  | [Eaton Wheelock] [NAC] AH-24-R, AH-24-W
296f9ae8-2e93-4967-bdca-fdd205787e8b |  |  |  | North | Edwards |  | Hardware |  |  |  | Hardware | TRUE | SIGA-MP1 |  | Full Footprint Mounting Plate for 4 Double or 8 Single Modules | 1 | [6 empty] | FALSE | [5 empty] | #FFFFFFFF |  |  | FALSE | FALSE | FALSE | [14 empty] | FALSE | [7 empty] | THOR\acont | 2024-10-09 10:48 |  | [Edwards, Kidde] [SLC EST MODULES SENSORS] [*] [#1 SHARED ADDR ¦ MODULES] GSA-UIO2R, GSA-UIO6, GSA-UIO6R, RZI16-2, SIGA-270, SIGA-270P, SIGA-278, SIGA-AA30, SIGA-AA50, SIGA-CC1, SIGA-CC1S, SIGA-CC2, SIGA-CC2A, SIGA-CR, SIGA-CR2, SIGA-CRH, SIGA-CRR, SIGA- [Edwards, Kidde] [SLC EST MODULES] [*] [#3 TYPE ADDR ¦ MODULES] GSA-UIO2R, GSA-UIO6, GSA-UIO6R, RZI16-2, SIGA-270, SIGA-270P, SIGA-278, SIGA-AA30, SIGA-AA50, SIGA-CC1, SIGA-CC1S, SIGA-CC2, SIGA-CC2A, SIGA-CR, SIGA-CR2, SIGA-CRH, SIGA-CRR, SIGA-CT1, SIGA- [Edwards, Kidde] [SLC EST MODULES] 01 [*] [EST3, iO1000 ] FX-2WIRE, FX-IDC1A, FX-IDC1B, FX-IDC2B, FX-IDCWS, FX-ISO, FX-NAC, GSA-CC1, GSA-CC1S, GSA-CC2, GSA-CT1, GSA-CT2, GSA-IO, GSA-MAB, GSA-MCC1, GSA-MCC1S, GSA-MCC2, GSA-MCT2, GSA-MIO, GSA-MM1, GSA-MRM1
0e8024b3-a302-45b5-8bdb-fddee8c12e6a | NFPA 170 HEAT DETECTOR |  |  | North | Fike |  | Heat Detector |  |  |  | Module | TRUE | FIK-5351 w/B224RB-WH | ++ | White, low‐profile intelligent 135°F fixed thermal sensor, Relay Base | 1 | 0.0002 | 0.0045 |  |  |  |  | FALSE | TRUE |  |  |  |  | #FFFF0000 | FA-NFPA 170 HEAT DETECTOR | 1 | FALSE | FALSE | FALSE | 1403 | [13 empty] | FALSE |  |  | 135° |  |  | DESKTOP-7EIEB7A\acont | 2023-01-02 16:15 | THOR\acont | 2024-09-08 17:27 | Cloned from Firelite H365 w/B224RB-WH | [Fike] [SLC IDP SENSORS] [*] [#4 TYPE ADDR ¦ SENSORS] DNR w/FIK‐2351R (C), FIK-2351 w/B200S-LF-WH (C), FIK-2351 w/B200S-WH (C), FIK-2351 w/B224RB-WH (C), FIK-2351 w/B300-6 (C), FIK-2351T w/B200S-LF-WH (C), FIK-2351T w/B200S-WH (C), FIK-2351T w/B224RB-WH
ce90f511-333f-459b-aaf7-fde34e03adf6 |  |  |  | North | GRI PRODUCTS | Security/Access Control |  |  |  |  | Module | TRUE | 194-12WG |  |  | 1 | [12 empty] | #FFFFFFFF |  |  | FALSE | FALSE | FALSE | [20 empty] | THOR\acont | 2024-03-12 21:43 | THOR\acont | 2024-10-09 10:48
7efd23ea-db17-4e3f-91fe-fde3dfe786b4 | NFPA 170 GAS DETECTOR |  |  | North | Notifier |  | Gas Detection |  |  |  | Module | TRUE | FSCO-951 w/B224RB-IV | + | Intelligent addressable carbon monoxide detector, white w/ Intelligent relay base, ivory, UL listed | 1 | 0.0002 | 0.0045 |  |  |  |  | FALSE | TRUE | FLUSH |  | 4" SQ. DEEP | 3 "O" PLASTER RING | #FFFF0000 | FA-NFPA 170 GAS DETECTOR | 1 | FALSE | FALSE | FALSE | 1402 | [13 empty] | FALSE |  |  | R |  |  | DESKTOP-7SAL8M7\acont | 2020-11-20 12:18 | THOR\acont | 2024-09-08 17:27 | Cloned from Gamewell MCS-COP3 w/B224RB-IV | [Honeywell, Notifier, System Sensor] [SLC MODULES SENSORS] [*] [#2 SHARED ADDR ¦ SENSORS] 2251B (C), 2251-COPTIR (C), 2251-COPTIR w/B200S-WH (C), 2251TB (C), 2251TMB (C), 5251B (C), 5251B-WP (C), 5251H (C), 5251RB (C), 5251RB-WP (C), 7251 (C), 7251DH (C) [Honeywell, Notifier, System Sensor] [SLC SENSORS] [*] [#4 TYPE ADDR ¦ SENSORS] 2251B (C), 2251-COPTIR (C), 2251-COPTIR w/B200S-WH (C), 2251TB (C), 2251TMB (C), 5251B (C), 5251B-WP (C), 5251H (C), 5251RB (C), 5251RB-WP (C), 7251 (C), 7251DH (C), DH200LP
21166a41-00c2-4d60-b449-fde510f61c02 | NFPA 170 FIRE ALARM CONTROL UNIT | RISER FACP |  | North | Hochiki |  | Fire Alarm Control Unit |  |  |  | Assembly | TRUE | LA103K4-60 |  | FireNET L@TITUDE Analog Addressable Fire Alarm Control Panel, 4 Slot Standard Enclosure, 10.25 A Auto Voltage, 8-Loop Panel Module, Hochiki Protocol, Network Module, and Media Gateway™, Black, 48 Zone LEDs | 1 | [6 empty] | FALSE |  |  | *Refer to Install Sheet | 16.5in (W) x 23.2in (H) x 6in (D) | KM5FCRD (Optional Semi-Flush Mounting Kit) | #FFFF0000 | FA-NFPA 170 FIRE ALARM CONTROL UNIT | 1 | FALSE | FALSE | FALSE | 202 | [8 empty] | 7,12,18,28 |  |  | 10.25 |  | TRUE | [5 empty] | DESKTOP-7SAL8M7\acont | 2019-12-04 15:59 | THOR\acont | 2024-09-08 17:27 | Cloned from Hochiki LA103K1-60 CLONED
66239f4e-2fa7-44b7-818a-fdea2048558f | NFPA 170 SMOKE DETECTOR |  |  | North | System Sensor |  | Smoke Detector |  |  |  | Module | TRUE | BEAM1224 REFLECTOR | ++ | Beam Reflector | 1 | [6 empty] | FALSE | [5 empty] | #FFFF0000 | FA-NFPA 170 SMOKE DETECTOR | 1 | FALSE | FALSE | FALSE | 5000 | [13 empty] | FALSE |  |  | BR |  |  | AULAPTOP-PC\Aulaptop | 2019-03-07 15:04 | THOR\acont | 2024-09-08 17:27 | Cloned from Edwards 23901-01
129d709c-d8ba-4557-ae86-fdef5560f714 | NFPA 170 FIRE ALARM CONTROL UNIT | RISER FACP |  | North | Edwards |  | Fire Alarm Control Unit |  |  |  | Assembly | TRUE | EST3 Main FACP |  | FACP /w CPU, 4 loops, 4 NACs, 4 3-ZA40B Amplifiers, Mic, 3-CAB21 | 1 | [6 empty] | FALSE | [5 empty] | #FFFF0000 | FA-NFPA 170 FIRE ALARM CONTROL UNIT | 1 | FALSE | FALSE | FALSE | 202 | [8 empty] | 7,12,18,55,65 |  |  |  |  | TRUE | [7 empty] | THOR\acont | 2024-09-08 17:27
4283a10f-217b-41f1-980f-fdf09df1e221 | NFPA 170 HORN CEILING |  |  | North | Autocall |  | Horn |  |  |  | Module | TRUE | A49AO-APPLC-O | + | Audible Only Notification Appliances, Weatherproof Ceiling Mount Electronic Horns, Specify Cover | 1 | 0 | 0 |  |  |  |  | TRUE | TRUE |  |  |  |  | #FF0070C0 | FA-NFPA 170 HORN CEILING | 1 | FALSE | FALSE | FALSE | 2013 | [16 empty] | C, WP |  |  | DESKTOP-7EIEB7A\acont | 2022-02-21 14:12 | THOR\acont | 2024-09-08 17:27 | Cloned from Autocall A49VOH-APPLC-O | [Autocall, Simplex] [IDNac] [23VDC, STEADY HIGH] 49AO-APPLC-O (C), 49AO-APPLC-O-BA (C), A49AO-APPLC-O (C), A49AO-APPLC-O-BA (C)
1ba7bdfd-bbf1-42be-900c-fdf8a57fc1c4 |  |  |  | North | Siemens |  | Cards & Components |  |  |  | Card | TRUE | FS-DLC |  | LOOP DRIVER BOARD | 1 | [6 empty] | TRUE | [5 empty] | #FFFFFFFF |  |  | FALSE | FALSE | FALSE | [20 empty] | AULAPTOP-PC\Aulaptop | 2019-05-19 10:03 | THOR\acont | 2024-10-09 10:48 | Cloned from Siemens New Part CLONED
aacff95b-dd8b-4326-9749-fdfaa251c40e | NFPA 170 VALVE SUPERVISORY SWITCH |  |  | North | Potter |  | Valve Supervisory Switch |  |  |  | Module | TRUE | PCVS-CRH | + | Corrosion Resistant Control Valve Supervisory Switch | 1 | [6 empty] | FALSE | [5 empty] | #FFFF0000 | FA-NFPA 170 VALVE SUPERVISORY SWITCH | 1 | FALSE | FALSE | FALSE |  |  |  | 7770-0328:0010 | [10 empty] | FALSE | [7 empty] | THOR\acont | 2024-09-08 17:27 |  | [Potter] [IDC] 01 OSYSU Series, OSYSU-CRH, OSYSU-EX, OSYSU-EX-O, PCVS Series, PCVS-CRH, PIVS-U-EX, PIVSU-EX-O, PS10 Series, PS10-EX, PS15, PS25, PS40 Series, PS40-EX, RBVS, VSG, VSR Series, VSR-10, VSR-AT, VSR-C, VSR-CF, VSR-FE-2, VSR-FEX Series, VSR-S S
6345452e-caea-4ad8-8e43-fdfbe68aae7f | NFPA 170 ASPIRATING SMOKE DETECTOR |  |  | North | Xtralis |  | Air Sampling Detection |  |  |  | Module | TRUE | VES-A00-P | ++ | VESDA-E VES with LEDs | 5 | [6 empty] | FALSE |  |  |  | 13.8 in. x 8.9 in. x 5.3 in. (350 mm x 225 mm x 135 mm) |  | #FFFF0000 | FA-NFPA 170 ASPIRATING SMOKE DETECTOR | 1 | FALSE | FALSE | FALSE | [14 empty] | FALSE | [5 empty] | DESKTOP-QGO6JOK\acont | 2024-07-17 08:43 | THOR\acont | 2024-09-08 17:27 | Cloned from Autocall A4098-VES-A00-P | [Autocall, Simplex, Xtralis] [AUX POWER] [ASPIRATOR SETTING 1, ASPIRATOR SETTING 10, ASPIRATOR SETTING 5] 4098-VES-A00-P, A4098-VES-A00-P, VES-A00-P [Autocall, Simplex, Xtralis] [IDC] [#4] 4098-VEP-A00-1P, 4098-VEP-A00-P, 4098-VEP-A10-P, 4098-VES-A00-P, 4098-VES-A10-P, A4098-VEP-A00-1P, A4098-VEP-A00-P, A4098-VEP-A10-P, A4098-VES-A00-P, A4098-VES-A10-P, VEP-A00-1P, VEP-A00-1P-NTF, VEP-A00-P, VEP-A10- [Autocall, Simplex, Xtralis] [IDC] [#2] 4098-VEP-A00-1P, 4098-VEP-A00-P, 4098-VEP-A10-P, 4098-VES-A00-P, 4098-VES-A10-P, A4098-VEP-A00-1P, A4098-VEP-A00-P, A4098-VEP-A10-P, A4098-VES-A00-P, A4098-VES-A10-P, VEP-A00-1P, VEP-A00-1P-NTF, VEP-A00-P, VEP-A10- [Autocall, Simplex, Xtralis] [IDC] [#5] 4098-VEP-A00-1P, 4098-VEP-A00-P, 4098-VEP-A10-P, 4098-VES-A00-P, 4098-VES-A10-P, A4098-VEP-A00-1P, A4098-VEP-A00-P, A4098-VEP-A10-P, A4098-VES-A00-P, A4098-VES-A10-P, VEP-A00-1P, VEP-A00-1P-NTF, VEP-A00-P, VEP-A10- [Autocall, Simplex, Xtralis] [IDC] [#3] 4098-VEP-A00-1P, 4098-VEP-A00-P, 4098-VEP-A10-P, 4098-VES-A00-P, 4098-VES-A10-P, A4098-VEP-A00-1P, A4098-VEP-A00-P, A4098-VEP-A10-P, A4098-VES-A00-P, A4098-VES-A10-P, VEP-A00-1P, VEP-A00-1P-NTF, VEP-A00-P, VEP-A10- [Autocall, Simplex, Xtralis] [IDC] [#1] 4098-VEP-A00-1P, 4098-VEP-A00-P, 4098-VEP-A10-P, 4098-VES-A00-P, 4098-VES-A10-P, A4098-VEP-A00-1P, A4098-VEP-A00-P, A4098-VEP-A10-P, A4098-VES-A00-P, A4098-VES-A10-P, VEP-A00-1P, VEP-A00-1P-NTF, VEP-A00-P, VEP-A10-
c1759363-84f9-46cb-b8c5-fe05f1f36742 | NFPA 170 FIRE ALARM CONTROL UNIT | RISER FACP |  | North | Hochiki |  | Fire Alarm Control Unit |  |  |  | Assembly | TRUE | LA101K3-14 |  | FireNET L@TITUDE Analog Addressable Fire Alarm Control Panel, 4 Slot Standard Enclosure, 5.25 A 115V, 6-Loop Panel Module, Hochiki Protocol, Network Module, and Media Gateway™, Red, Printer / 48 Zone LEDs | 1 | [6 empty] | FALSE |  |  | *Refer to Install Sheet | 16.5in (W) x 23.2in (H) x 6in (D) | KM5FCRD (Optional Semi-Flush Mounting Kit) | #FFFF0000 | FA-NFPA 170 FIRE ALARM CONTROL UNIT | 1 | FALSE | FALSE | FALSE | 202 | [8 empty] | 7,12,18,28 |  |  | 5.25 |  | TRUE | [5 empty] | DESKTOP-7SAL8M7\acont | 2019-12-04 15:59 | THOR\acont | 2024-09-08 17:27 | Cloned from Hochiki LA101K1-14
f1876f73-5f0b-4d34-a1d5-fe0848d35452 |  |  |  | North | Potter | [5 empty] | Module | TRUE | PCMPK Series |  | Corrosion Monitoring Probe Kit | 1 | [6 empty] | FALSE | [5 empty] | #FFFFFFFF |  |  | FALSE | FALSE | FALSE | [14 empty] | FALSE | [7 empty] | THOR\acont | 2024-10-09 10:48
f77cc215-cf52-4e0d-82a9-fe113cfc09bb | BP MANUAL STATION |  |  | North | BluePoint |  | Manual Station |  |  |  | Module | TRUE | BP02-102P | ++ | Police Pull Station (HW-POPIT) | 1 | [6 empty] | FALSE | [5 empty] | #FFFF0000 | FA-BP MANUAL STATION | 1 | FALSE | FALSE | FALSE | 957 | [13 empty] | FALSE |  |  | P |  |  | THOR\acont | 2024-03-20 12:09 | THOR\acont | 2024-09-08 17:27 | Cloned from BluePoint BP02-202P CLONED CLONED | [BluePoint] [IDC] 01 BP02-101M, BP02-101P, BP02-102M, BP02-102P, BP02-A101M, BP02-A101P, BP02-A101PH, BP02-A102M, BP02-A102P, BP02-A102PH
03287346-b279-4660-8617-fe14763cbe1a | NFPA 170 NOTIFICATION CIRCUIT EXTENDER PANEL | RISER NAC |  | North | Firelite |  | Notification Circuit Extender Panel |  |  |  | Assembly | TRUE | HPFF12 | + | 12 AMP Fire Alarm Power Supply | 1 | [6 empty] | FALSE | [5 empty] | #FFFF0000 | FA-NFPA 170 NOTIFICATION CIRCUIT EXTENDER PANEL | 1 | FALSE | FALSE | FALSE | 212 | [8 empty] | 7,12,18,26 |  |  | 12 |  | TRUE | [5 empty] | DESKTOP-7SAL8M7\acont | 2020-06-09 15:32 | THOR\acont | 2024-09-08 17:27 | Cloned from Notifier HPFF12
15833a19-6965-47a5-ac92-fe15493c1db7 | NFPA 170 HEAT DETECTOR |  |  | North | Apollo |  | Heat Detector |  |  |  | Module | TRUE | SA5150-450 w/SA5000-230 | XXX | Discovery/Soteria UL Heat Detector W/ Soteria UL Base - 6” | 1 | [6 empty] | TRUE | [5 empty] | #FFFF0000 | FA-NFPA 170 HEAT DETECTOR | 1 | FALSE | FALSE | [21 empty] | XPS-17-9710\August | 2024-12-14 09:17 | XPS-17-9710\August | 2024-12-14 09:40 | Cloned from Apollo SA5150-450 w/SA5000-210 | [Apollo] [SLC APOLLO MODULES SENSORS] [#1 SHARED ADDR ¦ ALL] SA5150-650ADV w/SA5000-230ADV (C), SA5150-750ADV w/SA5000-210ADV (C), SA5050- 350 w/SA5300-802 , SA5050-250 w/SA5000-210, SA5050-250 w/SA5000-230 , SA5050-250 w/SA5300-800 , SA5050-250 w/
7c7014c5-3dc2-4a1f-9702-fe2809d44592 | NFPA 170 SPEAKER STROBE |  |  | North | Simplex |  | Speaker/Strobe |  |  |  | Module | TRUE | 49SV-APPLW-O | + | Wall Mount Addressable Weatherproof S/V Appliance only, WP | 1 | 0 | 0 |  |  |  |  | TRUE | FALSE |  |  |  |  | #FF0070C0 | FA-NFPA 170 SPEAKER STROBE | 1 | FALSE | FALSE | FALSE | 2019 | [16 empty] | WP |  |  | DESKTOP-7EIEB7A\acont | 2022-02-21 14:30 | THOR\acont | 2024-09-08 17:27 | Cloned from Autocall A49SV-APPLW-O | [Autocall, Simplex] [IDNac] [23VDC UL1638] 49SV-APPLW-O, 49SV-APPLW-O-BA, 49VO-APPLW-O, 49VO-APPLW-O-BA, A49SV-APPLW-O, A49SV-APPLW-O-BA, A49VO-APPLW-O, A49VO-APPLW-O-BA [Autocall, Simplex] [IDNac] [23VDC UL1971] 49SV-APPLW-O, 49SV-APPLW-O-BA, 49VO-APPLW-O, 49VO-APPLW-O-BA, A49SV-APPLW-O, A49SV-APPLW-O-BA, A49VO-APPLW-O, A49VO-APPLW-O-BA [Autocall, Simplex] [AUDIO 25v] [25V AUDIO] 49HF-APPLW, 49HF-APPLW-BA, 49HFV-APPLW, 49HFV-APPLW-BA, 49SO-APPLW, 49SO-APPLW-BA, 49SO-APPLW-O, 49SO-APPLW-O-BA, 49SV-APPLW, 49SV-APPLW-BA, 49SV-APPLW-O, 49SV-APPLW-O-BA, A49HF-APPLW, A49HF-APPLW-BA, A49HFV-AP [Autocall, Simplex] [AUDIO 70.7v] [70V AUDIO] 49HF-APPLW, 49HF-APPLW-BA, 49HFV-APPLW, 49HFV-APPLW-BA, 49SO-APPLW, 49SO-APPLW-BA, 49SO-APPLW-O, 49SO-APPLW-O-BA, 49SV-APPLW, 49SV-APPLW-BA, 49SV-APPLW-O, 49SV-APPLW-O-BA, A49HF-APPLW, A49HF-APPLW-BA, A49HFV-
99cd2724-52cf-4ff0-81f4-fe2c3fc38ba3 | NFPA 170 SPEAKER STROBE |  |  | North | Edwards |  | Speaker/Strobe |  |  |  | Module | TRUE | G4WN-S7VMR |  | 70V Speaker/Strobe, White, no markings, Multi-cd red | 1 | 0 | 0.078 |  |  |  |  | FALSE | [5 empty] | #FF0070C0 | FA-NFPA 170 SPEAKER STROBE | 1 | FALSE | FALSE | FALSE | 2019 | [13 empty] | FALSE | [7 empty] | THOR\acont | 2024-09-08 17:27 |  | [Edwards, Kidde] [AUDIO 70.7v] [70V AUDIO] G4F-S7, G4F-S7V1575, G4F-S7VM, G4HFRF-S7, G4HFRF-S7VMC, G4HFRN-S7, G4HFRN-S7VMC, G4HFWA-S7, G4HFWA-S7VMA, G4HFWA-S7VMC, G4HFWF-S7, G4HFWF-S7VMC, G4HFWN-S7, G4HFWN-S7VMA, G4HFWN-S7VMB, G4HFWN-S7VMC, G4RF-S7, G4RF [Edwards, Kidde] [NAC] [24 VDC] G4ERA-A, G4ERA-B, G4ERA-G, G4ERA-R, G4ERF-C, G4ERN-A, G4ERN-B, G4ERN-C, G4ERN-G, G4ERN-R, G4EWA-A, G4EWA-B, G4EWA-G, G4EWA-R, G4EWF-C, G4EWN-A, G4EWN-B, G4EWN-C, G4EWN-G, G4EWN-R, G4F-S2V1575, G4F-S2VM, G4F-S7V1575, G4F-S7 [Edwards, Kidde] [NAC] [16 VDC] G4ERA-A, G4ERA-B, G4ERA-G, G4ERA-R, G4ERF-C, G4ERN-A, G4ERN-B, G4ERN-C, G4ERN-G, G4ERN-R, G4EWA-A, G4EWA-B, G4EWA-G, G4EWA-R, G4EWF-C, G4EWN-A, G4EWN-B, G4EWN-C, G4EWN-G, G4EWN-R, G4F-S2V1575, G4F-S2VM, G4F-S7V1575, G4F-S7
63eca580-57f4-48cd-86cb-fe319f2296e7 | NFPA 170 FIRE ALARM CONTROL UNIT | RISER FACP |  | North | Edwards |  | Fire Alarm Control Unit |  |  |  | Assembly | TRUE | iO64RD |  | FACP, 1 Loop, 64pt, 2 Cl B NACs, dialer, red, 120v | 1 | [6 empty] | FALSE | [5 empty] | #FFFF0000 | FA-NFPA 170 FIRE ALARM CONTROL UNIT | 1 | FALSE | FALSE | FALSE | 202 | [8 empty] | 7,12,18,26 |  | 10 |  |  | TRUE | [7 empty] | THOR\acont | 2024-09-08 17:27
80bba7d3-9735-4551-a0d5-fe33dd4a53f7 |  |  |  | North | AutoPulse |  | Cards & Components |  |  |  | Card | TRUE | 542R Main Board | ++ | Main Board | 1 |  |  | 7 |  |  |  | TRUE | [5 empty] | #FFFFFFFF |  |  | FALSE | FALSE | FALSE | [20 empty] | THOR\acont | 2024-02-23 06:54 | THOR\acont | 2024-10-09 10:48 | Cloned from VES VF1810-10 Main Board | [AutoPulse, Hochiki, VES] [IDC] [#3 SUPERVISORY] 542R Main Board, FNP-1127 Main Board, HCVR-3 Main Board, VF0810 Main Board, VF0820 Main Board, VF0850 Main Board, VF0860 Main Board, VF1420 Main Board, VF1810-10 Main Board, VF1848-10/11 Main Board, VF1858 [AutoPulse, Hochiki, VES] [IDC] [#1 ALARM] 542R Main Board, FNP-1127 Main Board, HCVR-3 Main Board, VF0810 Main Board, VF0820 Main Board, VF0850 Main Board, VF0860 Main Board, VF1420 Main Board, VF1810-10 Main Board, VF1848-10/11 Main Board, VF1858-10/11 [AutoPulse, Hochiki, VES] [IDC] [#2 TROUBLE] 542R Main Board, FNP-1127 Main Board, HCVR-3 Main Board, VF0810 Main Board, VF0820 Main Board, VF0850 Main Board, VF0860 Main Board, VF1420 Main Board, VF1810-10 Main Board, VF1848-10/11 Main Board, VF1858-10/ | [AutoPulse] 542R Main Board
b19755ee-95ad-4bf7-90a4-fe3b17c13a56 | NFPA 170 AMPLIFIER RACK | RISER AMP |  | North | Sigcom |  | Amplifier |  |  |  | Assembly | TRUE | MNS-100APB (100W, 25V) | + | 100 Watt Panel, 4 Speaker Circuits, Back-up Battery and Power Supply | 1 | [6 empty] | FALSE | [5 empty] | #FFFF0000 | FA-NFPA 170 AMPLIFIER RACK | 1 | FALSE | FALSE | FALSE | 300 | [8 empty] | 7,12,18 |  |  |  | 100 | TRUE | [5 empty] | DESKTOP-7EIEB7A\acont | 2021-03-12 09:54 | THOR\acont | 2024-09-08 17:27 | Cloned from Sigcom MNS-100EXP (100W, 25V)
a3a5a190-f7e7-4735-8e83-fe3b54f5af75 | NFPA 170 SPEAKER STROBE |  |  | North | Monaco Enterprises |  | Speaker/Strobe |  |  |  | Module | TRUE | 580-108-00 |  | SPEAKER STB:WHITE,T-1,WM,INDOOR,24V,RED FIRE LTR,CLR,15-185 CANDELA,1/4-2W | 1 | 0 | 0.017 |  |  |  |  | FALSE | [5 empty] | #FF0070C0 | FA-NFPA 170 SPEAKER STROBE | 1 | FALSE | FALSE | FALSE | 2019 | [13 empty] | FALSE | [5 empty] | DESKTOP-7SAL8M7\acont | 2020-03-02 16:40 | THOR\acont | 2024-09-08 17:27 | Cloned from System Sensor SPSWL
473cb134-c809-4a52-962e-fe3eebbfb88f | NFPA 170 BATTERY CABINET |  |  | North | Edwards |  | Enclosure |  |  |  | Assembly | TRUE | BC-2R |  | Battery Cabinet, for 10 & 17 AH batteries | 1 | [6 empty] | FALSE | [5 empty] | #FFFF0000 | FA-NFPA 170 BATTERY CABINET | 1 | FALSE | FALSE | FALSE | [14 empty] | FALSE | [5 empty] | THOR\acont | 2024-05-14 10:24 | THOR\acont | 2024-09-08 17:27 | Cloned from Edwards BC-2
d1411698-b0fa-4056-a8f8-fe4463e8a04b |  |  |  | North | Autocall |  | Cards & Components |  |  |  | Card | TRUE | A100-1276 |  | Eight (8) LED Module with Red LEDs | 1 | 0 | 0.024 |  |  |  |  | TRUE | [5 empty] | #FFFFFFFF |  |  | FALSE | FALSE | FALSE | [20 empty] | DESKTOP-0D6CQVA\lousc | 2019-07-07 18:10 | THOR\acont | 2024-10-09 10:48 | Cloned from AutoCall A100-1288
0bac3a3c-5be3-40e1-8ce8-fe4673ad29ce |  |  |  | North | Siemens |  | Cards & Components |  |  |  | Card | TRUE | FV922 MAIN BOARD |  | CARD, FV922 MAIN BOARD | 1 | [6 empty] | TRUE | [5 empty] | #FFFFFFFF |  |  | FALSE | FALSE | FALSE | [14 empty] | FALSE | [5 empty] | AULAPTOP-PC\Aulaptop | 2018-12-06 05:28 | THOR\acont | 2024-10-09 10:48 | Cloned from Siemens New Part
3aeae9ca-338a-41be-a6e6-fe4e5503eb80 | NFPA 170 SMOKE DETECTOR |  |  | North | Gentex |  | Smoke Detector |  |  |  | Module | TRUE | 9123TF |  | 917-0017-002 120VAC Smoke Detector, 9VDC Battery Backup, Tandem 6 Units, Integral 135 Degree Thermal, Temporal-3 Sounder | 1 | [6 empty] | TRUE | TRUE |  |  |  |  | #FFFF0000 | FA-NFPA 170 SMOKE DETECTOR | 1 | FALSE | FALSE | FALSE | 1408 | [16 empty] | 120v |  |  |  |  | THOR\acont | 2024-09-08 17:27 | 20191121 AC Detector without base | [Generic, Gentex, Kidde, N/A] [SMOKE ALARM TANDEM] [TANDEM] 10 Amp Circuit Breaker, 120VAC SMOKE DETECTOR (C), 15 Amp Circuit Breaker, 20 Amp Circuit Breaker, 9120 (C), 9120F (C), 9120H (C), 9120HF (C), 9120T (C), 9120TF (C), 9123 (C), 9123F (C), 9123H ( [First Alert, Generic, Gentex, Kidde, N/A] [IDC] 01 120VAC SMOKE DETECTOR (C), 7020BSL (C), 7139CS-C (C), 7139CS-W (C), 9120 (C), 9120F (C), 9120H (C), 9120HF (C), 9120T (C), 9120TF (C), 9123 (C), 9123F (C), 9123H (C), 9123HF (C), 9123T (C), 9123TF (C), [First Alert, Generic, Gentex, Kidde, N/A] [VAC ] 120VAC SMOKE DETECTOR (C), 7020BSL (C), 7139CS-C (C), 7139CS-W (C), 9120 (C), 9120F (C), 9120H (C), 9120HF (C), 9120T (C), 9120TF (C), 9123 (C), 9123F (C), 9123H (C), 9123HF (C), 9123T (C), 9123TF (C), FU | [BRK, First Alert, Generic, Gentex, Kidde, N/A] 120VAC SMOKE DETECTOR, 21006378, 21007624, 7020BSL, 7030BSL, 900-CUAR, 9120, 9120B, 9120F, 9120H, 9120HF, 9120T, 9120TF, 9123, 9123F, 9123H, 9123HF, 9123T, 9123TF, 917-0070-002, 917-0071-002, 917-0072-002, 9
9f89cf09-1d76-4966-9c2d-fe5377510392 | CADGEN SUPERVISORY PANEL |  |  | North | Rath Area of Refuge |  | Supervisory Panel |  |  |  | Module | TRUE | 2500-12SPRVSR |  | UPS SUPERVISION MODULE 12 ZONE | 1 | [6 empty] | TRUE | [5 empty] | #FFFF0000 | FA-CADGEN SUPERVISORY PANEL | 1 | FALSE | FALSE | FALSE | 5000 | [16 empty] | R |  |  | DESKTOP-7SAL8M7\acont | 2020-09-14 15:02 | THOR\acont | 2024-09-08 17:27 | Cloned from Rath Area of Refuge 2500-UPSMONITOR
82b30d6f-b586-4364-8378-fe555d7daec6 | NFPA 170 ISOLATION MODULE |  |  | North | Autocall |  | Isolator Module |  |  |  | Module | TRUE | A4905-9929 | + | TrueAlert Addressable Isolator+ Module | 1 | 0.0008 | 0.01 |  |  |  |  | TRUE |  |  |  | 4 ⅛" H x 4 ⅛" W x 1 ⅜" D (105 mm x 105 mm x 35 mm) |  | #FFFF0000 | FA-NFPA 170 ISOLATION MODULE | 1 | FALSE | FALSE | FALSE | 2023 | [19 empty] | THOR\acont | 2024-01-30 13:30 | THOR\acont | 2024-09-08 17:27 | Cloned from Simplex 4906-9101 | [Autocall] [IDNac] [*] [23VDC, STEADY HIGH] A4905-9929
2929f629-2556-4906-97a8-fe5e27f58bb4 |  |  |  | North | Siemens |  | Cards & Components |  |  |  | Card | TRUE | FTI2001-U1 | S54400-A58-A1 | Fire terminal board | 1 | [6 empty] | TRUE | [5 empty] | #FFFFFFFF |  |  | FALSE | FALSE | FALSE | [20 empty] | AULAPTOP-PC\Aulaptop | 2019-04-08 04:48 | THOR\acont | 2024-10-09 10:48 | Cloned from Siemens New Part CLONED CLONED |  | [Siemens] FTI2001-U1
d73d4e8a-c50d-4c2c-966d-fe6d3ccc7b14 | NFPA 170 FIRE ALARM CONTROL UNIT | RISER FACP |  | North | Potter |  | Fire Alarm Control Unit |  |  |  | Assembly | TRUE | IPA-4000V | + | Fire Alarm Control Panel | 1 | [6 empty] | FALSE | [5 empty] | #FFFF0000 | FA-NFPA 170 FIRE ALARM CONTROL UNIT | 1 | FALSE | FALSE | FALSE | 202 | [8 empty] | 8,18,55 |  |  | 10 |  | TRUE | [5 empty] | DESKTOP-7EIEB7A\acont | 2022-01-07 14:42 | THOR\acont | 2024-09-08 17:27 | Cloned from Potter IPA-4000
9b3027aa-d6bb-4381-a19d-fe6f5fd79d67 |  |  |  | North | Potter |  | Cards & Components |  |  |  | Card | TRUE | PVC-AMI | + | Audio Module Interface Card | 1 | 0.022 | 0.022 |  |  |  |  | TRUE | [5 empty] | #FFFFFFFF |  |  | FALSE | FALSE | FALSE | [20 empty] | DESKTOP-7SAL8M7\acont | 2020-11-03 16:06 | THOR\acont | 2024-10-09 10:48 | Cloned from Hochiki FNV-AMI
1b8a9db7-a8e1-46de-8e76-fe6fdd1800bb | NFPA 170 SMOKE DETECTOR |  |  | North | Gamewell FCI |  | Smoke Detector |  |  |  | Module | TRUE | ASD-PTL3 w/B224RB-WH | + | Photoelectric smoke detector with thermal sensing, bright white, Velociti w/ Relay base, bright white | 1 | 0.0002 | 0.0045 |  |  |  |  | FALSE | TRUE | FLUSH |  | 4" SQ. DEEP | 3 "O" PLASTER RING | #FFFF0000 | FA-NFPA 170 SMOKE DETECTOR | 1 | FALSE | FALSE | FALSE | 1408 | [13 empty] | FALSE |  |  | T, R |  |  | DESKTOP-7SAL8M7\acont | 2019-04-25 06:52 | THOR\acont | 2024-09-08 17:27 | 20191121 AC Detector with base | [Gamewell FCI] [SLC MODULES SENSORS] [*] [#2 SHARED ADDR ¦ SENSORS] ADPF (C), ASD-PL2F w/B200S-LF-WH (C), ASD-PL2F w/B210LP (C), ASD-PL2FR (C), ASD-PL3 w/B200S-LF-WH (C), ASD-PL3 w/B200SR-LF-WH (C), ASD-PL3 w/B200SR-WH (C), ASD-PL3 w/B224BI-WH (C), ASD-P [Gamewell FCI] [SLC SENSORS] [*] [#4 TYPE ADDR ¦ SENSORS] ADPF (C), ASD-PL2F w/B200S-LF-WH (C), ASD-PL2F w/B210LP (C), ASD-PL2FR (C), ASD-PL3 w/B200S-LF-WH (C), ASD-PL3 w/B200SR-LF-WH (C), ASD-PL3 w/B200SR-WH (C), ASD-PL3 w/B224BI-WH (C), ASD-PL3 w/B224R
daafd9a7-c94d-4575-a29d-fe77b36e5f82 |  |  |  | North | Potter | [5 empty] | Module | TRUE | PS100-2A |  | Pressure Type Flow Switch | 1 | [6 empty] | FALSE | [5 empty] | #FFFFFFFF |  |  | FALSE | FALSE | FALSE |  |  |  | 7770-0328:0001 | [10 empty] | FALSE | [7 empty] | THOR\acont | 2024-10-09 10:48
1b38fbc2-1673-43ae-a02d-fe7d1956a02b | NFPA 170 SPEAKER STROBE CEILING |  |  | North | Gentex |  | Speaker/Strobe |  |  |  | Module | TRUE | SSPK24CLPAW |  | Speaker/Strobe, 24 VDC, Ceiling Mount, White, Alert | 1 | 0 | 0.12 |  |  |  |  | FALSE | TRUE |  |  |  |  | #FF0070C0 | FA-NFPA 170 SPEAKER STROBE CEILING | 1 | FALSE | FALSE | FALSE | 2020 | [13 empty] | FALSE |  |  | C |  |  |  |  | THOR\acont | 2024-09-08 17:27 |  | [Gentex, Hochiki, Potter] [AUDIO 25v] [25V AUDIO] CSPKSTR-24AR (C), CSPKSTR-24AW (C), CSPKSTR-24BR (C), CSPKSTR-24BW (C), CSPKSTR-24GR (C), CSPKSTR-24GW (C), CSPKSTR-24RR (C), CSPKSTR-24RW (C), FASPKR-R (C), FASPKR-W (C), FASPKR-WR, FASPKR-WW, FASPK-WPR, [Gentex, Hochiki] [NAC] [UL MAX] HSSPK24CLPPR (C), HSSPK24CLPPW (C), HSSPK24CLPR (C), HSSPK24CLPW (C), SSPK24CLPAR (C), SSPK24CLPAW (C), SSPK24CLPR (C), SSPK24CLPW (C) [Gentex, Hochiki, Potter] [AUDIO 70.7v] [70V AUDIO] CSPKSTR-24AR (C), CSPKSTR-24AW (C), CSPKSTR-24BR (C), CSPKSTR-24BW (C), CSPKSTR-24GR (C), CSPKSTR-24GW (C), CSPKSTR-24RR (C), CSPKSTR-24RW (C), FASPKR-R (C), FASPKR-W (C), FASPKR-WR, FASPKR-WW, FASPK-WP
a955d6db-e5ed-4ba3-a4df-fe7dfa085be7 |  |  |  | North | Notifier |  | Cards & Components |  |  |  | Card | TRUE | BE-500 CPU | ++ | Fire Alarm Control Panel CPU | 1 | 0.031 | 0.223 |  |  |  |  | TRUE | FALSE |  |  |  |  | #FFFFFFFF |  |  | FALSE | FALSE | FALSE | [14 empty] | FALSE | [5 empty] | THOR\acont | 2024-02-12 11:28 | THOR\acont | 2024-10-09 10:48 | Cloned from Firelite MS-4 Main Board | [Honeywell, Notifier] [IDC] [#1 ALARM] AFP-100 Main Board, AFP-200 Main Board, BE-500 CPU, CPU-2020, CPU2-3030, CPU2-3030D, CPU2-640, CPU-320, CPU-320SYS, CPU-N16LD, CPU-N16LND, NCA-2, NCD, NFW-100X Main Board with PWRMOD24, NFW2-100 Main Board, NFW-50 M [Honeywell, Notifier] [IDC] [#2 TROUBLE] AA-30, AFP-100 Main Board, AFP-200 Main Board, BE-500 CPU, CPU-2020, CPU2-3030, CPU2-3030D, CPU2-640, CPU-320, CPU-320SYS, CPU-N16LD, CPU-N16LND, NCA-2, NCD, NFW-100X Main Board with PWRMOD24, NFW2-100 Main Board, [ADT Unimode, AES, Firelite, NAPCO, Notifier] [VAC ] [VAC] 1640, 200UDLS Main Board, 411UDAC Main Board, ACC-25/50 Main Board, BE-500 CPU, CPU-N16LD, CPU-N16LND, ECC-125DA (25V) Main Board, ECC-50/100 Main Board (100W, 25V), ECC-50/100 Main Board (100W, | [Notifier] BE-500 CPU
14987436-6269-49ff-8bee-fe87a90186a0 | NFPA 170 AMPLIFIER RACK | RISER AMP |  | North | Notifier |  | Hardware |  |  |  | Hardware | TRUE | EQBB-C4 |  | Equipment Backbox with Ventilated Locking Door, Three Tiers, Black | 1 | [6 empty] | FALSE | [5 empty] | #FFFF0000 | FA-NFPA 170 AMPLIFIER RACK | 1 | FALSE | FALSE | FALSE | 300 | [8 empty] | 7,12,18 |  |  |  |  | TRUE | [7 empty] | THOR\acont | 2024-09-08 17:27
09b3213f-0b6c-4c6f-be54-fe8a34369fa5 | NFPA 170 SMOKE DETECTOR |  |  | North | Apollo |  | Smoke Detector |  |  |  | Module | FALSE | 55000-650 w/45681-210UL | + | PHOTOELECTRIC SMOKE DETECTOR W/ 4" BASE | 1 | 0.00034 | 0.0045 |  |  |  |  | FALSE | TRUE |  |  |  |  | #FFFF0000 | FA-NFPA 170 SMOKE DETECTOR | 1 | FALSE | FALSE | FALSE | 1408 | [13 empty] | FALSE | [5 empty] | DESKTOP-7EIEB7A\acont | 2021-11-17 06:34 | THOR\acont | 2024-09-08 17:27 | Cloned from Apollo 55000-650 w/VF5632-00 | [Apollo] [SLC APOLLO MODULES/SENSORS] [*] [#1] 45681-800 (C), 45681-805 (C), 55000-001 (C), 55000-002 (C), 55000-005 (C), 55000-006 (C), 55000-009 (C), 55000-010 (C), 55000-450 w/45681-210UL (C), 55000-450 w/45681-225APO (C), 55000-450 w/45681-250USA (C) [Advanced, Apollo] [SLC APOLLO MODULES SENSORS] [*] [#2 SHARED ADDR ¦ SENSORS] SA5150-650ADV w/SA5000-230ADV (C), SA5150-750ADV w/SA5000-210ADV (C), 45681-800 (C), 45681-805 (C), 55000-450 w/45681-210UL (C), 55000-450 w/45681-225APO (C), 55000-450 w/
4d83c9dd-4535-4695-98fa-fe8d4108a5dd | NFPA 170 SPEAKER STROBE |  |  | North | Potter |  | Speaker/Strobe |  |  |  | Module | TRUE | WCSPKSTR-24AR |  | Weatherproof Alert Amber Speaker/Strobe, Wall, Red | 1 | 0 | 0.148 |  |  |  |  | FALSE | [5 empty] | #FF0070C0 | FA-NFPA 170 SPEAKER STROBE | 1 | FALSE | FALSE | FALSE | 2019 |  |  | 7320-0328:0206 | [10 empty] | FALSE | [7 empty] | THOR\acont | 2024-09-08 17:27 |  | [Gentex, Hochiki, Potter] [AUDIO 25v] [25V AUDIO] CSPKSTR-24AR (C), CSPKSTR-24AW (C), CSPKSTR-24BR (C), CSPKSTR-24BW (C), CSPKSTR-24GR (C), CSPKSTR-24GW (C), CSPKSTR-24RR (C), CSPKSTR-24RW (C), FASPKR-R (C), FASPKR-W (C), FASPKR-WR, FASPKR-WW, FASPK-WPR, [Gentex, Hochiki, Potter] [AUDIO 70.7v] [70V AUDIO] CSPKSTR-24AR (C), CSPKSTR-24AW (C), CSPKSTR-24BR (C), CSPKSTR-24BW (C), CSPKSTR-24GR (C), CSPKSTR-24GW (C), CSPKSTR-24RR (C), CSPKSTR-24RW (C), FASPKR-R (C), FASPKR-W (C), FASPKR-WR, FASPKR-WW, FASPK-WP [Potter] [NAC] [UL MAX] CSPKSTR-24AR (C), CSPKSTR-24AW (C), WCSPKSTR-24AR, WCSPKSTR-24AW
aeb079b8-ac19-45ac-a264-fe9086c5d657 | NFPA 170 SMOKE HEAT DETECTOR |  |  | North | Firelite |  | Smoke/Heat Detector |  |  |  | Module | TRUE | AD355 w/B224BI-WH | + | ADAPT Multi-Sensor Low Profile Intelligent Detector with B224BI Base | 1 | 0.0003 | 0.0065 |  |  |  |  | FALSE | TRUE |  |  |  |  | #FFFF0000 | FA-NFPA 170 SMOKE HEAT DETECTOR | 1 | FALSE | FALSE | FALSE | 1411 | [13 empty] | FALSE |  |  | ISO |  |  | DESKTOP-7SAL8M7\acont | 2019-02-18 15:04 | THOR\acont | 2024-09-08 17:27 | 20191121 AC Detector with base | [Firelite, System Sensor] [SLC SENSORS] [*] [#4 TYPE ADDR ¦ SENSORS] AD355 w/B200SR-LF-WH (C), AD355 w/B200SR-WH (C), AD355 w/B210LP (C), AD355 w/B224BI-WH (C), AD355 w/B224RB-WH (C), AD355 w/B501 (C), BEAM355 (C), BEAM355S (C), CP355 w/B200SR-WH (C), CP [Firelite, System Sensor] [SLC MODULES SENSORS] [*] [#2 SHARED ADDR ¦ SENSORS] AD355 w/B200SR-LF-WH (C), AD355 w/B200SR-WH (C), AD355 w/B210LP (C), AD355 w/B224BI-WH (C), AD355 w/B224RB-WH (C), AD355 w/B501 (C), BEAM355 (C), BEAM355S (C), CP355 w/B200SR-
b9b15ac7-3517-495f-9c71-fe950bfb3983 | 170 BASIC SHAPE |  |  | North | Edwards |  | Miscellaneous |  |  |  | Assembly | TRUE | 3-CAB21B-E |  | Back Box /w 21 LRM Space w/o Door, EN-54 | 1 | [12 empty] | #FFFF0000 | FA-170 BASIC SHAPE | 1 | FALSE | FALSE | FALSE | [14 empty] | TRUE | [7 empty] | THOR\acont | 2024-09-08 17:27
6a670efa-f835-4d4e-873a-fe977036062a | NFPA 170 HORN STROBE CEILING |  |  | North | Siemens |  | Horn/Strobe |  |  |  | Module | TRUE | AS-HMC-CW-WP | 500-636182 | AS HORN HI MULTI CANDELA CEILING WHITE WEATHERPROOF | 1 | [7 empty] | TRUE |  |  |  |  | #FF0070C0 | FA-NFPA 170 HORN STROBE CEILING | 1 | FALSE | FALSE | FALSE | 2013 | [16 empty] | C |  |  | DESKTOP-7SAL8M7\acont | 2019-08-13 09:04 | THOR\acont | 2024-09-08 17:27 | B,T | [Siemens] [NAC] [DC, HIGH DB] AS-HMC-CR-WP (C), AS-HMC-CW-WP (C)
598643ae-15b3-4d11-b80d-fe999fbec709 | NFPA 170 HEAT DETECTOR |  |  | North | Siemens |  | Heat Detector |  |  |  | Module | TRUE | DT-135F | 500-019616 | FIXED TEMPERATURE 135 DEG. | 1 | [12 empty] | #FFFF0000 | FA-NFPA 170 HEAT DETECTOR | 1 | FALSE | FALSE | FALSE | [17 empty] | 135° FT |  |  | DESKTOP-7SAL8M7\acont | 2019-08-13 09:04 | THOR\acont | 2024-09-08 17:27 |  | [Siemens] [IDC] [#1 ALARM] DT-135F, DT-135R, DT-135WP, DT-140EP, DT-160EP, DT-190EP, DT-200F, DT-200R, DT-200WP, DT-225EP, DT-275EP, DT-325EP, DT-360EP, DT-450EP, DT-600EP, DT-725EP
dfa8a2d0-4917-43d0-9d7e-fe9a58b88a9a | NFPA 170 STROBE CEILING |  |  | North | Edwards |  | Strobe |  |  |  | Module | TRUE | GCFR-VM |  | Strobe, running man, red, FIRE, 15, 30, 75, 95 cd, clear | 1 | 0 | 0.168 |  |  |  |  | FALSE | TRUE |  |  |  |  | #FF0070C0 | FA-NFPA 170 STROBE CEILING | 1 | FALSE | FALSE | FALSE | 2022 | [13 empty] | FALSE |  |  | C |  |  |  |  | THOR\acont | 2024-09-08 17:27 |  | [Edwards, Kidde] [NAC] [24 VDC] EGCFR-VM (C), EGCF-VM (C), GCFR-S7VM (C), GCFR-VM (C), GCF-S2VM (C), GCF-S7VM (C), GCF-VM (C), GCHFRF-S2VMC (C), GCHFRF-S7VMC (C), GCHFRN-S2VMC (C), GCHFRN-S7VMC (C), GCHFWA-S2VMA (C), GCHFWA-S2VMC (C), GCHFWA-S7VMA (C), G [Edwards, Kidde] [NAC] [16 VDC] EGCFR-VM (C), EGCF-VM (C), GCFR-S7VM (C), GCFR-VM (C), GCF-S2VM (C), GCF-S7VM (C), GCF-VM (C), GCHFRF-S2VMC (C), GCHFRF-S7VMC (C), GCHFRN-S2VMC (C), GCHFRN-S7VMC (C), GCHFWA-S2VMA (C), GCHFWA-S2VMC (C), GCHFWA-S7VMA (C), G
f9cbcda4-680b-492d-b1b9-fea7dc91ffba | NFPA 170 DOOR HOLDER |  |  | North | RSG |  | Door Holder |  |  |  | Module | TRUE | DH(24120)GPC2 |  | Door Holder, Ground Mount, Chrome Double Coil | 1 | 0.02 | 0.04 |  |  |  |  | TRUE | [5 empty] | #FFFF0000 | FA-NFPA 170 DOOR HOLDER | 1 | FALSE | FALSE | FALSE | 2500 | [19 empty] | XPS-17-9710\August | 2025-01-30 11:02 |  |  | Cloned from RSG DH(24120)GPC | [Bosch, Generic, Hochiki, N/A, Notifier, Potter, Rixson, RSG, Silent Knight, System Sensor] [RELAY] [DOOR RELEASE] 110VAC DOOR HOLDER, ADI_K7-998TRI689, D370, D370C, DH Series, DH(1224)FPC, DH(1224)GPC, DH(1224)RPC, DH(1224)SPC, DH(24120)FPC, DH(24120)GP [Bosch, Hochiki, N/A, Notifier, Potter, Rixson, RSG, Silent Knight, System Sensor] [AUX POWER] [DOOR RELEASE] ADI_K7-998TRI689, D370, D370C, DH Series, DH(1224)FPC, DH(1224)GPC, DH(1224)RPC, DH(1224)SPC, DH(24120)FPC, DH(24120)GPC, DH(24120)GPC2, DH(2412 [RSG] [AUX POWER] [*] DH(1224)FPC, DH(1224)GPC, DH(1224)RPC, DH(1224)SPC, DH(24120)FPC, DH(24120)GPC, DH(24120)GPC2, DH(24120)RPC, DH(24120)SPC
aafb6571-a0be-469b-b113-feabe63cd9fe |  |  |  | North | System Sensor |  | Cards & Components |  |  |  | Card | TRUE | B224RB-WH | ++ | Relay Base, for Intelligent Detectors, low profile | 1 | 0.0005 | 0.0005 |  |  |  |  | TRUE | FALSE |  |  |  |  | #FFFFFFFF |  |  | FALSE | FALSE | FALSE | [14 empty] | FALSE | [5 empty] | DESKTOP-7SAL8M7\acont | 2019-02-18 14:54 | THOR\acont | 2024-10-09 10:48 | Cloned from Firelite B224BI
a0bc0eb6-4d8c-4f04-849f-feb332f451ac | NFPA 170 HEAT DETECTOR |  |  | North | Kidde |  | Heat Detector |  |  |  | Module | TRUE | KI-HCD w/KI-IB BASE | ++ | Multisensor Heat, and CO Detector | 1 | 3.2e-05 | 3.2e-05 |  |  |  |  | FALSE | [5 empty] | #FFFF0000 | FA-NFPA 170 HEAT DETECTOR | 1 | FALSE | FALSE | FALSE | 1403 | [13 empty] | FALSE | [5 empty] | DESKTOP-7SAL8M7\acont | 2020-01-02 08:32 | THOR\acont | 2024-10-08 16:26 | Cloned from Edwards SIGA-HCD w/SIGA-IB BASE | [Kidde] [SLC EST MODULES SENSORS] [*] [#2 SHARED ADDR ¦ SENSORS] DS-HFS (C), DS-PS (C), FX-HD w/IB4U BASE, FX-HD w/RB4U BASE, FX-HD w/SB4U BASE, FX-HD w/SB4U-LF BASE, FX-HD wB4U BASE, FX-PD w/B4U BASE (C), FX-PD w/IB4U BASE (C), FX-PD w/SB4U BASE (C), FX [Edwards, Kidde] [SLC EST MODULES/SENSORS] 01 [*] [iO64] DS-HFS (C), DS-PS (C), FX-HD w/IB4U BASE, FX-HD w/RB4U BASE, FX-HD w/SB4U BASE, FX-HD w/SB4U-LF BASE, FX-HD wB4U BASE, FX-PD w/B4U BASE (C), FX-PD w/IB4U BASE (C), FX-PD w/SB4U BASE (C), FX-PD w/SB [Edwards, Kidde] [SLC EST SENSORS] 01 [*] [EST3, iO1000] DS-HFS (C), DS-PS (C), FX-HD w/IB4U BASE, FX-HD w/RB4U BASE, FX-HD w/SB4U BASE, FX-HD w/SB4U-LF BASE, FX-HD wB4U BASE, FX-PD w/B4U BASE (C), FX-PD w/IB4U BASE (C), FX-PD w/SB4U BASE (C), FX-PD w/SB [Kidde] [SLC EST SENSORS] [*] [#4 TYPE ADDR ¦ SENSORS] DS-HFS (C), DS-PS (C), FX-HD w/IB4U BASE, FX-HD w/RB4U BASE, FX-HD w/SB4U BASE, FX-HD w/SB4U-LF BASE, FX-HD wB4U BASE, FX-PD w/B4U BASE (C), FX-PD w/IB4U BASE (C), FX-PD w/SB4U BASE (C), FX-PD w/SB4U
13cd6032-ef23-40ce-ada7-feb83bd3a70f | NFPA 170 FIRE ALARM CONTROL UNIT | RISER FACP |  | North | Hochiki |  | Fire Alarm Control Unit |  |  |  | Assembly | TRUE | LAA01K1-44 |  | FireNET L@TITUDE Analog Addressable Fire Alarm Control Panel, 8 Slot Deep Plex-Door Enclosure, 5.25 A 115V, 2-Loop Panel Module, Hochiki Protocol, Network Module, and Media Gateway™, Gray, Printer / 48 Zone LEDs | 1 | [6 empty] | FALSE |  |  | *Refer to Install Sheet | 16.5in (W) x 23.2in (H) x 8in (D) | KM5FCRD (Optional Semi-Flush Mounting Kit) | #FFFF0000 | FA-NFPA 170 FIRE ALARM CONTROL UNIT | 1 | FALSE | FALSE | FALSE | 202 | [8 empty] | 7,12,18,28,33,40 |  |  | 5.25 |  | TRUE | [5 empty] | DESKTOP-GHR3H5U\Anthony | 2019-11-27 07:23 | THOR\acont | 2024-09-08 17:27
e33d2127-9efc-47d0-aec9-febafbcce6c4 | NFPA 170 SPEAKER CEILING |  |  | North | Edwards |  | Speaker |  |  |  | Module | TRUE | 964-3A-8RW |  | 30cd Strobe, 8" Round Cone, 25V .5, 1, 2, 4w | 1 | [6 empty] | FALSE | TRUE |  |  |  |  | #FF0070C0 | FA-NFPA 170 SPEAKER CEILING | 1 | FALSE | FALSE | FALSE | 2019 | [13 empty] | FALSE |  |  | C |  |  |  |  | THOR\acont | 2024-09-08 17:27
be3d0ddc-cda0-49ad-81d6-febb948de685 |  |  |  | North | Potter | [5 empty] | Module | TRUE | RSW-21 Series |  | Roller Ball Switch | 1 | [6 empty] | FALSE | [5 empty] | #FFFFFFFF |  |  | FALSE | FALSE | FALSE | [14 empty] | FALSE | [7 empty] | THOR\acont | 2024-10-09 10:48
e10bec7f-9532-4080-9ea4-febf711302c6 | NFPA 170 STROBE WALL |  |  | North | Eaton Wheelock |  | Strobe |  |  |  | Module | TRUE | STW-NB | + | Exceder strobe, xenon, wall, white, no lettering, blue lens, indoor | 1 | [6 empty] | TRUE | [5 empty] | #FF0070C0 | FA-NFPA 170 STROBE WALL | 1 | FALSE | FALSE | FALSE | 2020 | [19 empty] | THOR\acont | 2024-01-15 09:31 | THOR\acont | 2024-09-08 17:27 | Cloned from Eaton Wheelock ELSTW-NB | [Eaton Wheelock] [NAC] [24VDC] STW-NB
c78434ba-26ee-465d-92bf-fec0a66ff5b7 | NFPA 170 STROBE WALL |  |  | North | Potter |  | Strobe |  |  |  | Module | TRUE | FSEX-24 PMR | ++ | Explosion Proof Strobe | 1 | [6 empty] | FALSE | [5 empty] | #FF0070C0 | FA-NFPA 170 STROBE WALL | 1 | FALSE | FALSE | FALSE | 2023 | [13 empty] | FALSE |  |  | XP |  |  |  |  | THOR\acont | 2024-09-08 17:27 |  | [Federal Signal, Potter] [NAC] FSEX-24 PMR, FSEX-24PMA-MOD, FSEX-24PMB-MOD, FSEX-24PMC-MOD, FSEX-24PMR, FSEX-24PMR-MOD
6a97c5ad-41c2-4fd6-bef6-fec30ee2784c | EQUIPMENT ENCLOSURE |  |  | North | Silent Knight |  | Enclosure |  |  |  | Assembly | TRUE | 5815XL w/RMK5815 | ++ | SLC Loop Expander in Enclosure | 1 | 0.078 | 0.078 |  |  |  |  | TRUE | [5 empty] | #FFFF0000 | FA-EQUIPMENT ENCLOSURE | 1 | FALSE | FALSE | FALSE | [14 empty] | FALSE | [5 empty] | THOR\acont | 2024-03-01 07:53 | THOR\acont | 2024-09-08 17:27 | Cloned from Silent Knight 6815 |  | [Farenhyt, Silent Knight] 5815XL, 5815XL w/RMK5815, 6815, 6815 w/RMK5815
dc2c6ed5-ed19-49c8-92ec-fed4087fe7c7 |  |  |  | North | Autocall |  | Hardware |  |  |  | Hardware | TRUE | A4098-5261 | ++ | 2-wire 4 in. base for conventional/addressable detectors with connections for remote alarm LED indicator | 1 | [6 empty] | FALSE | TRUE |  |  |  |  | #FFFFFFFF |  |  | FALSE | FALSE | FALSE | 1408 | [13 empty] | FALSE | [5 empty] | THOR\acont | 2023-11-22 13:52 | THOR\acont | 2024-10-09 10:48 | Cloned from Autocall A4098-5207
1fd7ac48-85e3-4862-8d3e-fee0e767e0d6 | NFPA 170 FIRE ALARM CONTROL UNIT | RISER FACP |  | North | Kidde |  | Fire Alarm Control Unit |  |  |  | Assembly | TRUE | VS4-G-2-SP |  | FACP, 1-4 Loop, 1000pt max, 4 Cl B NACs, gray, 230v, Spanish | 1 | [6 empty] | FALSE | [5 empty] | #FFFF0000 | FA-NFPA 170 FIRE ALARM CONTROL UNIT | 1 | FALSE | FALSE | FALSE | 202 | [8 empty] | 7,12,18 |  |  |  |  | TRUE | [7 empty] | THOR\acont | 2024-09-08 17:27
87479be3-93f8-4a3f-9777-fee447336407 | NFPA 170 BELL |  |  | North | Potter |  | Bell |  |  |  | Module | TRUE | MBA-6-24 |  | 6" Bell | 1 | 0 | 0.02 |  |  |  |  | FALSE | [5 empty] | #FFFF0000 | FA-NFPA 170 BELL | 1 | FALSE | FALSE | FALSE | 2000 |  |  | 7135-0328:0119 | [10 empty] | FALSE | [7 empty] | THOR\acont | 2024-09-08 17:27 |  | [Potter] [NAC] [*] [24 VDC] MBA-6-24, PAC12010, PDC-10-12, PDC-10-24, PDC-6-12, PDC-6-24, PDC-8-12, PDC-8-24 [Potter] [NAC] [24 VDC] MBA-6-24, PDC-10-24, PDC-6-24, PDC-8-24
80b090b2-d4db-46c4-a20f-fee4712a9e86 | NFPA 170 HORN STROBE |  |  | North | MIRCOM |  | Horn/Strobe |  |  |  | Module | TRUE | FHS-400-LF-RR | ++ | Red Wall/Ceiling Mount Low Frequency Sounder Strobe | 1 | [6 empty] | FALSE | [5 empty] | #FF0070C0 | FA-NFPA 170 HORN STROBE | 1 | FALSE | FALSE | FALSE | 2012 | [13 empty] | FALSE |  |  | LF |  |  | THOR\acont | 2024-10-30 08:46 |  |  | Cloned from MIRCOM FHS-400-RR | [MIRCOM] [NAC] [24 VDC, CONT, NORMAL] FHS-400-LF-RR, FHS-400-LF-WW [MIRCOM] [NAC] [24 VFWR, CONT, NORMAL] FHS-400-LF-RR, FHS-400-LF-WW
67f74ad1-cddc-4c24-b769-feeb3e1b5bb1 |  |  |  | North | Edwards |  | Cards & Components |  |  |  | Card | TRUE | 33-30624A |  | ASD-CM Stand-Alone Command Module in molded plastic case | 1 | [6 empty] | TRUE | [5 empty] | #FFFFFFFF |  |  | FALSE | FALSE | FALSE | [14 empty] | FALSE | [7 empty] | THOR\acont | 2024-10-09 10:48
f3b05d25-4b1e-4942-9cd6-feecba9815e9 | NFPA 170 SMOKE DETECTOR |  |  | North | Edwards |  | Smoke Detector |  |  |  | Module | TRUE | SIGA-PHS w/SIGA-SB BASE | ++ | 3D Multisensor Detector | 1 | 4.5e-05 | 4.5e-05 |  |  |  |  | FALSE | TRUE |  |  |  |  | #FFFF0000 | FA-NFPA 170 SMOKE DETECTOR | 1 | FALSE | FALSE | FALSE | 1408 | [13 empty] | FALSE | [7 empty] | THOR\acont | 2024-10-09 10:48 | 20191121 AC Detector with base | [Edwards, Kidde] [SLC EST MODULES/SENSORS] 01 [*] [iO64] DS-HFS (C), DS-PS (C), FX-HD w/IB4U BASE, FX-HD w/RB4U BASE, FX-HD w/SB4U BASE, FX-HD w/SB4U-LF BASE, FX-HD wB4U BASE, FX-PD w/B4U BASE (C), FX-PD w/IB4U BASE (C), FX-PD w/SB4U BASE (C), FX-PD w/SB [Edwards, Kidde] [SLC EST SENSORS] 01 [*] [EST3, iO1000] DS-HFS (C), DS-PS (C), FX-HD w/IB4U BASE, FX-HD w/RB4U BASE, FX-HD w/SB4U BASE, FX-HD w/SB4U-LF BASE, FX-HD wB4U BASE, FX-PD w/B4U BASE (C), FX-PD w/IB4U BASE (C), FX-PD w/SB4U BASE (C), FX-PD w/SB [Edwards, Kidde] [SLC EST MODULES SENSORS] [*] [#2 SHARED ADDR ¦ SENSORS] KI-DDOS (C), SIGA2-COS w/SIGA-AB4G BASE, SIGA2-COS w/SIGA-AB4G-LF BASE, SIGA2-COS w/SIGA-AB4GT BASE, SIGA2-COS w/SIGA-IB BASE, SIGA2-COS w/SIGA-RB BASE, SIGA2-COS w/SIGA-SB BASE, S [Edwards, Kidde] [SLC EST SENSORS] [*] [#4 TYPE ADDR ¦ SENSORS] KI-DDOS (C), SIGA2-COS w/SIGA-AB4G BASE, SIGA2-COS w/SIGA-AB4G-LF BASE, SIGA2-COS w/SIGA-AB4GT BASE, SIGA2-COS w/SIGA-IB BASE, SIGA2-COS w/SIGA-RB BASE, SIGA2-COS w/SIGA-SB BASE, SIGA2-HCOS
d3fc37ed-da71-494f-ba13-fef1f75dd8bc | NFPA 170 FIRE ALARM CONTROL UNIT | RISER FACP |  | North | Monaco Enterprises |  | Fire Alarm Control Unit |  |  |  | Assembly | TRUE | 227-865-xx |  | MAAP(+) Point Reporting, flush mount (same as 227-855-xx except for mount), Specify Frequency | 1 | [12 empty] | #FFFF0000 | FA-NFPA 170 FIRE ALARM CONTROL UNIT | 1 | FALSE | FALSE | FALSE | 202 | [13 empty] | TRUE | [5 empty] | AULAPTOP-PC\Aulaptop | 2019-04-20 02:23 | THOR\acont | 2024-09-08 17:27
9196e43a-d770-4388-b8dc-fef5e7de5b9d |  |  |  | North | Fike |  | Cards & Components |  |  |  | Card | TRUE | 10-2473 | ++ | Supplemental Loop Module | 1 | 0.1 | 0.1 |  |  |  |  | TRUE |  |  |  | 2” x 1” x 6.5” (5cm x 2.5cm x 16.5cm) |  | #FFFFFFFF |  |  | FALSE | FALSE | FALSE | [14 empty] | FALSE | [5 empty] | AULAPTOP-PC\Aulaptop | 2019-07-06 06:59 | THOR\acont | 2024-10-09 10:48 | Cloned from Fike XXXX CLONED CLONED |  | [Fike] 10-2473
cb421c08-6704-4847-9481-fef9981b7130 | NFPA 170 MANUAL PULL |  |  | North | Harrington |  | Manual Station |  |  |  | Module | TRUE | HSPS1T-LP-KL-A |  | Dual Action Key Lock Reset Pull Station, Apollo | 1 | 0.0004 | 0.0062 |  |  |  |  | FALSE | [5 empty] | #FFFF0000 | FA-NFPA 170 MANUAL PULL | 1 | FALSE | FALSE | FALSE | 957 | [13 empty] | FALSE | [7 empty] | THOR\acont | 2024-09-08 17:27 |  | [Harrington] [SLC ISPY] 01 [*] HSPS1T-A, HSPS1T-KL-A, HSPS1T-LP-A, HSPS1T-LP-KL-A
8b8e0b7c-b43a-47c7-848c-fefd7f372551 | NFPA 170 DIGITAL ALARM COMMUNICATOR RECEIVER |  |  | North | Block Definition Only |  | Communicator |  |  |  | Module | TRUE | NFPA 170 DIGITAL ALARM COMMUNICATOR RECEIVER |  | NFPA 170 DIGITAL ALARM COMMUNICATOR RECEIVER | 1 | [12 empty] | #FFFF0000 | FA-NFPA 170 DIGITAL ALARM COMMUNICATOR RECEIVER | 1 | FALSE | FALSE | FALSE | 250 | [19 empty] | AULAPTOP-PC\Aulaptop | 2020-03-26 07:41 | THOR\acont | 2024-09-08 17:27
b5a9eda0-681b-4c7f-9d8d-ff04db41b866 | NFPA 170 FIRE ALARM CONTROL INTERFACE |  |  | North | Autocall |  | Interface |  |  |  | Assembly | TRUE | A190-9835 | ++ | ES Net external NIC and media cards for TSW, Platinum | 1 | 0.12 | 0.12 | [10 empty] | #FFFF0000 | FA-NFPA 170 FIRE ALARM CONTROL INTERFACE | 1 | FALSE | FALSE | FALSE | [20 empty] | THOR\acont | 2024-02-23 06:12 | THOR\acont | 2024-09-08 17:27 | Cloned from Autocall A190-9833
69badbe0-2092-4bb6-8260-ff062a38ee77 | NFPA 170 HEAT DETECTOR |  |  | North | Fike |  | Heat Detector |  |  |  | Module | TRUE | FIK-5351H w/B200S-LF-WH | ++ | White, low‐profile intelligent 190°F fixed high‐temperature thermal sensor, Low Frequency Sounder Base | 1 | 0.0002 | 0.0045 |  |  |  |  | FALSE | TRUE |  |  |  |  | #FFFF0000 | FA-NFPA 170 HEAT DETECTOR | 1 | FALSE | FALSE | FALSE | 1403 | [13 empty] | FALSE |  |  | 190°¦LF |  |  | DESKTOP-7EIEB7A\acont | 2023-01-02 16:15 | THOR\acont | 2024-09-08 17:27 | Cloned from Firelite H365HT w/B200S-LF-WH | [Fike] [SLC IDP SENSORS] [*] [#4 TYPE ADDR ¦ SENSORS] DNR w/FIK‐2351R (C), FIK-2351 w/B200S-LF-WH (C), FIK-2351 w/B200S-WH (C), FIK-2351 w/B224RB-WH (C), FIK-2351 w/B300-6 (C), FIK-2351T w/B200S-LF-WH (C), FIK-2351T w/B200S-WH (C), FIK-2351T w/B224RB-WH [Fike] [AUX POWER] [24VDC, HIGH VOLUME ++] FIK-2351 w/B200S-LF-WH (C), FIK-2351T w/B200S-LF-WH (C), FIK-2351TIR w/B200S-LF-WH (C), FIK-5351 w/B200S-LF-WH (C), FIK-5351H w/B200S-LF-WH (C), FIK-5351R w/B200S-LF-WH (C), FIK-FC351 w/B200S-LF-WH (C), FIK-PC35 [Fike] [AUX POWER] [16VDC, HIGH VOLUME ++] FIK-2351 w/B200S-LF-WH (C), FIK-2351T w/B200S-LF-WH (C), FIK-2351TIR w/B200S-LF-WH (C), FIK-5351 w/B200S-LF-WH (C), FIK-5351H w/B200S-LF-WH (C), FIK-5351R w/B200S-LF-WH (C), FIK-FC351 w/B200S-LF-WH (C), FIK-PC35
7147aff3-5e12-41d5-ab2a-ff16284cf788 |  |  |  | North | MIRCOM | [5 empty] | Module | TRUE | ALCN-960MISO | ++ | Quad Intelligent Analog Loop Module | 1 | 0.2 | 0.23 | [10 empty] | #FFFFFFFF |  |  | FALSE | FALSE | FALSE | [20 empty] | DESKTOP-7EIEB7A\acont | 2023-01-11 09:02 | THOR\acont | 2024-10-09 10:48 |  |  | [MIRCOM] ALCN-4792D, ALCN-4792MISO, ALCN-960D, ALCN-960MISO
e2732c81-3ce9-44f0-8e28-ff1e0745b211 | NFPA 170 SPEAKER STROBE CEILING |  |  | North | Simplex |  | Speaker/Strobe |  |  |  | Module | TRUE | 4906-9158 | + | Multi-tapped Speaker with Multi-Candela Synchronized Strobe, White, Alert | 1 | [6 empty] | TRUE | TRUE |  |  |  |  | #FF0070C0 | FA-NFPA 170 SPEAKER STROBE CEILING | 1 | FALSE | FALSE | FALSE | 2019 | [16 empty] | C |  |  | DESKTOP-7EIEB7A\acont | 2022-03-07 10:04 | THOR\acont | 2024-09-08 17:27 | Cloned from Autocall A4906-9158 | [Autocall, Simplex] [NAC] [MAX] 4906-9154 (C), 4906-9158 (C), 4906-9159 (C), 4906-9160 (C), 4906-9254 (C), A4906-9154 (C), A4906-9158 (C), A4906-9159 (C), A4906-9160 (C) [Autocall, Simplex] [AUDIO 70.7v] [70V AUDIO] 4902-9721, 4903-9148, 4903-9149, 4903-9150, 4903-9153, 4903-9193, 4906-9151, 4906-9153, 4906-9154 (C), 4906-9158 (C), 4906-9159 (C), 4906-9160 (C), A4902-9716, A4902-9717, A4902-9721, A4906-9151, A4906-9153, [Autocall, Simplex] [AUDIO 25v] [25V AUDIO] 4902-9721, 4903-9148, 4903-9149, 4903-9150, 4903-9153, 4903-9193, 4906-9151, 4906-9153, 4906-9154 (C), 4906-9158 (C), 4906-9159 (C), 4906-9160 (C), A4902-9716, A4902-9717, A4902-9721, A4906-9151, A4906-9153, A4 [Autocall, Simplex] [NAC] 4906-9154 (C), 4906-9158 (C), 4906-9159 (C), 4906-9160 (C), 4906-9254 (C), A4906-9154 (C), A4906-9158 (C), A4906-9159 (C), A4906-9160 (C)
3c05f0da-bbff-4910-b6f3-ff1fbd4dd9c6 | NFPA 170 SYNC MODULE |  |  | North | Eaton Wheelock |  | Sync Module |  |  |  | Module | TRUE | DSM-12/24-R |  | Sync Module | 1 | [6 empty] | FALSE | FALSE |  |  |  |  | #FFFF0000 | FA-NFPA 170 SYNC MODULE | 1 | FALSE | FALSE | FALSE | 2012 | [13 empty] | FALSE | [7 empty] | THOR\acont | 2024-09-08 17:27 |  | [Eaton Wheelock, Siemens] [NAC Trigger] [#1 INPUT] DSC, DSC-W, DSM-12/24-R [Eaton Wheelock, Siemens] [NAC Trigger] [#2 INPUT] DSC, DSC-W, DSM-12/24-R | [Eaton Wheelock] DSM-12/24-R
3ce0275c-f94d-4407-9fb6-ff2135d892ae | NFPA 170 SMOKE DETECTOR |  |  | North | Gamewell FCI |  | Smoke Detector |  |  |  | Module | TRUE | ASD-PTL3-IV w/B200S-LF-IV | + | Photoelectric smoke detector with thermal sensing, ivory, Velociti/CLIP w/ Intelligent addressable low frequency sounder base, ivory | 1 | 0.0002 | 0.0045 |  |  |  |  | FALSE | TRUE | FLUSH |  | 4" SQ. DEEP | 3 "O" PLASTER RING | #FFFF0000 | FA-NFPA 170 SMOKE DETECTOR | 1 | FALSE | FALSE | FALSE | 1408 | [13 empty] | FALSE |  |  | T, LF |  |  | DESKTOP-7SAL8M7\acont | 2019-04-25 06:51 | THOR\acont | 2024-09-08 17:27 | 20191121 AC Detector with base | [Gamewell FCI] [SLC SENSORS] [*] [#4 TYPE ADDR ¦ SENSORS] ADPF (C), ASD-PL2F w/B200S-LF-WH (C), ASD-PL2F w/B210LP (C), ASD-PL2FR (C), ASD-PL3 w/B200S-LF-WH (C), ASD-PL3 w/B200SR-LF-WH (C), ASD-PL3 w/B200SR-WH (C), ASD-PL3 w/B224BI-WH (C), ASD-PL3 w/B224R [Gamewell FCI] [SLC MODULES SENSORS] [*] [#2 SHARED ADDR ¦ SENSORS] ADPF (C), ASD-PL2F w/B200S-LF-WH (C), ASD-PL2F w/B210LP (C), ASD-PL2FR (C), ASD-PL3 w/B200S-LF-WH (C), ASD-PL3 w/B200SR-LF-WH (C), ASD-PL3 w/B200SR-WH (C), ASD-PL3 w/B224BI-WH (C), ASD-P [Gamewell FCI] [AUX POWER] [16VDC, HIGH VOLUME, 16VDC, LOW VOLUME] ASD-PL2F w/B200S-LF-WH (C), ASD-PL3 w/B200S-LF-WH (C), ASD-PL3F w/B200S-LF-WH (C), ASD-PL3-IV w/B200S-LF-IV (C), ASD-PTL3 w/B200S-LF-WH (C), ASD-PTL3-IV w/B200S-LF-IV (C), ATD-L3 w/B200S-
1c9c201a-1826-4794-92d1-ff23ccf1c6a9 | NFPA 170 FIRE PHONE |  |  | North | Autocall |  | Fire Phone |  |  |  | Module | TRUE | A2084-9001 | ++ | Firefighter Telephone Jack Station | 1 | [6 empty] | FALSE | [5 empty] | #FFFF0000 | FA-NFPA 170 FIRE PHONE | 1 | FALSE | FALSE | FALSE | [14 empty] | FALSE | [5 empty] | THOR\acont | 2025-02-04 12:28 |  |  | Cloned from Autocall A2084-9018 | [Autocall, Potter, Simplex] [FFT] [FFT] 2084-9001, 2084-9002, 2084-9003, 2084-9006, 2084-9007, 2084-9014, 2084-9018, 2084-9023, 2084-9024, A2084-9001, A2084-9002, A2084-9003, A2084-9006, A2084-9007, A2084-9014, A2084-9018, A2084-9023, A2084-9024, FFT-FPJ
96d40a80-8013-44ac-a549-ff26122e4a33 | NFPA 170 SMOKE DETECTOR |  |  | North | Notifier |  | Smoke Detector |  |  |  | Module | TRUE | FSL-751 w/B501 | ++ | DETECTOR, SMOKE, ADDRESSABLE PHOTO w/RELAY BASE | 1 | 0.00033 | 0.0065 |  |  |  |  | FALSE | TRUE |  |  |  |  | #FFFF0000 | FA-NFPA 170 SMOKE DETECTOR | 1 | FALSE | FALSE | FALSE | 1408 | [13 empty] | FALSE |  |  | RB |  |  |  |  | THOR\acont | 2024-09-08 17:27 | 20191121 AC Detector with base | [Honeywell, Notifier, System Sensor] [SLC SENSORS] [*] [#4 TYPE ADDR ¦ SENSORS] 2251B (C), 2251-COPTIR (C), 2251-COPTIR w/B200S-WH (C), 2251TB (C), 2251TMB (C), 5251B (C), 5251B-WP (C), 5251H (C), 5251RB (C), 5251RB-WP (C), 7251 (C), 7251DH (C), DH200LP [Honeywell, Notifier, System Sensor] [SLC MODULES SENSORS] [*] [#2 SHARED ADDR ¦ SENSORS] 2251B (C), 2251-COPTIR (C), 2251-COPTIR w/B200S-WH (C), 2251TB (C), 2251TMB (C), 5251B (C), 5251B-WP (C), 5251H (C), 5251RB (C), 5251RB-WP (C), 7251 (C), 7251DH (C)
e794b027-123c-41e2-bcff-ff2916cbe04f | NFPA 170 SMOKE CO DETECTOR |  |  | North | Gamewell FCI |  | Smoke/CO Detector |  |  |  | Module | TRUE | MCS-COP3 w/B200S-WH | + | Intelligent multi-criteria photo/CO, bright white, Velociti w/ Intelligent sounder base, white, UL-listed | 1 | 0.0002 | 0.0045 |  |  |  |  | FALSE | TRUE | FLUSH |  | 4" SQ. DEEP | 3 "O" PLASTER RING | #FFFF0000 | FA-NFPA 170 SMOKE CO DETECTOR | 1 | FALSE | FALSE | FALSE | 1407 | [13 empty] | FALSE |  |  | S |  |  | DESKTOP-7SAL8M7\acont | 2020-11-19 16:20 | THOR\acont | 2024-09-08 17:27 | Cloned from Gamewell MCS-COP3 w/B501-BL | [Gamewell FCI] [AUX POWER] MCS-CO3 w/B200S-IV (C), MCS-CO3 w/B200S-WH (C), MCS-COF3 w/B200S-WH (C), MCS-COP3 w/B200S-IV (C), MCS-COP3 w/B200S-WH (C) [Gamewell FCI] [SLC SENSORS] [*] [#4 TYPE ADDR ¦ SENSORS] ADPF (C), ASD-PL2F w/B200S-LF-WH (C), ASD-PL2F w/B210LP (C), ASD-PL2FR (C), ASD-PL3 w/B200S-LF-WH (C), ASD-PL3 w/B200SR-LF-WH (C), ASD-PL3 w/B200SR-WH (C), ASD-PL3 w/B224BI-WH (C), ASD-PL3 w/B224R
a6afdcf7-22e0-44ae-97ba-ff2e74f7ee7d |  |  |  | North | System Sensor |  | Hardware |  |  |  | Hardware | TRUE | DST1.5 |  | Sampling Tube, Steel | 1 | [6 empty] | FALSE |  | FLUSH |  | N/A | N/A | #FFFFFFFF |  |  | FALSE | FALSE | FALSE |  |  |  | 3242-1653:0209 | [10 empty] | FALSE | [5 empty] | DESKTOP-7SAL8M7\acont | 2020-02-23 09:55 | THOR\acont | 2024-10-09 10:48 | Cloned from Notifier DST5
1acaa21b-e4a6-45e8-a143-ff3aeed129e5 | NFPA 170 DUCT SMOKE DETECTOR |  |  | North | Edwards |  | Hardware |  |  |  | Module | TRUE | ESD-4WJ |  | SuperDuct, Controller w/sensor (RJ45), 4-wire | 1 | [6 empty] | FALSE | [5 empty] | #FFFF0000 | FA-NFPA 170 DUCT SMOKE DETECTOR | 1 | FALSE | FALSE | FALSE | [14 empty] | FALSE | [7 empty] | XPS-17-9710\August | 2024-10-07 14:40 |  | [Edwards] [AUX POWER] ESD-4WJ, ESD-CJ, ESD-CT [Edwards, Kidde] [AUX POWER] ESD-4WJ, SD-2W (C) [Edwards] [IDC] 06 ESD-4WJ, ESD-CJ, ESD-CT [Edwards] [IDC] 07 ESD-4WJ, ESD-CJ, ESD-CT [Edwards] [IDC] 08 ESD-4WJ, ESD-CJ, ESD-CT
09dfddad-4a9e-4d8e-bc3d-ff4069279239 |  |  |  | North | Edwards |  | Hardware |  |  |  | Hardware | TRUE | MN-HSECCACB30 |  | ECC Replacement AC Circuit breaker - 30 Amp | 1 | [6 empty] | FALSE | [5 empty] | #FFFFFFFF |  |  | FALSE | FALSE | FALSE | [14 empty] | FALSE | [7 empty] | THOR\acont | 2024-10-09 10:48
4c8c94c0-e7c1-4c47-b05e-ff471b02df3a | NFPA 170 GAS DETECTOR |  |  | North | Kidde |  | Gas Detection |  |  |  | Module | TRUE | KI-COD w/KI-ABLT BASE | ++ | Intelligent Carbon Monoxide Detector | 1 | 3.2e-05 | 3.2e-05 |  |  |  |  | FALSE | TRUE |  |  |  |  | #FFFF0000 | FA-NFPA 170 GAS DETECTOR | 1 | FALSE | FALSE | FALSE | 1408 | [13 empty] | FALSE | [5 empty] | DESKTOP-7SAL8M7\acont | 2020-01-02 08:26 | THOR\acont | 2024-10-08 16:26 | Cloned from Edwards SIGA-COD w/SIGA-AB4G-LF BASE | [Kidde] [AUX POWER] [24VDC TC4 LOW] KI-COD w/KI-ABLT BASE (C), KI-HCD w/KI-ABLT BASE, KI-HRD w/KI-ABLT BASE, KI-OSCD w/KI-ABLT BASE, KI-OSD w/KI-ABLT BASE, KI-PCD w/KI-ABLT BASE (C), KI-PD w/KI-ABLT BASE (C), KI-PHCD w/KI-ABLT BASE (C), KI-PHD w/KI-ABLT [Kidde] [AUX POWER] [24VDC TC3/TC4 LOW] KI-COD w/KI-ABLT BASE (C), KI-HCD w/KI-ABLT BASE, KI-HRD w/KI-ABLT BASE, KI-OSCD w/KI-ABLT BASE, KI-OSD w/KI-ABLT BASE, KI-PCD w/KI-ABLT BASE (C), KI-PD w/KI-ABLT BASE (C), KI-PHCD w/KI-ABLT BASE (C), KI-PHD w/KI-A [Edwards, Kidde] [SLC EST MODULES/SENSORS] 01 [*] [iO64] DS-HFS (C), DS-PS (C), FX-HD w/IB4U BASE, FX-HD w/RB4U BASE, FX-HD w/SB4U BASE, FX-HD w/SB4U-LF BASE, FX-HD wB4U BASE, FX-PD w/B4U BASE (C), FX-PD w/IB4U BASE (C), FX-PD w/SB4U BASE (C), FX-PD w/SB [Kidde] [AUX POWER] [24VDC STEADY HIGH] KI-COD w/KI-ABLT BASE (C), KI-HCD w/KI-ABLT BASE, KI-HRD w/KI-ABLT BASE, KI-OSCD w/KI-ABLT BASE, KI-OSD w/KI-ABLT BASE, KI-PCD w/KI-ABLT BASE (C), KI-PD w/KI-ABLT BASE (C), KI-PHCD w/KI-ABLT BASE (C), KI-PHD w/KI-A [Kidde] [SLC EST SENSORS] [*] [#4 TYPE ADDR ¦ SENSORS] DS-HFS (C), DS-PS (C), FX-HD w/IB4U BASE, FX-HD w/RB4U BASE, FX-HD w/SB4U BASE, FX-HD w/SB4U-LF BASE, FX-HD wB4U BASE, FX-PD w/B4U BASE (C), FX-PD w/IB4U BASE (C), FX-PD w/SB4U BASE (C), FX-PD w/SB4U [Edwards, Kidde] [SLC EST SENSORS] 01 [*] [EST3, iO1000] DS-HFS (C), DS-PS (C), FX-HD w/IB4U BASE, FX-HD w/RB4U BASE, FX-HD w/SB4U BASE, FX-HD w/SB4U-LF BASE, FX-HD wB4U BASE, FX-PD w/B4U BASE (C), FX-PD w/IB4U BASE (C), FX-PD w/SB4U BASE (C), FX-PD w/SB [Kidde] [SLC EST MODULES SENSORS] [*] [#2 SHARED ADDR ¦ SENSORS] DS-HFS (C), DS-PS (C), FX-HD w/IB4U BASE, FX-HD w/RB4U BASE, FX-HD w/SB4U BASE, FX-HD w/SB4U-LF BASE, FX-HD wB4U BASE, FX-PD w/B4U BASE (C), FX-PD w/IB4U BASE (C), FX-PD w/SB4U BASE (C), FX [Kidde] [AUX POWER] [24VDC TC4 HIGH] KI-COD w/KI-ABLT BASE (C), KI-HCD w/KI-ABLT BASE, KI-HRD w/KI-ABLT BASE, KI-OSCD w/KI-ABLT BASE, KI-OSD w/KI-ABLT BASE, KI-PCD w/KI-ABLT BASE (C), KI-PD w/KI-ABLT BASE (C), KI-PHCD w/KI-ABLT BASE (C), KI-PHD w/KI-ABLT [Kidde] [AUX POWER] [24VDC TC3/TC4 HIGH] KI-COD w/KI-ABLT BASE (C), KI-HCD w/KI-ABLT BASE, KI-HRD w/KI-ABLT BASE, KI-OSCD w/KI-ABLT BASE, KI-OSD w/KI-ABLT BASE, KI-PCD w/KI-ABLT BASE (C), KI-PD w/KI-ABLT BASE (C), KI-PHCD w/KI-ABLT BASE (C), KI-PHD w/KI- [Kidde] [AUX POWER] [24VDC STEADY LOW] KI-COD w/KI-ABLT BASE (C), KI-HCD w/KI-ABLT BASE, KI-HRD w/KI-ABLT BASE, KI-OSCD w/KI-ABLT BASE, KI-OSD w/KI-ABLT BASE, KI-PCD w/KI-ABLT BASE (C), KI-PD w/KI-ABLT BASE (C), KI-PHCD w/KI-ABLT BASE (C), KI-PHD w/KI-AB
b1e4f565-387f-4e96-b42f-ff4f82a9bdd9 | CADGEN KEYPAD |  |  | North | Honeywell |  | Keypad Interface |  |  |  | Module | TRUE | 6460WC | ++ | White and Grey Custom Alpha Keypad (Resideo branded) | 1 | 0.04 | 0.15 |  |  |  |  | FALSE | [5 empty] | #FFFF0000 | FA-CADGEN KEYPAD | 1 | FALSE | FALSE | FALSE | [14 empty] | FALSE | [5 empty] | DESKTOP-7EIEB7A\acont | 2023-01-30 11:10 | THOR\acont | 2024-09-08 17:27 | Cloned from Honeywell 6460W | [Honeywell] [KEYPAD] [*] 4208SN, 4208SNF, 4208U, 5881ENHC, 5883H, 6160, 6160CR-2, 6290W, 6460S, 6460SC, 6460W, 6460WC
95650ca2-8dd3-49cf-a4d7-ff5284e40050 |  |  |  | North | Potter | [5 empty] | Module | TRUE | CFG-5000 |  | Configuration Tool for DACT | 1 | [6 empty] | FALSE | [5 empty] | #FFFFFFFF |  |  | FALSE | FALSE | FALSE | [14 empty] | FALSE | [7 empty] | THOR\acont | 2024-10-09 10:48
369b8802-1241-4735-a542-ff5473f3c1c3 |  |  |  | North | Edwards |  | Hardware |  |  |  | Hardware | TRUE | 73142SCI |  | 14/2 CI Shld, (circuit Integrity) Cable FPLR-CI | 1 | [6 empty] | FALSE | [5 empty] | #FFFFFFFF |  |  | FALSE | FALSE | FALSE | [14 empty] | FALSE | [7 empty] | THOR\acont | 2024-10-09 10:48
2c0c798d-8967-42eb-ab0e-ff57d9a87d1c |  |  |  | North | GRI PRODUCTS | Security/Access Control |  |  |  |  | Module | TRUE | 4701-A |  |  | 1 | [12 empty] | #FFFFFFFF |  |  | FALSE | FALSE | FALSE | [20 empty] | THOR\acont | 2024-03-12 21:43 | THOR\acont | 2024-10-09 10:48
9805259c-1e46-4132-8992-ff601fb5944e |  |  |  | North | Siemens |  | Cards & Components |  |  |  | Card | TRUE | FCI2004-A1 | ++ | Periphery board (4-loops) | 1 | 0.039 | 0.039 |  |  |  |  | TRUE | [5 empty] | #FFFFFFFF |  |  | FALSE | FALSE | FALSE | [12 empty] | 0.5 | [7 empty] | DESKTOP-7EIEB7A\acont | 2021-11-21 09:34 | THOR\acont | 2024-10-09 10:48 | Cloned from Siemens FCI2002-A1 |  | [Siemens] FCI2004-A1
8a47b4c8-905e-4103-98d1-ff68650711b1 |  |  |  | North | Autocall |  | Cards & Components |  |  |  | Card | TRUE | A100-1292 |  | REMOTE COMMAND CENTER | 1 | 0.065 | 0.14 |  |  |  |  | TRUE | [5 empty] | #FFFFFFFF |  |  | TRUE | FALSE | FALSE | [20 empty] | AULAPTOP-PC\Aulaptop | 2019-10-15 04:30 | THOR\acont | 2024-10-09 10:48 | Cloned from New Part CLONED CLONED CLONED CLONED CLONED CLONED CLONED CLONED CLONED
3c543824-15e4-4777-8e02-ff6cc91279a2 |  |  |  | North | Simplex |  | Hardware |  |  |  | Hardware | TRUE | 2081-9272 | ++ | System Batteries, Sealed Lead-Acid, 6.2 Ah | 1 | [6 empty] | FALSE | [5 empty] | #FFFFFFFF |  |  | FALSE | FALSE | FALSE | [14 empty] | FALSE | [7 empty] | THOR\acont | 2025-02-04 10:07
4681d213-56c7-4b53-a3a9-ff70752fb0fb | NFPA 170 SMOKE DETECTOR |  |  | North | Simplex |  | Smoke Detector |  |  |  | Module | TRUE | 4098-9714 w/4098-9791 | + | TrueAlarm Analog Sensors, Photoelectric smoke sensor, White, 4-Wire Sensor Relay Base w/LED and Supervised Relay Connections | 1 | 0.0008 | 0.001 |  |  |  |  | FALSE | TRUE |  |  |  |  | #FFFF0000 | FA-NFPA 170 SMOKE DETECTOR | 1 | FALSE | FALSE | FALSE | 1408 | [13 empty] | FALSE | [5 empty] | DESKTOP-7EIEB7A\acont | 2022-02-15 06:53 | THOR\acont | 2024-09-08 17:27 | Cloned from Simplex 4098-9714 w/4098-9789 | [Autocall, Simplex] [AUX POWER] [RELAY POWER (OPTIONAL)] 2098-9737, 4098-9714 w/4098-9791 (C), 4098-9733 w/4098-9791 (C), 4098-9734 w/4098-9791 (C), A2098-9737, A4098-9714 w/A4098-9791 (C), A4098-9733 w/A4098-9791 (C), A4098-9734 w/A4098-9791 (C) [Autocall, Simplex] [IDNet] [SENSORS ++] 4098-9714 (C), 4098-9714 w/4098-9770 (C), 4098-9714 w/4098-9771 (C), 4098-9714 w/4098-9772 (C), 4098-9714 w/4098-9773 (C), 4098-9714 w/4098-9780 (C), 4098-9714 w/4098-9789 (C), 4098-9714 w/4098-9791 (C), 4098-9714
3b6fa86b-1149-4039-b530-ff717610e8d6 |  |  |  | North | Edwards |  | Hardware |  |  |  | Hardware | TRUE | 75162MRNxx |  | 16/2 Solid Red With colored tracer FPLR | 1 | [6 empty] | FALSE | [5 empty] | #FFFFFFFF |  |  | FALSE | FALSE | FALSE | [14 empty] | FALSE | [7 empty] | THOR\acont | 2024-10-09 10:48
1982a0c9-1c92-4000-971a-ff814ac849e8 |  |  |  | North | Bosch | [5 empty] | Module | TRUE | ISN-SM-50 | * | Seismic detector | 1 | [12 empty] | #FFFFFFFF |  |  | FALSE | FALSE | FALSE | [20 empty] | DESKTOP-7EIEB7A\acont | 2021-08-13 06:25 | THOR\acont | 2024-10-09 10:48
75e292aa-cc9a-4622-802c-ff8e28895952 | NFPA 170 DIGITAL ALARM COMMNUCATOR TRANSMITTER |  |  | North | AES |  | Communicator |  |  |  | Module | TRUE | 7707P-44-M | + | IntelliNet 2.0 Fire Subscriber, 4x4 Zone (4 Reversing Polarity, 4 Supervised) with Multiple Communication Technologies (MCT), Red Enclosureunciator plus MCT, Red Enclosure | 1 | 0.2 | 1.2 |  |  |  |  | FALSE |  |  |  | 13”H x 8.5”W x 4.5”D (33cmH x 21.5cmW x 11.4cmD) |  | #FFFF0000 | FA-NFPA 170 DIGITAL ALARM COMMNUCATOR TRANSMITTER | 1 | FALSE | FALSE | FALSE | 250 | [13 empty] | FALSE | [5 empty] | DESKTOP-7SAL8M7\acont | 2020-09-10 11:56 | THOR\acont | 2024-09-08 17:27 | Cloned from AES 7707P-44-ULP-M | [AES, Keltron] [IDC] 01 [IDC1] 7706-ULF MAIN CARD, 7707P-44-M, 7707P-44-ULP-M, 7707P-88-M, 7707P-88-ULP-M, 7788F Main Board, 7794, RF774F Main Board [AES, Keltron] [IDC] 06 [IDC2] 7706-ULF MAIN CARD, 7707P-44-M, 7707P-44-ULP-M, 7707P-88-M, 7707P-88-ULP-M, 7788F Main Board, RF774F Main Board [AES, Keltron] [IDC] 02 [IDC6] 7706-ULF MAIN CARD, 7707P-44-M, 7707P-44-ULP-M, 7707P-88-M, 7707P-88-ULP-M, 7788F Main Board, RF774F Main Board [AES, Keltron] [IDC] 08 [IDC4] 7706-ULF MAIN CARD, 7707P-44-M, 7707P-44-ULP-M, 7707P-88-M, 7707P-88-ULP-M, 7788F Main Board, RF774F Main Board [AES] [AUX POWER] [*] 7707P-44-M, 7707P-44-ULP-M, 7707P-88-M, 7707P-88-ULP-M [AES, Keltron] [IDC] 07 [IDC8] 7706-ULF MAIN CARD, 7707P-44-M, 7707P-44-ULP-M, 7707P-88-M, 7707P-88-ULP-M, 7788F Main Board, RF774F Main Board [AES, Keltron] [IDC] 03 [IDC3] 7706-ULF MAIN CARD, 7707P-44-M, 7707P-44-ULP-M, 7707P-88-M, 7707P-88-ULP-M, 7788F Main Board, RF774F Main Board [AES, Keltron] [IDC] 04 [IDC5] 7706-ULF MAIN CARD, 7707P-44-M, 7707P-44-ULP-M, 7707P-88-M, 7707P-88-ULP-M, 7788F Main Board, RF774F Main Board [AES, Keltron] [IDC] 05 [IDC7] 7706-ULF MAIN CARD, 7707P-44-M, 7707P-44-ULP-M, 7707P-88-M, 7707P-88-ULP-M, 7788F Main Board, RF774F Main Board [AES] [VAC ] 7707P-44-M, 7707P-44-ULP-M, 7707P-88-M, 7707P-88-ULP-M | [AES, Keltron] 7707P-44-M, 7707P-44-ULP-M, 7707P-88-M, 7707P-88-ULP-M, 7788F Main Board, RF774F Main Board
54e531cd-a68a-47c1-915e-ff9001ddb8c8 |  |  |  | North | Autocall |  | Cards & Components |  |  |  | Card | TRUE | A010-9930 |  | Dual Class A IDNAC Isolator (DCAI); converts a single Class B IDNAC SLC input to two Class A or two Class B SLC outputs; provides short circuit isolation between each Class A or B output circuit; requires up to two IDNAC addresses; the total current remains controlled by the Class B input source SLC at 3 A maximum; select up to 2 per IDNAC SLC | 1 | 0.0083 | 0.0185 |  |  |  |  | TRUE | [5 empty] | #FFFFFFFF |  |  | FALSE | FALSE | FALSE | [20 empty] | DESKTOP-7SAL8M7\acont | 2020-03-10 09:29 | THOR\acont | 2024-10-09 10:48 | Cloned from AutoCall A100-6103 |  | [Autocall] A010-9930, A100-5152, A100-6038, A100-6046, A100-6101, A100-6102, A100-6103 [Autocall, Simplex] 4007-9101(BA) CPU, 4007-9102(BA) CPU, 4007-9202 CPU, A010-9930, A100-5101, A100-5111, A100-5115
fb1dce86-7639-4900-9585-ff922f25f063 |  |  |  | North | Bosch | [5 empty] | Module | TRUE | NDI-4502-A-RO | * | ***(Ross) FLEXIDOME IP 4000i Fixed dome 2MP 3-10mm auto (quote 7000077509/4) | 1 | [12 empty] | #FFFFFFFF |  |  | FALSE | FALSE | FALSE | [20 empty] | DESKTOP-7EIEB7A\acont | 2021-08-13 06:25 | THOR\acont | 2024-10-09 10:48
d068e4c2-6150-44c3-b905-ff983f3ad9a5 |  |  |  | North | Siemens |  | Cards & Components |  |  |  | Card | TRUE | PSC-12M | S54430-C26-A1 | 12A@24VDC POWER SUPPLY & 100AH | 1 | 0.15 | 0.15 | 12 |  |  |  | TRUE | [5 empty] | #FFFFFFFF |  |  | FALSE | FALSE | FALSE | [20 empty] | DESKTOP-7EIEB7A\acont | 2023-02-11 11:40 | THOR\acont | 2024-10-09 10:48 | Cloned from Siemens PSC-12 |  | [Siemens] PSC-12, PSC-12M, PSX-12M
c415b168-9b1a-4bf8-b9b0-ff984917ec0c |  |  |  | North | Evax |  | Cards & Components |  |  |  | Card | TRUE | HMX-MBR (25V) | + |  | 1 | 0.031 | 0.031 |  |  |  |  | TRUE | [5 empty] | #FFFFFFFF |  |  | FALSE | FALSE | FALSE | [20 empty] | DESKTOP-7SAL8M7\acont | 2020-07-16 11:07 | THOR\acont | 2024-10-09 10:48 | Cloned from Hochiki FNV-MBR (25V) |  | [Evax] HMX-MBR (25V)
cb8df27f-c49f-4888-a8a6-ffa056aa5f83 |  |  |  | North | Potter | [5 empty] | Module | TRUE | PCMS-RM |  | Riser Mount Corrosion Monitoring Station | 1 | [6 empty] | FALSE | [5 empty] | #FFFFFFFF |  |  | FALSE | FALSE | FALSE | [14 empty] | FALSE | [7 empty] | THOR\acont | 2024-10-09 10:48
2a7da739-0892-4f2f-8c97-ffa1b448bca8 | NFPA 170 HORN STROBE |  |  | North | Potter |  | Horn/Strobe |  |  |  | Module | TRUE | PE-LFHSR | ++ | Low Frequency Sounder Strobe, Red, Fire | 1 | [6 empty] | FALSE | [5 empty] | #FF0070C0 | FA-NFPA 170 HORN STROBE | 1 | FALSE | FALSE | FALSE | 2010 | [13 empty] | FALSE |  |  | LF |  |  | THOR\acont | 2024-03-05 07:46 | THOR\acont | 2024-09-08 17:27 | Cloned from Potter PE-LFHNR | [Potter] [NAC] [24VDC] PE-LFHSR, PE-LFHSW
a29f963d-3fbb-4f60-90b2-ffa4029df38c |  |  |  | North | Kidde |  | Cards & Components |  |  |  | Card | TRUE | APS6A Mainboard |  | Mainboard for APS6A assembly | 1 | 0.07 | 0.27 |  |  |  |  | TRUE | [5 empty] | #FFFFFFFF |  |  | FALSE | FALSE | FALSE | [14 empty] | FALSE | [5 empty] | DESKTOP-7SAL8M7\acont | 2020-01-02 07:57 | THOR\acont | 2024-10-09 10:48 | Cloned from Edwards APS6A Mainboard | [Altronix, Edwards, Harrington, Kidde] [NAC Trigger] AL1002ULADA Main Board, AL1002ULADA Main Board, APS10A Mainboard, APS6A Mainboard, BPS10A Mainboard, BPS10A/230 Mainboard, BPS6A Mainboard, BPS6A/230 Mainboard, MIRBPS10A Mainboard, MIRBPS10A/230 Mainb [Edwards, Kidde] [VAC ] 2IDC, 76-600000-001 Main Board, 76-800xxx-xxx Main Board, 77-600000-901 Main Board, 84-732001-901 Main Board, APS10A Mainboard, APS6A Mainboard, BPS10A Mainboard, BPS10A/230 Mainboard, BPS6A Mainboard, BPS6A/230 Mainboard, EST1-2Z | [Edwards, Kidde] APS10A Mainboard, APS6A Mainboard, BPS10A Mainboard, BPS10A/230 Mainboard, BPS6A Mainboard, BPS6A/230 Mainboard, MIRBPS10A Mainboard, MIRBPS10A/230 Mainboard, MIRBPS6A Mainboard, MIRBPS6A/230 Mainboard
54895af0-4dbc-4327-9769-ffaaf870bfbc | CADGEN KEYPAD |  |  | North | Interlogix |  | Keypad Interface |  |  |  | Module | TRUE | NX-148E-CF |  | NetworX LCD Keypad | 1 | [6 empty] | FALSE | [5 empty] | #FFFF0000 | FA-CADGEN KEYPAD | 1 | FALSE | FALSE | FALSE | [14 empty] | FALSE | [7 empty] | THOR\acont | 2024-09-08 17:27 |  | [Interlogix] [KEYPAD] NX-148E-CF
cec720a3-43fb-468f-b6f4-ffb69bec653f |  |  |  | North | Siemens | [5 empty] | Module | TRUE | PMI-1 UPLD-CBL | S54430-A4-A1 | PMI-1 UPLOAD CABLE | 1 | [12 empty] | #FFFFFFFF |  |  | FALSE | FALSE | FALSE | [20 empty] | DESKTOP-7SAL8M7\acont | 2019-08-13 09:04 | THOR\acont | 2024-10-09 10:48
efe48dfa-3f33-4f85-b1d7-ffc33a6873ce | NFPA 170 AIR SAMPLING DETECTION PIPING |  |  | North | Edwards |  | Air Sampling Detection |  |  |  | Module | TRUE | 33-30760A |  | ASD-160H Detector w/ Docking Station and Input Relay Card | 1 | [6 empty] | FALSE | [5 empty] | #FFFF0000 | FA-NFPA 170 AIR SAMPLING DETECTION PIPING | 1 | FALSE | FALSE | FALSE | 5010 | [13 empty] | FALSE | [7 empty] | THOR\acont | 2024-09-08 17:27
a8032f7a-9219-4ddf-a5a1-ffc5514d5f0e | NFPA 170 MANUAL PULL |  |  | North | Potter |  | Manual Station |  |  |  | Module | TRUE | P32-1T |  | Conventional Manual Pull Station | 1 | [6 empty] | FALSE | [5 empty] | #FFFF0000 | FA-NFPA 170 MANUAL PULL | 1 | FALSE | FALSE | FALSE | 957 | [13 empty] | FALSE | [7 empty] | THOR\acont | 2024-09-08 17:27 |  | [Notifier, Potter] [IDC] 01 CF-135EWT, CF-135MP, CF-135W, CF-165MP, CF-165W, CF-200EWT, CF-200MP, CF-200W, CF-285MP, CF-285W, CPS-24 w/SB, CR-135EWT, CR-135MP, CR-135W, CR-165MP, CR-165W, CR-200EWT, CR-200MP, CR-200W, DSD-P (C), P32-1T, PS40 Series, PS40
6fdc6fb7-730a-4676-98d9-ffc5ab435756 |  |  |  | North | RS2 Technologies |  | Cards & Components |  |  |  | Card | TRUE | LP-1501 | ++ | Standalone Single reader port | 1 | 1.8 | 1.8 |  |  | 24 |  | TRUE | [5 empty] | #FFFFFFFF |  |  | TRUE | FALSE | FALSE | [20 empty] | DESKTOP-7EIEB7A\acont | 2023-01-26 07:18 | THOR\acont | 2024-10-09 10:48 | Cloned from RS2 Technologies LP-1502 | [RS2 Technologies] [RS-485] [SIO COMMUNICATION] LP-1501, LP-1501Plus, LP-1502, MR-16IN-S3, MR-16OUT-S3, MR-50-S3, MR-52-S3 [RS2 Technologies] [AUX POWER] [*] [AUX INPUT] LP-1501, LP-1501Plus, LP-1502, MR-16IN-S3, MR-16OUT-S3, MR-50-S3, MR-52-S3 [RS2 Technologies] [ETHERNET] [HOST COMMUNICATION] LP-1501, LP-1501Plus, LP-1502 | [RS2 Technologies] LP-1501
a40f3014-f195-4f87-9232-ffc92a25ddd8 |  |  |  | North | Autocall |  | Cards & Components |  |  |  | Card | TRUE | A100-6032 |  | City Circuit, w/o disconnect switches | 1 | 0.02 | 0.036 |  |  |  |  | TRUE | [5 empty] | #FFFFFFFF |  |  | FALSE | FALSE | FALSE | [20 empty] | DESKTOP-0D6CQVA\lousc | 2019-07-06 11:40 | THOR\acont | 2024-10-09 10:48 | Cloned from AutoCall A100-6031
36bd070b-f203-4715-9ddc-ffcec33a6fac | NFPA 170 STROBE WALL |  |  | North | Edwards |  | Strobe |  |  |  | Module | TRUE | 405-7A-TW |  | 15/75cdWC Strobe, White, Terminals | 1 | [6 empty] | FALSE | FALSE |  |  |  |  | #FF0070C0 | FA-NFPA 170 STROBE WALL | 1 | FALSE | FALSE | FALSE | 2023 | [13 empty] | FALSE |  |  | C |  |  |  |  | THOR\acont | 2024-09-08 17:27 |  | [Edwards] [NAC] [24 VFWR] 405-7A-T, 405-7A-TW, CS405-7A-T [Edwards] [NAC] [24 VDC] 405-7A-T, 405-7A-TW, CS405-7A-T
de4ee623-370a-4843-9630-ffcf18167e2d | NFPA 170 SPEAKER WALL |  |  | North | Edwards |  | Speaker |  |  |  | Module | TRUE | G4F-S7 |  | 70V Speaker, White, running man, FIRE | 1 | [6 empty] | FALSE | [5 empty] | #FF0070C0 | FA-NFPA 170 SPEAKER WALL | 1 | FALSE | FALSE | FALSE | 2021 | [13 empty] | FALSE | [7 empty] | THOR\acont | 2024-09-08 17:27 |  | [Edwards, Kidde] [AUDIO 70.7v] [70V AUDIO] G4F-S7, G4F-S7V1575, G4F-S7VM, G4HFRF-S7, G4HFRF-S7VMC, G4HFRN-S7, G4HFRN-S7VMC, G4HFWA-S7, G4HFWA-S7VMA, G4HFWA-S7VMC, G4HFWF-S7, G4HFWF-S7VMC, G4HFWN-S7, G4HFWN-S7VMA, G4HFWN-S7VMB, G4HFWN-S7VMC, G4RF-S7, G4RF
a5977caa-d3c0-4ee5-a6d5-ffcfc04ff61a | NFPA 170 STROBE WALL |  |  | North | Eaton Wheelock |  | Strobe |  |  |  | Module | TRUE | ELSTW-N | + | WALL STROBE, WHITE, NONE | 1 | [6 empty] | TRUE | [5 empty] | #FF0070C0 | FA-NFPA 170 STROBE WALL | 1 | FALSE | FALSE | FALSE | 2020 | [19 empty] | DESKTOP-7EIEB7A\acont | 2021-04-29 09:43 | THOR\acont | 2024-09-08 17:27 | Cloned from Eaton Wheelock ELSTW | [Eaton Wheelock] [NAC] [24VDC] ELSTR, ELSTR-A, ELSTR-AL, ELSTR-ALA, ELSTR-N, ELSTR-NA, ELSTW, ELSTW-A, ELSTW-AL, ELSTW-ALA, ELSTW-EV, ELSTW-N, ELSTW-NA, STR, STW
e10d56bd-42ab-4132-a31b-ffd535740810 |  |  |  | North | Sigcom |  | Cards & Components |  |  |  | Card | TRUE | MNS-8-ZONE (25V) | + | 8 Speaker/Zone Expander Card | 1 | 0.03 | 0.27 |  |  |  |  | TRUE | FALSE |  |  |  |  | #FFFFFFFF |  |  | FALSE | FALSE | FALSE | [14 empty] | FALSE | [5 empty] | DESKTOP-7EIEB7A\acont | 2021-03-12 06:31 | THOR\acont | 2024-10-09 10:48 | Cloned from Firelite ECC-CE6 (25V) |  | [Sigcom] MNS-8-ZONE (25V)
8cc6fa6c-6eb0-43cd-9854-ffd97dcc27be | NFPA 170 AMPLIFIER RACK | RISER AMP |  | North | Evax |  | Amplifier |  |  |  | Assembly | TRUE | HMX-DPS100/P (70V) | + | Distributed Panel, Single Channel, 25W, Fire Phone | 1 | [6 empty] | FALSE | [5 empty] | #FFFF0000 | FA-NFPA 170 AMPLIFIER RACK | 1 | FALSE | FALSE | FALSE | 300 | [8 empty] | 7,12,18 |  |  |  | 25 | TRUE | [5 empty] | DESKTOP-7SAL8M7\acont | 2020-07-16 11:07 | THOR\acont | 2024-09-08 17:27 | Cloned from Hochiki FNVDPS100/P (70V)
b6746b22-d257-4455-b81e-ffde16e50410 | NFPA 170 REMOTE ANNUNCIATOR | RISER ANNUNCIATOR |  | North | Siemens |  | Hardware |  |  |  | Hardware | TRUE | FHA2017-A1 | ++ | Front Plate for Flush Mounted FC72x Series Standard Panel Housing | 1 | [12 empty] | #FFFF0000 | FA-NFPA 170 REMOTE ANNUNCIATOR | 1 | FALSE | FALSE | FALSE | [20 empty] | DESKTOP-7EIEB7A\acont | 2021-11-19 10:16 | THOR\acont | 2024-09-08 17:27
1e21794a-28a2-457c-909b-ffe212afb3c3 | NFPA 170 SPEAKER STROBE |  |  | North | Edwards |  | Speaker/Strobe |  |  |  | Module | TRUE | WGSVWF-FR | ++ | Outdoor rated speaker strobe, wall, white, feugo | 1 | [6 empty] | FALSE | FALSE |  |  |  |  | #FF0070C0 | FA-NFPA 170 SPEAKER STROBE | 1 | FALSE | FALSE | FALSE | 2019 | [13 empty] | FALSE |  |  | WP |  |  | THOR\acont | 2024-04-09 09:09 | THOR\acont | 2024-09-08 17:27 | Cloned from Edwards WGSVRA CLONED CLONED CLONED CLONED CLONED CLONED | [Edwards, Kidde] [NAC] [VDC] WGSVRA, WGSVRF, WGSVRF-FR, WGSVRF-SP, WGSVRN, WGSVWA, WGSVWF, WGSVWF-FR, WGSVWF-SP, WGSVWN, WGVRA, WGVRF, WGVRF-FR, WGVRF-SP, WGVRN, WGVWA, WGVWF, WGVWF-FR, WGVWF-SP, WGVWN [Edwards, Hochiki, Kidde] [AUDIO 25v] [25V AUDIO] EG4SRF, EG4SRN, EG4SVRF, EG4SVRN, EG4SVWA, EG4SVWF, EG4SVWN, EG4SWA, EG4SWF, EG4SWN, G4SRF, G4SRN, G4SVRF, G4SVRN, G4SVWA, G4SVWF, G4SVWN, G4SWA, G4SWF, G4SWN, WGSRA, WGSRF, WGSRF-FR, WGSRF-SP, WGSRN, WGS [Edwards, Hochiki, Kidde] [AUDIO 70.7v] [70V AUDIO] EG4SRF, EG4SRN, EG4SVRF, EG4SVRN, EG4SVWA, EG4SVWF, EG4SVWN, EG4SWA, EG4SWF, EG4SWN, G4SRF, G4SRN, G4SVRF, G4SVRN, G4SVWA, G4SVWF, G4SVWN, G4SWA, G4SWF, G4SWN, WGSRA, WGSRF, WGSRF-FR, WGSRF-SP, WGSRN, W
4f65aa00-ba27-43e4-a59d-ffe403558fd4 | NFPA 170 SPEAKER CEILING |  |  | North | Edwards |  | Speaker |  |  |  | Module | TRUE | GCHFWA-S2 |  | 25V Speaker, White, ALERT | 1 | [6 empty] | FALSE | TRUE |  |  |  |  | #FF0070C0 | FA-NFPA 170 SPEAKER CEILING | 1 | FALSE | FALSE | FALSE | 2019 | [13 empty] | FALSE |  |  | C |  |  |  |  | THOR\acont | 2024-09-08 17:27 |  | [Edwards, Kidde] [AUDIO 25v] [25V AUDIO] EGCF-S2VMH (C), G4F-S2, G4F-S2V1575, G4F-S2VM, G4HFRF-S2, G4HFRF-S2VMC, G4HFRN-S2, G4HFRN-S2VMC, G4HFWA-S2, G4HFWA-S2VMA, G4HFWA-S2VMC, G4HFWF-S2, G4HFWF-S2VMC, G4HFWN-S2, G4HFWN-S2VMA, G4HFWN-S2VMC, G4RF-S2, G4RF
a63ce088-a865-4670-b1f5-ffe8230ffc5d |  |  |  | North | Potter | [5 empty] | Module | TRUE | ARM-4 | + | DPDT Auxiliary Relay Module | 1 | 0.005 | 0.16 |  |  |  |  | FALSE | [5 empty] | #FFFFFFFF |  |  | FALSE | FALSE | FALSE |  |  |  | 7165-0328:0155 | [10 empty] | FALSE | [5 empty] | DESKTOP-7EIEB7A\acont | 2021-03-25 18:05 | THOR\acont | 2024-10-09 10:48 | Cloned from Potter ARM-2 |  | [Potter] ARM-4
b5b8ac9a-f6b0-40df-b7eb-fff5eb6d1170 | NFPA 170 SMOKE DETECTOR |  |  | North | Hochiki |  | Smoke Detector |  |  |  | Module | TRUE | ACD-V w/SCI-B4 SHORT CIRCUIT ISOLATOR BASE | ACD-V MULTI-CRITERIA SENSOR | ACD-V MULTI-CRITERIA SENSOR w/SCI-B4 SHORT CIRCUIT ISOLATOR BASE SMOKE/CO | 1 | 0.00045 | 0.0072 |  |  |  |  | TRUE | TRUE |  | *Refer to Install Sheet |  |  | #FFFF0000 | FA-NFPA 170 SMOKE DETECTOR | 1 | FALSE | FALSE | FALSE | 1408 | [16 empty] | SCI, CO |  |  | DESKTOP-0D6CQVA\lousc | 2019-09-29 17:00 | THOR\acont | 2024-09-08 17:27 | from Hochiki ACD-V w/SCI-B6 SHORT CIRCUIT ISOLATOR BASE | [Hochiki, VES] [SLC HOCHIKI] 01 [*] [SLC] ACC-EN (C), ACD-V w/ASBL SOUNDER BASE (C), ACD-V w/HSB-NSA-6 STANDARD BASE (C), ACD-V w/SCI-B4 SHORT CIRCUIT ISOLATOR BASE (C), ACD-V w/SCI-B6 SHORT CIRCUIT ISOLATOR BASE (C), ACD-V w/YBN-NSA-4 STANDARD BASE (C),
6904b034-3837-4599-bd2c-fff6c604aa5b | NFPA 170 REMOTE ANNUNCIATOR | RISER ANNUNCIATOR |  | North | Firelite |  | Remote Annunciator |  |  |  | Module | TRUE | LCD-80F | + | Annunciator, Terminal mode. 80-character, backlit LCD display | 1 | 0.025 | 0.064 |  |  |  |  | FALSE | [5 empty] | #FFFF0000 | FA-NFPA 170 REMOTE ANNUNCIATOR | 1 | FALSE | FALSE | FALSE | 255 | [8 empty] | 7,12,18 |  |  |  |  | TRUE | [7 empty] | THOR\acont | 2024-09-08 17:27 |  | [Firelite, Notifier] [RS-485] ACM-16ATF, ACM-30, ACM-32AF, ACM-48A, ACM-8RF, AEM-16ATF, AEM-32AF, AFM-16AF, AFM-16ATF, AFM-32AF, LCD-80F [ADT Unimode, Eaton Wheelock, Farenhyt, Firelite, Gamewell FCI, Monaco Enterprises, Notifier, Potter, Secutron, Silent Knight] [AUX POWER] [*] 790-012-00, ACM-16ATF, ACM-30, ACM-32AF, ACM-48A, ACM-8RF, ADT-LCD-80, AEM-16ATF, AEM-32AF, AFM-16AF, AFM-16ATF
da530a0d-da05-4be4-b67e-fff884dc8b57 | NFPA 170 SMOKE DETECTOR |  |  | North | Notifier |  | Smoke Detector |  |  |  | Module | TRUE | FSP-951T-IV w/B300-6-IV | ++ | Addressable low-profile photoelectric smoke detector with thermal sensor. Ivory. FlashScan and CLIP mode. | 1 | 0.0002 | 0.0045 |  |  |  |  | FALSE | TRUE | FLUSH |  | 4" SQ. DEEP | 3 "O" PLASTER RING | #FFFF0000 | FA-NFPA 170 SMOKE DETECTOR | 1 | FALSE | FALSE | FALSE | 1408 |  |  | 7272-0028:0206 | [10 empty] | FALSE | [7 empty] | THOR\acont | 2024-09-08 17:27 | 20191121 AC Detector without base | [Honeywell, Notifier, System Sensor] [SLC SENSORS] [*] [#4 TYPE ADDR ¦ SENSORS] 2251B (C), 2251-COPTIR (C), 2251-COPTIR w/B200S-WH (C), 2251TB (C), 2251TMB (C), 5251B (C), 5251B-WP (C), 5251H (C), 5251RB (C), 5251RB-WP (C), 7251 (C), 7251DH (C), DH200LP [Honeywell, Notifier, System Sensor] [SLC MODULES SENSORS] [*] [#2 SHARED ADDR ¦ SENSORS] 2251B (C), 2251-COPTIR (C), 2251-COPTIR w/B200S-WH (C), 2251TB (C), 2251TMB (C), 5251B (C), 5251B-WP (C), 5251H (C), 5251RB (C), 5251RB-WP (C), 7251 (C), 7251DH (C)
b4ebbe6a-a5b6-49c1-8eef-fffae0c7894b | NFPA 170 AMPLIFIER RACK | RISER AMP |  | North | Sigcom |  | Cards & Components |  |  |  | Card | TRUE | MNS-100APB (100W, 25V) MAIN BOARD | + | 100 Watt Panel, 4 Speaker Circuits, Back-up Battery and Power Supply | 1 | 0.272 | 0.446 |  |  |  |  | FALSE | [5 empty] | #FFFF0000 | FA-NFPA 170 AMPLIFIER RACK | 1 | FALSE | FALSE | FALSE | 300 | [8 empty] | 7,12,18 |  |  |  | 100 | TRUE | [5 empty] | DESKTOP-7EIEB7A\acont | 2021-03-12 09:54 | THOR\acont | 2024-09-08 17:27 | Cloned from Sigcom MNS-100EXP (100W, 25V) MAIN BOARD | [Sigcom] [IDC] 02 [IDC INPUT] MNS-100APB (100W, 25V) MAIN BOARD, MNS-100APB (100W, 70V) MAIN BOARD [Sigcom] [AUDIO LOW] [#1 AUDIO INPUT] MNS-100APB (100W, 25V) MAIN BOARD, MNS-100APB (100W, 70V) MAIN BOARD, MNS-100EXP (100W, 25V) MAIN BOARD, MNS-100EXP (100W, 70V) MAIN BOARD | [Sigcom] MNS-100APB (100W, 25V) MAIN BOARD
3173c302-043e-432b-ba52-fffc42fa714c | CADGEN DOOR CONTACT |  |  | North | Honeywell |  | Door Contact |  |  |  | Module | TRUE | 950 | ++ | Magnetic Contact, Surface Mount | 1 |  |  |  |  | 1.5 | [7 empty] | #FFFF0000 | FA-CADGEN DOOR CONTACT | 1 | FALSE | FALSE | FALSE | [17 empty] | REX |  |  | DESKTOP-7EIEB7A\acont | 2023-01-30 10:29 | THOR\acont | 2024-09-08 17:27 | Cloned from Honeywell PAL-T | [Honeywell] [IDC] 01 [INPUT] 4939SN-WH, 4959SN, 7939-2, 7939WG, 7940, 940, 943WG, 945, 945T, 949, 950, PAL-T, PR-20445 [Honeywell] [ACCESS CONTROL INPUT] [*] [INPUT] 4939SN-WH, 4959SN, 7939-2, 7939WG, 7940, 940, 943WG, 945, 945T, 949, 950, PAL-T, PR-20445