bff4d304-7415-4d6b-a2d7-614e7cfefb9f | NFPA 170 HEAT DETECTOR |  |  | North | Notifier |  | Heat Detector |  |  |  | Module | TRUE | FST-951 w/B300-6 | ++ | Low-profile 135°F fixed thermal sensor. FlashScan only. | 1 | 0.0002 | 0.0045 |  |  |  |  | FALSE | TRUE | FLUSH |  | 4" SQ. DEEP | 3 "O" PLASTER RING | #FFFF0000 | FA-NFPA 170 HEAT DETECTOR | 1 | FALSE | FALSE | FALSE | 1403 |  |  | 7272-0028:0206 | [10 empty] | FALSE | [7 empty] | THOR\acont | 2024-09-08 17:27 | 20191121 AC Detector without base | [Honeywell, Notifier, System Sensor] [SLC MODULES SENSORS] [*] [#2 SHARED ADDR ¦ SENSORS] 2251B (C), 2251-COPTIR (C), 2251-COPTIR w/B200S-WH (C), 2251TB (C), 2251TMB (C), 5251B (C), 5251B-WP (C), 5251H (C), 5251RB (C), 5251RB-WP (C), 7251 (C), 7251DH (C) [Honeywell, Notifier, System Sensor] [SLC SENSORS] [*] [#4 TYPE ADDR ¦ SENSORS] 2251B (C), 2251-COPTIR (C), 2251-COPTIR w/B200S-WH (C), 2251TB (C), 2251TMB (C), 5251B (C), 5251B-WP (C), 5251H (C), 5251RB (C), 5251RB-WP (C), 7251 (C), 7251DH (C), DH200LP
12d9f7e8-6693-4206-93b8-6150772b4ab4 | NFPA 170 SMOKE DETECTOR |  |  | North | Firelite |  | Smoke Detector |  |  |  | Module | TRUE | CP355 w/B200SR-WH | + | Addressable ionization detector with B200SR Base *Discontinued | 1 | 0.0003 | 0.0065 |  |  |  |  | FALSE | TRUE |  |  |  |  | #FFFF0000 | FA-NFPA 170 SMOKE DETECTOR | 1 | FALSE | FALSE | FALSE | 1408 | [13 empty] | FALSE |  |  | I¦SB |  |  | DESKTOP-7SAL8M7\acont | 2019-02-19 12:25 | THOR\acont | 2024-09-08 17:27 | 20191121 AC Detector with base | [Firelite, System Sensor] [SLC MODULES SENSORS] [*] [#2 SHARED ADDR ¦ SENSORS] AD355 w/B200SR-LF-WH (C), AD355 w/B200SR-WH (C), AD355 w/B210LP (C), AD355 w/B224BI-WH (C), AD355 w/B224RB-WH (C), AD355 w/B501 (C), BEAM355 (C), BEAM355S (C), CP355 w/B200SR- [Firelite, System Sensor] [SLC SENSORS] [*] [#4 TYPE ADDR ¦ SENSORS] AD355 w/B200SR-LF-WH (C), AD355 w/B200SR-WH (C), AD355 w/B210LP (C), AD355 w/B224BI-WH (C), AD355 w/B224RB-WH (C), AD355 w/B501 (C), BEAM355 (C), BEAM355S (C), CP355 w/B200SR-WH (C), CP [Firelite] [AUX POWER] AD355 w/B200SR-WH (C), CP355 w/B200SR-WH (C), H355 w/B200SR (C), H355HT w/B200SR (C), H355R w/B200SR (C), H365 w/B200S-WH (C), H365HT w/B200S-WH (C), H365R w/B200S-WH (C), SD355 w/B200SR (C), SD355CO w/B200S-WH (C), SD355T w/B200SR
a806b76d-2f00-4e52-baec-6154d9cbb9ef |  |  |  | North | Hochiki |  | Cards & Components |  |  |  | Card | TRUE | FNV-IOI | + |  | 1 | 0.018 | 0.019 |  |  |  |  | TRUE | [5 empty] | #FFFFFFFF |  |  | FALSE | FALSE | FALSE | [20 empty] | DESKTOP-7SAL8M7\acont | 2019-11-04 16:54 | THOR\acont | 2024-10-09 10:48 | Cloned from Evax MX-SSC CLONED
dd1fce96-ca74-421d-b0db-615aced1fe77 | NFPA 170 HEAT DETECTOR |  |  | North | Hochiki |  | Heat Detector |  |  |  | Module | TRUE | DCD-190 w/HSC-4R - 4 WIRE RELAY BASE | DCD-190 w/HSC-4R - 4 WIRE RELAY BASE | HEAT DETECTOR w/ 4 WIRE RELAY BASE | 1 |  | 0.193 |  |  |  |  | TRUE | TRUE |  | *Refer to Install Sheet |  |  | #FFFF0000 | FA-NFPA 170 HEAT DETECTOR | 1 | FALSE | FALSE | FALSE | 1403 | [16 empty] | R |  |  | DESKTOP-0D6CQVA\lousc | 2019-10-12 07:53 | THOR\acont | 2024-09-08 17:27 | Cloned from Hochiki DCD-135 w/HSC-4R - 4 WIRE RELAY BASE | [Hochiki] [IDC] 01 [IDC] DCD-135 w/HSC-220L LATCHING LED BASE (C), DCD-135 w/HSC-220R - 2 WIRE RELAY BASE (C), DCD-135 w/HSC-221L LATCHING LED BASE (C), DCD-135 w/HSC-221R - 2 WIRE RELAY BASE (C), DCD-135 w/HSC-224L LATCHING LED BASE (C), DCD-135 w
75848ae3-2165-4027-865e-615c1d843f15 | NFPA 170 SMOKE DETECTOR |  |  | North | System Sensor |  | Smoke Detector |  |  |  | Module | TRUE | 1451DHHT | ++ | Replacement ionization high temp head for the DH400ACDCIHT | 1 | [6 empty] | FALSE | TRUE |  |  |  |  | #FFFF0000 | FA-NFPA 170 SMOKE DETECTOR | 1 | FALSE | FALSE | FALSE | 1408 | [13 empty] | FALSE | [7 empty] | THOR\acont | 2024-09-08 17:27 | 20191121 AC Detector without base | [Chemtronics, Firelite, MIRCOM, Notifier, System Sensor] [IDC] 01 [*] [IDC 2-WIRE ++] 1151 (C), 1151EIS (C), 1400 (C), 1451 (C), 1451DH (C), 1451DHHT (C), 2100AT (C), 2100S (C), 2100TR (C), 2100TS (C), 2151 w/B110LP (C), 2151 w/B116LP (C), 2151 w/B401 (C
733c76dc-a650-430c-b8ea-615d78424ebe | NFPA 170 STROBE CEILING |  |  | North | Potter |  | Strobe |  |  |  | Module | TRUE | CCS-24GR |  | Strobe, Ceiling, Red, Green | 1 | 0 | 0.147 |  |  |  |  | FALSE | TRUE |  |  |  |  | #FF0070C0 | FA-NFPA 170 STROBE CEILING | 1 | FALSE | FALSE | FALSE | 2022 |  |  | 7135-0328:0211 | [10 empty] | FALSE |  |  | C |  |  |  |  | THOR\acont | 2024-09-08 17:27 |  | [Potter] [NAC] [UL MAX, HIGH DB] CCS-24AR (C), CCS-24AW (C), CCS-24BR (C), CCS-24BW (C), CCS-24GR (C), CCS-24GW (C)
340cfd0e-d027-4285-998d-615fdb5dfcef | NFPA 170 HORN |  |  | North | Edwards |  | Horn |  |  |  | Module | TRUE | G4ARN |  | Wall horn, red, no marking | 1 | [6 empty] | FALSE |  | GRSW-10 |  |  |  | #FF0070C0 | FA-NFPA 170 HORN | 1 | FALSE | FALSE | FALSE | 2010 | [13 empty] | FALSE | [5 empty] | DESKTOP-7SAL8M7\acont | 2019-08-29 12:20 | THOR\acont | 2024-09-08 17:27 |  | [Edwards, Kidde] [NAC] [VFWR, HIGH DB] EG4ARF, EG4ARF-FR, EG4ARF-SP, EG4ARN, EG4AWF, EG4AWF-FR, EG4AWF-SP, EG4AWN, G4ARF, G4ARF-FR, G4ARF-SP, G4ARN, G4AWF, G4AWF-FR, G4AWF-SP, G4AWN [Edwards, Kidde] [NAC] [VFWR, LOW DB] EG4ARF, EG4ARF-FR, EG4ARF-SP, EG4ARN, EG4AWF, EG4AWF-FR, EG4AWF-SP, EG4AWN, G4ARF, G4ARF-FR, G4ARF-SP, G4ARN, G4AWF, G4AWF-FR, G4AWF-SP, G4AWN [Edwards, Kidde] [NAC] [VDC, LOW DB] EG4ARF, EG4ARF-FR, EG4ARF-SP, EG4ARN, EG4AWF, EG4AWF-FR, EG4AWF-SP, EG4AWN, G4ARF, G4ARF-FR, G4ARF-SP, G4ARN, G4AWF, G4AWF-FR, G4AWF-SP, G4AWN [Edwards, Kidde] [NAC] [VDC, HIGH DB] EG4ARF, EG4ARF-FR, EG4ARF-SP, EG4ARN, EG4AWF, EG4AWF-FR, EG4AWF-SP, EG4AWN, G4ARF, G4ARF-FR, G4ARF-SP, G4ARN, G4AWF, G4AWF-FR, G4AWF-SP, G4AWN
1e70b756-2317-4eb7-b42c-61620e62f899 | Hood System |  |  | North | Silent Knight |  | Miscellaneous |  |  |  | Module | TRUE | Hood Zone |  | Hood System CONVENTIONAL | 1 | [6 empty] | FALSE | [5 empty] | #FFFF0000 | FA-Hood System | 1 | FALSE | FALSE | FALSE | [14 empty] | FALSE | [7 empty] | THOR\acont | 2024-09-08 17:27 |  | [Silent Knight] [IDC] 04 Hood Zone, PS-DA, PS-SA, PS-SATK [Edwards, Silent Knight] [IDC] 01 284B-PL (C), Hood Zone, PS-DA, PS-SA, PS-SATK
c46bd7ec-acb2-4ced-9f90-61646d56e34a |  |  |  | North | Siemens | [5 empty] | Module | TRUE | NRC | S54430-A2-A1 | 2nd GENERATION NETWORK RING CARD | 1 | [12 empty] | #FFFFFFFF |  |  | FALSE | FALSE | FALSE | [20 empty] | DESKTOP-7SAL8M7\acont | 2019-08-13 09:04 | THOR\acont | 2024-10-09 10:48
24a2da9e-080a-46e3-be28-616aec44850f |  |  |  | North | Bosch | [5 empty] | Module | TRUE | NDA-8000-PIPW-RO | * | ***(Ross) Pendant Interface Plate, Outdoor | 1 | [12 empty] | #FFFFFFFF |  |  | FALSE | FALSE | FALSE | [20 empty] | DESKTOP-7EIEB7A\acont | 2021-08-13 06:25 | THOR\acont | 2024-10-09 10:48
ea488760-436b-4bbc-8b26-6170ccd233ce | NFPA 170 SMOKE DETECTOR |  |  | North | MIRCOM |  | Smoke Detector |  |  |  | Module | TRUE | MIX-2251TMB w/B210LP | + | Intelligent AcclimateTM Multicriteria Smoke Sensor, Standard Base | 1 | 0.0003 | 0.0065 |  |  |  |  | FALSE | TRUE |  |  |  |  | #FFFF0000 | FA-NFPA 170 SMOKE DETECTOR | 1 | FALSE | FALSE | FALSE | 1408 | [13 empty] | FALSE |  |  | MC |  |  | DESKTOP-7SAL8M7\acont | 2019-04-12 12:55 | THOR\acont | 2024-09-08 17:27 | 20191121 AC Detector with base | [MIRCOM] [SLC SENSORS] [*] [#4 TYPE ADDR ¦ SENSORS] DNR w/MIX-2251BR (C), DNR w/MIX-2351RAP (C), MIX-1251AP w/B200SR-LF-WH (C), MIX-1251AP w/B200SR-WH (C), MIX-1251AP w/B210LP (C), MIX-1251AP w/B224RB-WH (C), MIX-1251AP w/B501 (C), MIX-1251B w/B200SR-LF- [MIRCOM] [SLC MODULES SENSORS] [*] [#2 SHARED ADDR ¦ SENSORS] DNR w/MIX-2251BR (C), DNR w/MIX-2351RAP (C), MIX-1251AP w/B200SR-LF-WH (C), MIX-1251AP w/B200SR-WH (C), MIX-1251AP w/B210LP (C), MIX-1251AP w/B224RB-WH (C), MIX-1251AP w/B501 (C), MIX-1251B w/
312fab2e-9c4d-4e7d-a4c1-6177d7b08c79 | NFPA 170 REMOTE EVACUATION AMPLIFIER CABINET |  |  | North | Silent Knight |  | Cards & Components |  |  |  | Card | TRUE | EVS-VCM | + | Voice Control Module | 1 | 0.06 | 0.08 |  |  |  |  | FALSE | [5 empty] | #FFFF0000 | FA-NFPA 170 REMOTE EVACUATION AMPLIFIER CABINET | 1 | FALSE | FALSE | FALSE | 301 | [13 empty] | FALSE | [5 empty] | DESKTOP-7EIEB7A\acont | 2022-12-29 11:03 | THOR\acont | 2024-09-08 17:27 | Cloned from Silent Knight EVS-LOC |  | [Farenhyt, Silent Knight] ECS-VCM, EVS-VCM
34517b7b-ef74-46ca-87b8-617b93b0cd58 |  |  |  | North | Autocall |  | Cards & Components |  |  |  | Card | TRUE | OBSOLETE | ++ | CPU Assembly | 1 | 0.391 | 0.545 | 8 |  |  |  | TRUE | [5 empty] | #FFFFFFFF |  |  | FALSE | FALSE | FALSE | [20 empty] | DESKTOP-7SAL8M7\acont | 2020-03-10 08:28 | THOR\acont | 2024-10-09 10:48 | Cloned from AutoCall A010-9402 CPU |  | [Autocall] A010-9421 Main Board, OBSOLETE
d1addf4b-0e79-48df-8cc6-617ed7920a44 |  |  |  | North | Siemens |  | Cards & Components |  |  |  | Card | TRUE | FS-DB |  | DISPLAY BOARD | 1 | [6 empty] | TRUE | [5 empty] | #FFFFFFFF |  |  | FALSE | FALSE | FALSE | [20 empty] | AULAPTOP-PC\Aulaptop | 2019-05-19 10:03 | THOR\acont | 2024-10-09 10:48 | Cloned from Siemens New Part
c822ea6a-e17d-403e-a498-618032548407 | NFPA 170 STROBE WALL |  |  | North | System Sensor |  | Strobe |  |  |  | Module | TRUE | SRL w/ WAV-RL | + | Strobe, Red | 1 | 0 | 0.043 |  |  |  |  | FALSE | [5 empty] | #FF0070C0 | FA-NFPA 170 STROBE WALL | 1 | FALSE | FALSE | FALSE | 2023 | [13 empty] | FALSE | [5 empty] | DESKTOP-7SAL8M7\acont | 2020-09-14 15:53 | THOR\acont | 2024-09-08 17:27 | Cloned from System Sensor SRL | [BluePoint, System Sensor] [NAC] [VFWR] BP04-101LP, BP04-111LP, BP04-A101LP, BP04-A111LP, SGRL, SGWL, SPSRL, SPSRL-P, SPSRL-SP, SPSWL, SPSWL-ALERT, SPSWL-CLR-ALERT, SPSWL-P, SRL, SRL w/ WAV-RL, SRL-P, SRL-SP, SWL, SWL w/ WAV-WL, SWL-ALERT, SWL-CLR-ALERT, [BluePoint, System Sensor] [NAC] [VDC] BP04-101LP, BP04-111LP, BP04-A101LP, BP04-A111LP, SGRL, SGWL, SPSRL, SPSRL-P, SPSRL-SP, SPSWL, SPSWL-ALERT, SPSWL-CLR-ALERT, SPSWL-P, SRL, SRL w/ WAV-RL, SRL-P, SRL-SP, SWL, SWL w/ WAV-WL, SWL-ALERT, SWL-CLR-ALERT, [Farenhyt, Firelite, Gamewell FCI, Notifier, Silent Knight, System Sensor] [SWIFT MESH DEVICES] 01 HRL-LF w/ WAV-RL, HWL-LF w/ WAV-WL, P2RL w/WAV-RL, P2RLED w/WAV-RL, P2RL-LF w/ WAV-RL, P2WL w/ WAV-WL, P2WLED w/ WAV-WL, P2WL-LF w/ WAV-WL, SRL w/ WAV-RL,
bf78ffe4-b7c0-4f9f-8c97-618323c35447 | NFPA 170 FIRE ALARM CONTROL UNIT | RISER FACU |  | North | Ampac |  | Fire Alarm Control Unit |  |  |  | Assembly | TRUE | 8651-0113 |  | FireFinderPLUS 1 Loop 5A - SP8X Cabinet | 1 | [6 empty] | TRUE | [5 empty] | #FFFF0000 | FA-NFPA 170 FIRE ALARM CONTROL UNIT | 1 | FALSE | FALSE | [21 empty] | XPS-17-9710\August | 2024-11-06 05:11 | XPS-17-9710\August | 2024-11-06 05:17 | Cloned from Ampac 8651-0110
4513a556-49fa-4475-aa9c-618f1a80ffd5 | NFPA 170 SMOKE DETECTOR |  |  | North | Potter |  | Smoke Detector |  |  |  | Module | TRUE | PAD200-PD w/PAD100-6DB | + | Photoelectric Smoke Detector with 6" Standard Base | 1 | 0.0003 | 0.0003 |  |  |  |  | FALSE | TRUE |  |  |  |  | #FFFF0000 | FA-NFPA 170 SMOKE DETECTOR | 1 | FALSE | FALSE | FALSE | 1408 | [13 empty] | FALSE |  |  | 6DB |  |  | DESKTOP-7EIEB7A\acont | 2021-09-01 13:28 | THOR\acont | 2024-09-08 17:27 | Cloned from Potter PAD100-PD w/PAD100-6DB | [Potter] [SLC PAD] [*] [#2 SHARED ADDR ¦ SENSORS] PAD100-CD w/PAD100-4DB, PAD100-CD w/PAD100-6DB, PAD100-CD w/PAD100-IB, PAD100-CD w/PAD100-LFSB, PAD100-CD w/PAD100-RB, PAD100-CD w/PAD100-SB, PAD100-CD w/PAD100-SPKB, PAD100-DUCT (C), PAD100-DUCTR (C), PA
36639692-3023-47d8-94e2-618f7e56e219 | NFPA 170 FIRE ALARM CONTROL UNIT | RISER FACP |  | North | Edwards |  | Fire Alarm Control Unit |  |  |  | Assembly | TRUE | iO64G-2-PG |  | FACP, 1 Loop, 64pt, 2 Cl B NACs, gray, 230v, Portuguese | 1 | [6 empty] | FALSE | [5 empty] | #FFFF0000 | FA-NFPA 170 FIRE ALARM CONTROL UNIT | 1 | FALSE | FALSE | FALSE | 202 | [8 empty] | 7,12,18,26 |  | 10 |  |  | TRUE | [7 empty] | THOR\acont | 2024-09-08 17:27
7e30fe0f-474f-4318-be18-619837ed8253 | NFPA 170 DOCUMENT BOX |  |  | North | Gamewell FCI |  | Miscellaneous |  |  |  | Assembly | TRUE | FAD | Accessories | Fire Alarm Documents Cabinet | 1 | 0 | 0 |  |  |  |  | TRUE |  | Surface Mounted |  | 12” W x 13” H x 2 1/4” D (30.48 W x 33.02 H x 5.71 D cm) |  | #FFFF0000 | FA-NFPA 170 DOCUMENT BOX | 1 | FALSE | FALSE | FALSE | [20 empty] | THOR\acont | 2024-12-26 09:45 |  |  | Cloned from Honeywell FAD
88e493bb-1407-457a-a464-619b161e7eb8 | NFPA 170 STROBE CEILING |  |  | North | Simplex |  | Strobe |  |  |  | Module | TRUE | 4906-9204 | + | Multi-Candela Addressable Strobe; Ceiling Mount, White | 1 | 0 | 0 |  |  |  |  | TRUE | TRUE |  |  |  |  | #FF0070C0 | FA-NFPA 170 STROBE CEILING | 1 | FALSE | FALSE | FALSE | 2022 | [16 empty] | C |  |  | DESKTOP-7EIEB7A\acont | 2022-03-07 09:59 | THOR\acont | 2024-09-08 17:27 | Cloned from Autocall A4906-9204 | [Autocall, Simplex] [IDNac] [23 VDC RMS] 4906-9202 (C), 4906-9204 (C), A4906-9202 (C), A4906-9204 (C)
b2788542-3eef-43e1-bc23-61a1f23f6208 | NFPA 170 ADDRESSABLE INPUT MONITOR MODULE |  |  | North | MIRCOM |  | Addressable Module |  |  |  | Module | TRUE | MIX-M502M | + | Zone Interface Module | 1 | 0.0003 | 0.0003 |  |  |  |  | FALSE | [5 empty] | #FFFF0000 | FA-NFPA 170 ADDRESSABLE INPUT MONITOR MODULE | 1 | FALSE | FALSE | FALSE | 1000 | [13 empty] | FALSE | [7 empty] | THOR\acont | 2024-09-08 17:27 |  | [MIRCOM] [SLC MODULES SENSORS] [*] [#1 SHARED ADDR ¦ MODULES] CR-6, CZ-6, IM-10, MIX-100P, MIX-100R, MIX-100S, MIX-100X, MIX-101P, MIX-4040, MIX-4040M, MIX-4041, MIX-4045, MIX-4045-M, MIX-4046, MIX-M500DM, MIX-M500DMAP, MIX-M500FP, MIX-M500M, MIX-M500MAP [MIRCOM, Monaco Enterprises, System Sensor] [AUX POWER] 729-144-00, ALC-198S, M502M, MIX-M502M, MIX-M502MAP [MIRCOM] [SLC MODULES] [*] [#3 TYPE ADDR ¦ MODULES] CR-6, CZ-6, IM-10, MIX-100P, MIX-100R, MIX-100S, MIX-101P, MIX-4040, MIX-4040M, MIX-4041, MIX-4045, MIX-4045-M, MIX-4046, MIX-M500DM, MIX-M500DMAP, MIX-M500FP, MIX-M500M, MIX-M500MAP, MIX-M500R, MIX-M50 | [MIRCOM] MIX-100P, MIX-101P, MIX-M502M, MIX-M502MAP [MIRCOM, Monaco Enterprises, System Sensor] 729-144-00, M502M, MIX-M502M, MIX-M502MAP
393f9e53-2b08-4ded-82db-61a579884876 |  |  |  | North | Bosch | [5 empty] | Module | TRUE | D101-SO | * | ***(SOFTWARE HOUSE INTERNATIONAL)Lock & Key Set, Standard | 1 | [12 empty] | #FFFFFFFF |  |  | FALSE | FALSE | FALSE | [20 empty] | DESKTOP-7EIEB7A\acont | 2021-08-13 06:25 | THOR\acont | 2024-10-09 10:48
4b7a7826-130e-4401-a061-61aba19d07b3 | NFPA 170 HORN STROBE CEILING |  |  | North | System Sensor |  | Horn/Strobe |  |  |  | Module | TRUE | PC2RLED | ++ | 2-Wire, Horn Strobe, Ceiling, Red | 1 | 0 | 0.071 |  |  |  |  | FALSE | TRUE |  |  |  |  | #FF0070C0 | FA-NFPA 170 HORN STROBE CEILING | 1 | FALSE | FALSE | FALSE | 2013 | [13 empty] | FALSE |  |  | C |  |  | DESKTOP-QGO6JOK\acont | 2023-10-19 06:27 | THOR\acont | 2024-09-08 17:27 | Cloned from System Sensor PC2RL | [System Sensor] [NAC] [24VDC, TEMPORAL LOW] PC2RKLED (C), PC2RKLED-B (C), PC2RKLED-P (C), PC2RLED (C), PC2RLED-B (C), PC2WKLED (C), PC2WKLED-B (C), PC2WKLED-P (C), PC2WLED (C), PC2WLED-B (C) [System Sensor] [NAC] [24VDC, TEMPORAL HIGH] PC2RKLED (C), PC2RKLED-B (C), PC2RKLED-P (C), PC2RLED (C), PC2RLED-B (C), PC2WKLED (C), PC2WKLED-B (C), PC2WKLED-P (C), PC2WLED (C), PC2WLED-B (C)
afa77e95-ff19-43ee-a315-61acc8299c1d | CADGEN GLASS BREAK |  |  | North | ADI |  | Glass Break Detector |  |  |  | Module | TRUE | CK-FG730 | 100088357 | GLASS-BREAK DETECTOR, 30' RANGE, HW | 1 | 0.025 | 0.025 |  |  |  |  | TRUE | [5 empty] | #FFFF0000 | FA-CADGEN GLASS BREAK | 1 | FALSE | FALSE | FALSE | [20 empty] | DESKTOP-7SAL8M7\acont | 2019-07-09 05:01 | THOR\acont | 2024-09-08 17:27 | Cloned from NASCOM N1178CGSHK/STO36W1 | [ADI] [ACCESS CONTROL INPUT] [INPUT] CK-FG730 [ADI] [IDC] 01 [INPUT] CK-FG730 [ADI] [AUX POWER] [*] [AUX] CK-FG730
d09256f9-6e2e-49ae-9b65-61b0642d2dcd | NFPA 170 SPEAKER STROBE |  |  | North | Eaton Wheelock |  | Speaker/Strobe |  |  |  | Module | TRUE | ELSPSTW-N | + | WALL SPEAKER STROBE, WHITE, NONE | 1 | [6 empty] | TRUE | [5 empty] | #FF0070C0 | FA-NFPA 170 SPEAKER STROBE | 1 | FALSE | FALSE | FALSE | 2020 | [19 empty] | DESKTOP-7EIEB7A\acont | 2021-04-29 07:55 | THOR\acont | 2024-09-08 17:27 | Cloned from Eaton Wheelock ELSPSTW-AL | [Concealite, Eaton Wheelock] [AUDIO 70.7v] [70V AUDIO] ELSPKR, ELSPKR-AL, ELSPKRC (C), ELSPKRC-AL (C), ELSPKRC-N (C), ELSPKR-N, ELSPKW, ELSPKW-AL, ELSPKWC (C), ELSPKWC-AL (C), ELSPKWC-N (C), ELSPKW-N, ELSPSTR, ELSPSTR-AL, ELSPSTRC (C), ELSPSTRC-AL (C), E [Eaton Wheelock] [NAC] [24VFWR] ELSPSTR, ELSPSTR-AL, ELSPSTR-M, ELSPSTR-N, ELSPSTW, ELSPSTW-AL, ELSPSTW-M, ELSPSTW-N [Eaton Wheelock] [NAC] [24VDC] ELSPSTR, ELSPSTR-AL, ELSPSTR-M, ELSPSTR-N, ELSPSTW, ELSPSTW-AL, ELSPSTW-M, ELSPSTW-N [Concealite, Eaton Wheelock] [AUDIO 25v] [25V AUDIO] ELSPKR, ELSPKR-AL, ELSPKRC (C), ELSPKRC-AL (C), ELSPKRC-N (C), ELSPKR-N, ELSPKW, ELSPKW-AL, ELSPKWC (C), ELSPKWC-AL (C), ELSPKWC-N (C), ELSPKW-N, ELSPSTR, ELSPSTR-AL, ELSPSTRC (C), ELSPSTRC-AL (C), ELS
f79b7a67-923c-45ef-a2e7-61c088c5d146 | NFPA 170 WIRELESS CONTROL UNIT |  |  | North | Firelite |  | Wireless Control Unit |  |  |  | Module | TRUE | WAV-CWL | + | Wireless AV base, ceiling, white | 1 | [6 empty] | FALSE | [5 empty] | #FFFF0000 | FA-NFPA 170 WIRELESS CONTROL UNIT | 1 | FALSE | FALSE | FALSE | [14 empty] | FALSE |  |  | WAV-CWL |  |  | DESKTOP-7SAL8M7\acont | 2019-01-29 08:03 | THOR\acont | 2024-09-08 17:27 | Cloned from Firelite WAV-CRL | [Firelite] [SLC MODULES SENSORS] [*] [#1 SHARED ADDR ¦ MODULES] BG-12LX, BG-12LXSP, CDRM-300, CMF-300, CMF-300-6, CRF-300, CRF-300-6, MDF-300, MMF-300, MMF-300-10, MMF-301, MMF-302, MMF-302-6, WAV-CRL, WAV-CWL, WAV-RL, WAV-WL, W-BG12LX, W-CRF, W-DIS-D, W [Farenhyt, Firelite, Gamewell FCI, Notifier, Silent Knight, System Sensor] [SWIFT MESH DEVICES] 01 HRL-LF w/ WAV-RL, HWL-LF w/ WAV-WL, P2RL w/WAV-RL, P2RLED w/WAV-RL, P2RL-LF w/ WAV-RL, P2WL w/ WAV-WL, P2WLED w/ WAV-WL, P2WL-LF w/ WAV-WL, SRL w/ WAV-RL, [Firelite] [SLC MODULES] [*] [#3 TYPE ADDR ¦ MODULES] BG-12LX, BG-12LXSP, CDRM-300, CMF-300, CMF-300-6, CRF-300, CRF-300-6, MDF-300, MMF-300, MMF-300-10, MMF-301, MMF-302, MMF-302-6, WAV-CRL, WAV-CWL, WAV-RL, WAV-WL, W-BG12LX, W-CRF, W-GATE, W-MMF, W-SYN [Farenhyt, Firelite, Gamewell FCI, Notifier, Silent Knight] [SWIFT MESH DEVICES] 03 WAV-CRL, WAV-CWL, WAV-RL, WAV-WL | [Farenhyt, Firelite, Gamewell FCI, Notifier, Silent Knight] WAV-CRL, WAV-CWL, WAV-RL, WAV-WL
d35cd1a1-f962-4a2d-ba41-61c493d25e18 |  |  |  | North | Kidde |  | Cards & Components |  |  |  | Card | TRUE | ANS100MDG |  | OBSOLETE - 100W Audio Notification Panel, Gray | 1 | [6 empty] | TRUE | [5 empty] | #FFFFFFFF |  |  | FALSE | FALSE | FALSE | [14 empty] | FALSE | [5 empty] | DESKTOP-7SAL8M7\acont | 2020-01-02 07:13 | THOR\acont | 2024-10-09 10:48 | Cloned from Edwards ANS100MDG
7351f7ed-cf10-4c14-8b4e-61d006b95200 | NFPA 170 DOOR HOLDER |  |  | North | RSG |  | Door Holder |  |  |  | Module | TRUE | DH(1224)SPC |  | Door Holder, Surface Mount, Chrome | 1 | 0.04 | 0.04 |  |  |  |  | TRUE | [5 empty] | #FFFF0000 | FA-NFPA 170 DOOR HOLDER | 1 | FALSE | FALSE | FALSE | 2500 | [19 empty] | DESKTOP-7SAL8M7\acont | 2019-04-02 09:10 | THOR\acont | 2024-09-08 17:27 |  | [ASSA ABLOY, Bosch, Hochiki, N/A, Notifier, Potter, Rixson, RSG, Silent Knight, System Sensor] [AUX POWER] [DOOR RELEASE] 7200, ADI_K7-998TRI689, D370, D370C, DH Series, DH(1224)FPC, DH(1224)GPC, DH(1224)RPC, DH(1224)SPC, DH(24120)FPC, DH(24120)GPC, DH(2 [RSG] [AUX POWER] [*] DH(1224)FPC, DH(1224)GPC, DH(1224)RPC, DH(1224)SPC, DH(24120)FPC, DH(24120)GPC, DH(24120)GPC2, DH(24120)RPC, DH(24120)SPC [Bosch, Generic, Hochiki, N/A, Notifier, Potter, Rixson, RSG, Silent Knight, System Sensor] [RELAY] [DOOR RELEASE] 110VAC DOOR HOLDER, ADI_K7-998TRI689, D370, D370C, DH Series, DH(1224)FPC, DH(1224)GPC, DH(1224)RPC, DH(1224)SPC, DH(24120)FPC, DH(24120)GP [Bosch, Hochiki, N/A, Notifier, Potter, Rixson, RSG, Silent Knight, System Sensor] [AUX POWER] [DOOR RELEASE] ADI_K7-998TRI689, D370, D370C, DH Series, DH(1224)FPC, DH(1224)GPC, DH(1224)RPC, DH(1224)SPC, DH(24120)FPC, DH(24120)GPC, DH(24120)GPC2, DH(2412
d8aabc1e-1b41-42fd-8320-61d4f778059c | NFPA 170 HEAT DETECTOR |  |  | North | Siemens |  | Heat Detector |  |  |  | Module | TRUE | FDT421 w/DB-11 BASE |  | Thermal Heat Detector | 1 | 0.00028 | 0.00028 |  |  |  |  | FALSE | [5 empty] | #FFFF0000 | FA-NFPA 170 HEAT DETECTOR | 1 | FALSE | FALSE | FALSE | 1403 | [13 empty] | FALSE | [7 empty] | THOR\acont | 2024-09-08 17:27 | 20191121 AC Detector with base | [Siemens] [SLC MODULES SENSORS] [*] [#2 SHARED ADDR ¦ SENSORS] FDBZ492 w/OP921 (C), FDBZ492-HR w/FDO421 (C), FDBZ492-HR w/OP921 (C), FDO421 (C), FDO421 w/DB-11 BASE (C), FDOT421 w/DB-11 BASE (C), FDOT421 w/DB2-HR BASE (C), FDT421 w/DB-11 BASE, FP-11 w/DB
85cbd62f-82c4-4e8c-a71f-61e0d52e2c47 | NFPA 170 FIRE ALARM TERMINAL CABINET | RISER FATC |  | North | Space Age Electronics |  | Terminal Cabinet |  |  |  | Assembly | TRUE | ACE3048 | Accessories | 30”x48”x8” Accessory Cabinet Enclosure, Black | 1 | 0 | 0 |  |  |  |  | TRUE |  | Surface Mounted |  |  |  | #FFFF0000 | FA-NFPA 170 FIRE ALARM TERMINAL CABINET | 1 | FALSE | FALSE | FALSE | 205 | [19 empty] | DESKTOP-7SAL8M7\acont | 2020-09-14 15:28 | THOR\acont | 2024-09-08 17:27 | Cloned from Space Age Electronics ACE3036
e289eb8e-e285-48da-90b7-61e4c4e85e6b | NFPA 170 SPEAKER STROBE |  |  | North | Potter |  | Speaker/Strobe |  |  |  | Module | TRUE | SPKSTR-24WLPPW |  | Low Profile Speaker/Strobe, Wall, Plain White | 1 | 0 | 0.18 |  |  |  |  | FALSE | [5 empty] | #FF0070C0 | FA-NFPA 170 SPEAKER STROBE | 1 | FALSE | FALSE | FALSE | 2019 | [13 empty] | FALSE | [7 empty] | THOR\acont | 2024-09-08 17:27 |  | [Gentex, Hochiki, Potter] [AUDIO 25v] [25V AUDIO] CSPKSTR-24AR (C), CSPKSTR-24AW (C), CSPKSTR-24BR (C), CSPKSTR-24BW (C), CSPKSTR-24GR (C), CSPKSTR-24GW (C), CSPKSTR-24RR (C), CSPKSTR-24RW (C), FASPKR-R (C), FASPKR-W (C), FASPKR-WR, FASPKR-WW, FASPK-WPR, [Potter] [NAC] [UL MAX] SPKSTR-24WLPPR, SPKSTR-24WLPPW, SPKSTR-24WLPR, SPKSTR-24WLPW [Gentex, Hochiki, Potter] [AUDIO 70.7v] [70V AUDIO] CSPKSTR-24AR (C), CSPKSTR-24AW (C), CSPKSTR-24BR (C), CSPKSTR-24BW (C), CSPKSTR-24GR (C), CSPKSTR-24GW (C), CSPKSTR-24RR (C), CSPKSTR-24RW (C), FASPKR-R (C), FASPKR-W (C), FASPKR-WR, FASPKR-WW, FASPK-WP
a6aa0c2c-68f2-4389-947c-61e752164be3 | NFPA 170 SMOKE DETECTOR |  |  | North | Notifier |  | Smoke Detector |  |  |  | Module | TRUE | FSD-751PL w/B224RB | ++ | DETECTOR, SMOKE, ADDRESSABLE PHOTO w/RELAY BASE | 1 | 0.0003 | 0.0003 |  |  |  |  | FALSE | TRUE |  |  |  |  | #FFFF0000 | FA-NFPA 170 SMOKE DETECTOR | 1 | FALSE | FALSE | FALSE | 1408 | [13 empty] | FALSE | [7 empty] | THOR\acont | 2024-09-08 17:27 | 20191121 AC Detector with base | [Honeywell, Notifier, System Sensor] [SLC SENSORS] [*] [#4 TYPE ADDR ¦ SENSORS] 2251B (C), 2251-COPTIR (C), 2251-COPTIR w/B200S-WH (C), 2251TB (C), 2251TMB (C), 5251B (C), 5251B-WP (C), 5251H (C), 5251RB (C), 5251RB-WP (C), 7251 (C), 7251DH (C), DH200LP [Honeywell, Notifier, System Sensor] [SLC MODULES SENSORS] [*] [#2 SHARED ADDR ¦ SENSORS] 2251B (C), 2251-COPTIR (C), 2251-COPTIR w/B200S-WH (C), 2251TB (C), 2251TMB (C), 5251B (C), 5251B-WP (C), 5251H (C), 5251RB (C), 5251RB-WP (C), 7251 (C), 7251DH (C)
186866f3-d34d-4838-99e0-61eab6e7eec0 | NFPA 170 FIRE ALARM CONTROL UNIT | RISER FACP |  | North | Monaco Enterprises |  | Fire Alarm Control Unit |  |  |  | Assembly | TRUE | 227-866-xx |  | MAAP(+) Point Reporting, flush mount (same as 227-856-xx except for mount), Specify Frequency | 1 | [12 empty] | #FFFF0000 | FA-NFPA 170 FIRE ALARM CONTROL UNIT | 1 | FALSE | FALSE | FALSE | 202 | [13 empty] | TRUE | [5 empty] | AULAPTOP-PC\Aulaptop | 2019-04-20 02:23 | THOR\acont | 2024-09-08 17:27
4eb9544f-4830-47ce-82c3-61f19a16ffd7 |  |  |  | North | Notifier |  | Hardware |  |  |  | Hardware | TRUE | DR-D4B |  | Door assembly, solid door, four tiers, BLACK, 28.40 lbs. | 1 | [6 empty] | FALSE |  | SURFACE |  | PROVIDED ("WX"HX"D) | N/A | #FFFFFFFF |  |  | FALSE | FALSE | FALSE |  |  |  | 7165-0028:0224 | [10 empty] | FALSE | [5 empty] | DESKTOP-7EIEB7A\acont | 2021-04-01 15:01 | THOR\acont | 2024-10-09 10:48 | Cloned from Notifier DR-D4
33ec0481-386c-4165-a075-61f2b622e244 | NFPA 170 BATTERY CABINET |  |  | North | Autocall |  | Enclosure |  |  |  | Assembly | TRUE | A2081-9280 | + | 110 Ah Sealed Lead-Acid Batteries and Compatible Battery Cabinet (without charger), Red | 1 | 0 | 0 |  |  |  |  | TRUE | [5 empty] | #FFFF0000 | FA-NFPA 170 BATTERY CABINET | 1 | FALSE | FALSE | FALSE | 3000 | [19 empty] | DESKTOP-0D6CQVA\lousc | 2019-06-16 10:58 | THOR\acont | 2024-09-08 17:27
caf39b46-6bcc-493f-91e6-61f4ff6b6041 |  |  |  | North | Autocall |  | Hardware |  |  |  | Hardware | TRUE | A4905-9940 |  | Surface Mount Adapter Skirt, White; use to cover 1-1/2" (38 mm) deep surface mounted boxes | 1 | 0 | 0 |  |  |  |  | TRUE | [5 empty] | #FFFFFFFF |  |  | FALSE | FALSE | FALSE | [20 empty] | DESKTOP-0D6CQVA\lousc | 2019-07-05 09:40 | THOR\acont | 2024-10-09 10:48 | Cloned from AutoCall A4905-9937
6e0d562a-70e4-44bb-a4cd-61f5d527a95e | NFPA 170 HORN STROBE |  |  | North | Simplex |  | Horn/Strobe |  |  |  | Module | TRUE | 49MTV-APPLW | + | Audible/Visible Notification Appliances, Wall Mount Multi-Candela Horn/Strobe, Specify Cover | 1 | 0 | 0 |  |  |  |  | TRUE | [5 empty] | #FF0070C0 | FA-NFPA 170 HORN STROBE | 1 | FALSE | FALSE | FALSE | 2012 | [19 empty] | DESKTOP-7EIEB7A\acont | 2022-02-21 15:52 | THOR\acont | 2024-09-08 17:27 | Cloned from Autocall A49MTV-APPLW | [Autocall, Simplex] [IDNac] [23VDC, STEADY HIGH, 520 HZ] 49MTV-APPLW, A49MTV-APPLW
dfaaf072-b316-4a33-bbc9-61f852636fa5 |  |  |  | North | Farenhyt |  | Cards & Components |  |  |  | Card | TRUE | IDP-CONTROL-6 | ++ | Six Input Notification Module | 6 | 0.00225 | 0.00225 |  |  |  |  | TRUE | [5 empty] | #FFFFFFFF |  |  | FALSE | FALSE | FALSE | [14 empty] | FALSE | [5 empty] | DESKTOP-7EIEB7A\acont | 2023-02-27 07:10 | THOR\acont | 2024-10-09 10:48 | Cloned from Silent Knight SK-CONTROL-6 | [Farenhyt] [SLC IDP MODULES] [*] [#3 TYPE ADDR ¦ MODULES] CO1224TR w/ IDP-MINIMON, CO1224TR w/ IDP-MONITOR, Hood System/IDP-MINIMON, IDP-CONTROL, IDP-CONTROL-6, IDP-MINIMON, IDP-MON-10, IDP-MONITOR, IDP-MONITOR-2, IDP-PULL-DA, IDP-PULL-SA, IDP-RELAY, IDP [Farenhyt, Silent Knight] [SLC MODULES/SENSORS] [#4 SLC ++] IDP-CONTROL-6, IDP-MON-10, IDP-RELAY-6, IDP-ZONE-6, SK-CONTROL-6, SK-MON-10, SK-RELAY-6, SK-ZONE-6 [Farenhyt, Silent Knight] [SLC MODULES/SENSORS] [#6 SLC ++] IDP-CONTROL-6, IDP-MON-10, IDP-RELAY-6, IDP-ZONE-6, SK-CONTROL-6, SK-MON-10, SK-RELAY-6, SK-ZONE-6 [Farenhyt, Silent Knight] [SLC MODULES SENSORS] [*] [#1 SHARED ADDR ¦ MODULES] HFS-MM, Hood System/IDP-MINIMON, IDP-CONTROL, IDP-CONTROL-6, IDP-MINIMON, IDP-MON-10, IDP-MONITOR, IDP-MONITOR-2, IDP-PULL-DA, IDP-PULL-SA, IDP-RELAY, IDP-RELAY-6, IDP-RELAYMO [Farenhyt, Silent Knight] [SLC MODULES/SENSORS] [#2 SLC ++] IDP-ACCLIMATE (C), IDP-BEAM (C), IDP-CONTROL-6, IDP-MON-10, IDP-MONITOR-2, IDP-RELAY-6, IDP-RELAYMON-2, IDP-ZONE, IDP-ZONE-6, OSI-RI-SK (C), SK-ACCLIMATE (C), SK-BEAM (C), SK-CONTROL-6, SK-MON-1 [Farenhyt] [SLC SK MODULES] [#4 MODULES ++] IDP-CONTROL-6, IDP-MON-10, IDP-RELAY-6, IDP-ZONE-6 [Farenhyt, Silent Knight] [AUX POWER, NAC] [RISER INPUT ++] IDP-CONTROL-6, SK-CONTROL-6 [Farenhyt] [SLC SK MODULES] [#5 MODULES ++] IDP-CONTROL-6, IDP-MON-10, IDP-RELAY-6, IDP-ZONE-6 [Farenhyt, Silent Knight] [SLC MODULES/SENSORS] [#5 SLC ++] IDP-CONTROL-6, IDP-MON-10, IDP-RELAY-6, IDP-ZONE-6, SK-CONTROL-6, SK-MON-10, SK-RELAY-6, SK-ZONE-6 [Farenhyt] [SLC SK MODULES] [#3 MODULES ++] IDP-CONTROL-6, IDP-MON-10, IDP-RELAY-6, IDP-ZONE-6 [Farenhyt] [SLC SK MODULES] [#2 MODULES ++] IDP-CONTROL-6, IDP-MON-10, IDP-MONITOR-2, IDP-RELAY-6, IDP-RELAYMON-2, IDP-ZONE-6 [Farenhyt] [SLC SK MODULES] [#6 MODULES ++] IDP-CONTROL-6, IDP-MON-10, IDP-RELAY-6, IDP-ZONE-6 [Farenhyt, Silent Knight] [SLC MODULES/SENSORS] [#3 SLC ++] IDP-CONTROL-6, IDP-MON-10, IDP-RELAY-6, IDP-RELAYMON-2, IDP-ZONE-6, OSI-RI-SK (C), SK-CONTROL-6, SK-MON-10, SK-RELAY-6, SK-RELAYMON-2, SK-ZONE-6, W-DIS-D | [Farenhyt, Silent Knight] IDP-CONTROL-6, SK-CONTROL-6
727ec79c-4d89-4579-89f4-61f9465bbadb | NFPA 170 MANUAL PULL |  |  | North | DMP |  | Manual Station |  |  |  | Module | TRUE | 850S/711 | ++ | Dual-action pull station w/ addressable module | 1 | 0.0126 | 0.013 |  |  |  |  | FALSE | TRUE |  |  |  |  | #FFFF0000 | FA-NFPA 170 MANUAL PULL | 1 | FALSE | FALSE | FALSE | 1408 | [13 empty] | FALSE | [5 empty] | DESKTOP-7EIEB7A\acont | 2023-05-20 09:47 | THOR\acont | 2024-09-08 17:27 | Cloned from DMP 850D/711S | [DMP] [DMP LX BUS] [*] [LX BUS] 2W-BLX/10 (C), 2WT-BLX/10 (C), 850D/711 (C), 850D/711S (C), 850S/711 (C), 850S/711S (C)
537bf4ed-164f-4187-a67f-61fa60a39c1c | CADGEN MOTION DETECTOR WALL |  |  | North | Bosch |  | Motion Detector |  |  |  | Module | TRUE | ISC-CDL1-WA15G-CHI | ++ | Motion detector, anti-mask, 50ft (15m) | 1 | 0.015 | 0.035 |  |  | 12 |  | FALSE | [5 empty] | #FFFF0000 | FA-CADGEN MOTION DETECTOR WALL | 1 | FALSE | FALSE | FALSE | [14 empty] | FALSE | [5 empty] | DESKTOP-7EIEB7A\acont | 2022-07-26 11:22 | THOR\acont | 2024-09-08 17:27 | Cloned from Bosch ISC-CDL1-WA15G | [Bosch, Optex] [ACCESS CONTROL INPUT] [*] [INPUT] DS1101i, DS1102i, DS1103i, DS1108i, DS936 (C), DS9360 (C), DS936B (C), DS936-CHI (C), DS936-FRA (C), DS937 (C), DS9370 (C), DS9371 (C), DS939 (C), DS939-CHI (C), FX-360 (C), ISC-BDL2-W12G, ISC-BDL2-W12GE, [BluePoint, Bosch, Honeywell] [AUX POWER] [*] [12VDC ++] BP01-302, BP01-303, D125B, D185, DS1101i, DS1102i, DS1103i, DS1108i, DS936 (C), DS9360 (C), DS936B (C), DS936-CHI (C), DS936-FRA (C), DS937 (C), DS9370 (C), DS9371 (C), DS939 (C), DS939-CHI (C), EN [Bosch, Optex] [IDC] 01 [INPUT] DS1101i, DS1102i, DS1103i, DS1108i, DS936 (C), DS9360 (C), DS936B (C), DS936-CHI (C), DS936-FRA (C), DS937 (C), DS9370 (C), DS9371 (C), DS939 (C), DS939-CHI (C), FX-360 (C), ISC-BDL2-W12G, ISC-BDL2-W12GE, ISC-BDL2-W12HE, I
65fdee70-4a41-409c-b50d-61fd3548aae3 | NFPA 170 SURGE SUPPRESSOR |  |  | North | Ditek |  | Surge Supressor |  |  |  | Module | TRUE | DTK-TSS2 |  | FACP Surge Protector | 1 | [6 empty] | FALSE | [5 empty] | #FFFF0000 | FA-NFPA 170 SURGE SUPPRESSOR | 1 | FALSE | FALSE | FALSE | 6001 | [13 empty] | FALSE |  |  | 24v |  |  |  |  | THOR\acont | 2024-09-08 17:27
07b6e77d-e9c0-4733-9913-6200d6844e95 | NFPA 170 AREA OF REFUGE MASTER |  |  | North | Rath Area of Refuge |  | Area of Refuge Component |  |  |  | Assembly | TRUE | 2500-205FM |  | SmartRescue Base Station | 1 | [6 empty] | FALSE | [5 empty] | #FF00B050 | FA-NFPA 170 AREA OF REFUGE MASTER | 1 | FALSE | FALSE | FALSE | 4000 | [13 empty] | FALSE | [5 empty] | DESKTOP-7SAL8M7\acont | 2020-09-14 14:37 | THOR\acont | 2024-09-08 17:27 | Cloned from Rath Area of Refuge 2500-210B
e1a69e63-fae7-4162-84f7-6204e99ace72 |  |  |  | North | Edwards |  | Hardware |  |  |  | Hardware | TRUE | MN-GVPMM |  | HPSA Pole mount kit for MN-GVM Omni-directional HPSA | 1 | [6 empty] | FALSE | [5 empty] | #FFFFFFFF |  |  | FALSE | FALSE | FALSE | [14 empty] | FALSE | [7 empty] | THOR\acont | 2024-10-09 10:48
7a983758-30ab-4a0d-a60d-62055932d5b8 | NFPA 170 DOOR HOLDER |  |  | North | Hochiki |  | Door Holder |  |  |  | Module | TRUE | DH24120GB1 |  | RSG Door Holder, Ground Mount, Brass Finish, Single Coil, 24V | 1 | 0.02 | [5 empty] | FALSE |  | GROUND | *Refer to Install Sheet | SINGLE GANG | 1-GANG | #FFFF0000 | FA-NFPA 170 DOOR HOLDER | 1 | FALSE | FALSE | FALSE | 2500 |  |  | 3550-0028:0210 | [10 empty] | FALSE | [5 empty] | DESKTOP-7SAL8M7\acont | 2019-12-02 11:11 | THOR\acont | 2024-09-08 17:27 | Cloned from Hochiki DH24120FPC CLONED CLONED CLONED CLONED | [ASSA ABLOY, Bosch, Hochiki, N/A, Notifier, Potter, Rixson, RSG, Silent Knight, System Sensor] [AUX POWER] [DOOR RELEASE] 7200, ADI_K7-998TRI689, D370, D370C, DH Series, DH(1224)FPC, DH(1224)GPC, DH(1224)RPC, DH(1224)SPC, DH(24120)FPC, DH(24120)GPC, DH(2 [Bosch, Hochiki, N/A, Notifier, Potter, Rixson, RSG, Silent Knight, System Sensor] [AUX POWER] [DOOR RELEASE] ADI_K7-998TRI689, D370, D370C, DH Series, DH(1224)FPC, DH(1224)GPC, DH(1224)RPC, DH(1224)SPC, DH(24120)FPC, DH(24120)GPC, DH(24120)GPC2, DH(2412 [Bosch, Generic, Hochiki, N/A, Notifier, Potter, Rixson, RSG, Silent Knight, System Sensor] [RELAY] [DOOR RELEASE] 110VAC DOOR HOLDER, ADI_K7-998TRI689, D370, D370C, DH Series, DH(1224)FPC, DH(1224)GPC, DH(1224)RPC, DH(1224)SPC, DH(24120)FPC, DH(24120)GP
a13fcca8-80ec-4edd-8980-621437dd478b | NFPA 170 FIRE ALARM CONTROL UNIT | RISER FACP |  | North | DMP |  | Fire Alarm Control Unit |  |  |  | Assembly | TRUE | XR500FC-R |  | XR500 Fire Control Panel with Network | 1 | [6 empty] | FALSE | [5 empty] | #FFFF0000 | FA-NFPA 170 FIRE ALARM CONTROL UNIT | 1 | FALSE | FALSE | FALSE | 202 | [8 empty] | 7,12,18 |  |  |  |  | TRUE | [5 empty] | DESKTOP-7EIEB7A\acont | 2022-03-10 06:44 | THOR\acont | 2024-09-08 17:27 | Cloned from DMP XR500FC-R
d89ae3b4-4b18-46e5-98a9-62176c34f1af | NFPA 170 SPEAKER WALL |  |  | North | Kidde |  | Speaker |  |  |  | Module | TRUE | G4HFWA-S7 |  | 70V Speaker, White, running man, ALERT | 1 | [6 empty] | FALSE | [5 empty] | #FF0070C0 | FA-NFPA 170 SPEAKER WALL | 1 | FALSE | FALSE | FALSE | 2021 | [13 empty] | FALSE | [5 empty] | DESKTOP-7SAL8M7\acont | 2020-08-05 12:15 | THOR\acont | 2024-09-08 17:27 | Cloned from Edwards G4HFWA-S7 | [Edwards, Kidde] [AUDIO 70.7v] [70V AUDIO] G4F-S7, G4F-S7V1575, G4F-S7VM, G4HFRF-S7, G4HFRF-S7VMC, G4HFRN-S7, G4HFRN-S7VMC, G4HFWA-S7, G4HFWA-S7VMA, G4HFWA-S7VMC, G4HFWF-S7, G4HFWF-S7VMC, G4HFWN-S7, G4HFWN-S7VMA, G4HFWN-S7VMB, G4HFWN-S7VMC, G4RF-S7, G4RF
925038f3-0784-4d4e-942a-621bafb6db09 |  |  |  | North | AES |  | Cards & Components |  |  |  | Card | TRUE | 7788F Main Board | ++ | Main Board | 1 | 0.21 | 1.2 |  |  |  |  | TRUE | [5 empty] | #FFFFFFFF |  |  | FALSE | FALSE | FALSE | [14 empty] | FALSE | [5 empty] | DESKTOP-7EIEB7A\acont | 2023-03-15 10:01 | THOR\acont | 2024-10-09 10:48 | Cloned from AES 7706-ULF MAIN CARD | [AES, Keltron] [IDC] 02 [IDC6] 7706-ULF MAIN CARD, 7707P-44-M, 7707P-44-ULP-M, 7707P-88-M, 7707P-88-ULP-M, 7788F Main Board, RF774F Main Board [AES, Keltron] [IDC] 06 [IDC2] 7706-ULF MAIN CARD, 7707P-44-M, 7707P-44-ULP-M, 7707P-88-M, 7707P-88-ULP-M, 7788F Main Board, RF774F Main Board [AES, Keltron] [IDC] 07 [IDC8] 7706-ULF MAIN CARD, 7707P-44-M, 7707P-44-ULP-M, 7707P-88-M, 7707P-88-ULP-M, 7788F Main Board, RF774F Main Board [AES, Keltron] [IDC] 04 [IDC5] 7706-ULF MAIN CARD, 7707P-44-M, 7707P-44-ULP-M, 7707P-88-M, 7707P-88-ULP-M, 7788F Main Board, RF774F Main Board [AES, Keltron] [IDC] 03 [IDC3] 7706-ULF MAIN CARD, 7707P-44-M, 7707P-44-ULP-M, 7707P-88-M, 7707P-88-ULP-M, 7788F Main Board, RF774F Main Board [AES, Keltron] [IDC] 01 [IDC1] 7706-ULF MAIN CARD, 7707P-44-M, 7707P-44-ULP-M, 7707P-88-M, 7707P-88-ULP-M, 7788F Main Board, 7794, RF774F Main Board [AES, Keltron] [IDC] 08 [IDC4] 7706-ULF MAIN CARD, 7707P-44-M, 7707P-44-ULP-M, 7707P-88-M, 7707P-88-ULP-M, 7788F Main Board, RF774F Main Board [AES, Keltron] [IDC] 05 [IDC7] 7706-ULF MAIN CARD, 7707P-44-M, 7707P-44-ULP-M, 7707P-88-M, 7707P-88-ULP-M, 7788F Main Board, RF774F Main Board | [AES, Keltron] 7706-ULF MAIN CARD, 7788F Main Board, 7794, RF774F Main Board [AES, Keltron] 7707P-44-M, 7707P-44-ULP-M, 7707P-88-M, 7707P-88-ULP-M, 7788F Main Board, RF774F Main Board
8fb1ad38-4b48-4f5b-a256-621c873b209e | NFPA 170 SMOKE DETECTOR |  |  | North | NAPCO |  | Smoke Detector |  |  |  | Module | TRUE | FW-2S | ++ | Two-Wire Conventional Smoke Detector with internal 85db sounder | 1 | 4.36e-05 | 0.06 |  |  | 12 |  | TRUE | TRUE |  |  |  |  | #FFFF0000 | FA-NFPA 170 SMOKE DETECTOR | 1 | FALSE | FALSE | FALSE | 1408 | [13 empty] | FALSE |  |  | SB |  |  | THOR\acont | 2023-10-24 16:28 | THOR\acont | 2024-09-08 17:27 | Cloned from NAPCO FW-2 | [NAPCO] [IDC] 03 [*] [IDC 2-WIRE ++] FW-2 (C), FW-2H (C), FW-2S (C)
2769bcb3-75d3-4ef8-8889-621f467e9b9c |  |  |  | North | Monaco Enterprises |  | Cards & Components |  |  |  | Card | TRUE | 710-059-10 |  | MAAP-X to Text Display Interface, Ethernet to 8 RS-485 ports. | 1 | [6 empty] | TRUE | [5 empty] | #FFFFFFFF |  |  | FALSE | FALSE | FALSE | [20 empty] | DESKTOP-7SAL8M7\acont | 2020-04-06 13:37 | THOR\acont | 2024-10-09 10:48 | Cloned from Monaco Enterprises 326-M00-01 |  | [Monaco Enterprises] 710-059-10
fa0f823c-8bb1-483e-b767-621fdf24a37c |  |  |  | North | Bosch | [5 empty] | Module | TRUE | PRS-CSR | * | PRAESIDEO Remote Call Station (Desktop Mic) | 1 | [12 empty] | #FFFFFFFF |  |  | FALSE | FALSE | FALSE | [20 empty] | DESKTOP-7EIEB7A\acont | 2021-08-13 06:25 | THOR\acont | 2024-10-09 10:48
a1745072-9485-44f9-aeba-6220cd76821f | NFPA 170 ADDRESSABLE OUTPUT MODULE |  |  | North | MIRCOM |  | Addressable Control/Relay |  |  |  | Module | TRUE | MIX-M500R | + | Relay Module | 1 | 0.0003 | 0.0055 |  |  |  |  | FALSE | [5 empty] | #FFFF0000 | FA-NFPA 170 ADDRESSABLE OUTPUT MODULE | 1 | FALSE | FALSE | FALSE | 1100 | [13 empty] | FALSE |  |  | R |  |  |  |  | THOR\acont | 2024-09-08 17:27 |  | [MIRCOM] [SLC MODULES] [*] [#3 TYPE ADDR ¦ MODULES] CR-6, CZ-6, IM-10, MIX-100P, MIX-100R, MIX-100S, MIX-101P, MIX-4040, MIX-4040M, MIX-4041, MIX-4045, MIX-4045-M, MIX-4046, MIX-M500DM, MIX-M500DMAP, MIX-M500FP, MIX-M500M, MIX-M500MAP, MIX-M500R, MIX-M50 [MIRCOM] [SLC MODULES SENSORS] [*] [#1 SHARED ADDR ¦ MODULES] CR-6, CZ-6, IM-10, MIX-100P, MIX-100R, MIX-100S, MIX-100X, MIX-101P, MIX-4040, MIX-4040M, MIX-4041, MIX-4045, MIX-4045-M, MIX-4046, MIX-M500DM, MIX-M500DMAP, MIX-M500FP, MIX-M500M, MIX-M500MAP
59b87dcc-c316-44fa-bf17-622109a51eb3 | NFPA 170 REMOTE ANNUNCIATOR | RISER ANNUNCIATOR |  | North | Block Definition Only |  | Remote Annunciator |  |  |  | Module | TRUE | NFPA 170 FIRE ALARM ANNUNCIATOR |  | NFPA 170 FIRE ALARM ANNUNCIATOR | 1 | [12 empty] | #FFFF0000 | FA-NFPA 170 REMOTE ANNUNCIATOR | 1 | FALSE | FALSE | FALSE | 255 | [19 empty] | AULAPTOP-PC\Aulaptop | 2020-03-26 07:41 | THOR\acont | 2024-09-08 17:27
be37063b-407c-4697-ba8a-6221265fc108 | NFPA 170 ADDRESSABLE INPUT MONITOR MODULE |  |  | North | Kidde |  | Addressable Module |  |  |  | Module | TRUE | GSA-MM1 |  | Signature monitor module, one-gang standard mount | 1 | 0.000223 | 0.0001 |  |  |  |  | FALSE | [5 empty] | #FFFF0000 | FA-NFPA 170 ADDRESSABLE INPUT MONITOR MODULE | 1 | FALSE | FALSE | FALSE | 1000 | [13 empty] | FALSE | [5 empty] | AULAPTOP-PC\Aulaptop | 2018-09-03 13:55 | THOR\acont | 2024-09-08 17:27 |  | [Kidde] [SLC EST MODULES] [*] [#3 TYPE ADDR ¦ MODULES] 76-330002-101, 84-330002-001, FX-270, FX-278, FX-2WIRE, FX-IDC1A, FX-IDC1B, FX-IDC2B, FX-IDCWS, FX-ISO, FX-NAC, FX-RLY, GSA-CC1, GSA-CC1S, GSA-CC2, GSA-CR, GSA-CRH, GSA-CRR, GSA-CT1, GSA-CT2, GSA-IO, [Kidde] [SLC EST MODULES SENSORS] [*] [#1 SHARED ADDR ¦ MODULES] 76-330002-101, 84-330002-001, FX-270, FX-278, FX-2WIRE, FX-IDC1A, FX-IDC1B, FX-IDC2B, FX-IDCWS, FX-ISO, FX-NAC, FX-RLY, GSA-CC1, GSA-CC1S, GSA-CC2, GSA-CR, GSA-CRH, GSA-CRR, GSA-CT1, GSA-CT [Edwards, Kidde] [SLC EST MODULES] 01 [*] [EST3, iO1000 ] FX-2WIRE, FX-IDC1A, FX-IDC1B, FX-IDC2B, FX-IDCWS, FX-ISO, FX-NAC, GSA-CC1, GSA-CC1S, GSA-CC2, GSA-CT1, GSA-CT2, GSA-IO, GSA-MAB, GSA-MCC1, GSA-MCC1S, GSA-MCC2, GSA-MCT2, GSA-MIO, GSA-MM1, GSA-MRM1 [Edwards, Kidde] [SLC EST MODULES/SENSORS] 02 [*] [iO64] 70-417008-001, FX-2WIRE, FX-IDC1A, FX-IDC1B, FX-IDC2B, FX-IDCWS, FX-NAC, GSA-CC1, GSA-CC1S, GSA-CC2, GSA-CT1, GSA-CT2, GSA-IO, GSA-MAB, GSA-MCC1, GSA-MCC1S, GSA-MCC2, GSA-MCT2, GSA-MIO, GSA-MM1, GS
13887d49-4812-44c1-9658-6222b99edc8e |  |  |  | North | Siemens |  | Hardware |  |  |  | Hardware | TRUE | FHA901-U1 | S54433-B107-A1 | 50 pt system Battery Bracket | 1 | [12 empty] | #FFFFFFFF |  |  | FALSE | FALSE | FALSE | [20 empty] | AULAPTOP-PC\Aulaptop | 2019-05-19 02:50 | THOR\acont | 2024-10-09 10:48 | Cloned from Siemens FHA2042-U1
8f3e7fad-a064-4f66-b0e6-6222fc3bc3a0 |  |  |  | North | HESS | Security/Access Control |  |  |  |  | Module | TRUE | 9600-BSP (LBM)(LBSM) |  | BLACK SUEDE POWDER | 1 | [12 empty] | #FFFFFFFF |  |  | FALSE | FALSE | FALSE | [20 empty] | THOR\acont | 2024-03-12 21:20 | THOR\acont | 2024-10-09 10:48
aa28e5b4-4105-41a0-9ec6-62230093d73d | NFPA 170 FIRE ALARM CONTROL UNIT | RISER FACP |  | North | Autocall |  | Fire Alarm Control Unit |  |  |  | Assembly | TRUE | A100-9701 | + | 4100ES Master Controller Assembly - #3 | 1 | 0 | 0 |  |  |  |  | TRUE | [5 empty] | #FFFF0000 | FA-NFPA 170 FIRE ALARM CONTROL UNIT | 1 | FALSE | FALSE | FALSE | 202 | [8 empty] | 50,110 |  |  |  |  | TRUE | [5 empty] | DESKTOP-7EIEB7A\acont | 2022-04-08 11:59 | THOR\acont | 2024-09-08 17:27 | Cloned from Autocall A100-9701
12d5af28-0036-4945-a32a-622e942eb7b1 | NFPA 170 SMOKE DETECTOR |  |  | North | Notifier |  | Smoke Detector |  |  |  | Module | TRUE | FSL-751 w/B224BI | ++ | DETECTOR, SMOKE, ADDRESSABLE PHOTO w/STANDARD BASE | 1 | 0.00033 | 0.0065 |  |  |  |  | FALSE | TRUE |  |  |  |  | #FFFF0000 | FA-NFPA 170 SMOKE DETECTOR | 1 | FALSE | FALSE | FALSE | 1408 | [13 empty] | FALSE | [7 empty] | THOR\acont | 2024-09-08 17:27 | 20191121 AC Detector with base | [Honeywell, Notifier, System Sensor] [SLC SENSORS] [*] [#4 TYPE ADDR ¦ SENSORS] 2251B (C), 2251-COPTIR (C), 2251-COPTIR w/B200S-WH (C), 2251TB (C), 2251TMB (C), 5251B (C), 5251B-WP (C), 5251H (C), 5251RB (C), 5251RB-WP (C), 7251 (C), 7251DH (C), DH200LP [Honeywell, Notifier, System Sensor] [SLC MODULES SENSORS] [*] [#2 SHARED ADDR ¦ SENSORS] 2251B (C), 2251-COPTIR (C), 2251-COPTIR w/B200S-WH (C), 2251TB (C), 2251TMB (C), 5251B (C), 5251B-WP (C), 5251H (C), 5251RB (C), 5251RB-WP (C), 7251 (C), 7251DH (C)
2095a16d-fa3d-4558-b599-6232109b730c | NFPA 170 STROBE CEILING |  |  | North | Kidde |  | Strobe |  |  |  | Module | TRUE | EGCVRF |  | Strobe, running man, red, fire | 1 | [6 empty] | FALSE | TRUE |  |  |  |  | #FF0070C0 | FA-NFPA 170 STROBE CEILING | 1 | FALSE | FALSE | FALSE | 2022 | [13 empty] | FALSE |  |  | C |  |  | DESKTOP-GHR3H5U\Anthony | 2019-10-17 12:04 | THOR\acont | 2024-09-08 17:27 |  | [Edwards, Kidde] [NAC] [24 FWR] EGCSVRF (C), EGCSVRN (C), EGCSVWA (C), EGCSVWF (C), EGCSVWN (C), EGCVRF (C), EGCVRN (C), EGCVWF (C), EGCVWN (C), GCSVRF (C), GCSVRN (C), GCSVWA (C), GCSVWF (C), GCSVWN (C), GCVRF (C), GCVRN (C), GCVWF (C), GCVWN (C) [Edwards, Kidde] [NAC] [24 VDC] EGCSVRF (C), EGCSVRN (C), EGCSVWA (C), EGCSVWF (C), EGCSVWN (C), EGCVRF (C), EGCVRN (C), EGCVWF (C), EGCVWN (C), GCSVRF (C), GCSVRN (C), GCSVWA (C), GCSVWF (C), GCSVWN (C), GCVRF (C), GCVRN (C), GCVWF (C), GCVWN (C)
d1d9c081-ebb7-46ea-a547-6232c40f7d54 |  |  |  | North | Edwards |  | Cards & Components |  |  |  | Card | TRUE | 3-BBC/M | n | Booster Power Supply 120V, Multiple Batteries | 1 | 0.07 | 0.07 |  |  |  |  | TRUE | [5 empty] | #FFFFFFFF |  |  | FALSE | FALSE | FALSE | [22 empty] | THOR\acont | 2024-10-09 10:48 |  |  | [Edwards] 3-BBC/M, 3-BBC/M-230, 3-BBC/M-230-E, 3-PPS/M, 3-PPS/M-230, 3-PPS/M-230-E, 4-PPS/M, 4-PPS/M-230, 4-PPS/M-230-E
adde100c-87f8-45d1-9507-623455b3b135 |  |  |  | North | Edwards |  | Cards & Components |  |  |  | Card | TRUE | 3X-ETH3 |  | 10/100 Ethernet port for CS, prog/diag, FireWorks | 1 | 0.042 | 0.054 |  |  |  |  | TRUE | [5 empty] | #FFFFFFFF |  |  | FALSE | FALSE | FALSE | [14 empty] | FALSE | [7 empty] | THOR\acont | 2024-10-09 10:48
0f47cc28-efd9-4288-8971-623b19ab1600 |  |  |  | North | Siemens | [5 empty] | Module | TRUE | 20/20MI-11SF | S54430-F1-A1 | MINI IR3 FLM DET 10-40M CBL SS FM | 1 | [12 empty] | #FFFFFFFF |  |  | FALSE | FALSE | FALSE | [20 empty] | DESKTOP-7SAL8M7\acont | 2019-08-13 09:04 | THOR\acont | 2024-10-09 10:48
80137fa1-9c42-446d-b6d2-62455ee4bd33 |  |  |  | North | Bosch | [5 empty] | Module | TRUE | ZX938Z | * | Motion detector, 360 ceiling 60ft (18m) | 1 | [12 empty] | #FFFFFFFF |  |  | FALSE | FALSE | FALSE | [20 empty] | DESKTOP-7EIEB7A\acont | 2021-08-13 06:25 | THOR\acont | 2024-10-09 10:48
996f44a6-a8e6-4e78-8fba-62526bd0480c | NFPA 170 HORN STROBE |  |  | North | Eaton Wheelock |  | Horn/Strobe |  |  |  | Module | TRUE | CH90-24-R | F | Chime, 24 VDC, Red | 1 | [6 empty] | FALSE | FALSE |  |  |  |  | #FF0070C0 | FA-NFPA 170 HORN STROBE | 1 | FALSE | FALSE | FALSE | 2012 | [13 empty] | FALSE | [7 empty] | THOR\acont | 2024-09-08 17:27
69261f52-5490-4605-a344-6253bf2624a8 |  |  |  | North | ProdataKey, Inc. |  | Cards & Components |  |  |  | Card | TRUE | 8DEW |  | Optional Wireless Expander | 1 | [6 empty] | TRUE | [5 empty] | #FFFFFFFF |  |  | FALSE | FALSE | FALSE | [20 empty] | DESKTOP-7EIEB7A\acont | 2022-02-12 08:19 | THOR\acont | 2024-10-09 10:48 | Cloned from ProdataKey, Inc. RMPOE CLONED
921c7cd9-9ec5-4959-b7af-6259aa709240 |  |  |  | North | Altronix |  | Cards & Components |  |  |  | Card | TRUE | eFlow104N16 Main Board | + | Fire Alarm Power Supply Main Board | 1 |  |  | 10 |  |  |  | TRUE | FALSE |  |  |  |  | #FFFFFFFF |  |  | FALSE | FALSE | FALSE | [14 empty] | FALSE | [5 empty] | THOR\acont | 2024-10-23 09:51 |  |  | Cloned from Altronix eFlow104N Main Board CLONED | [Altronix, LifeSafety Power] [IDC] 02 [AC FAIL] AL1024ULX Main Board, AL300ULX Main Board, AL400ULX Main Board, AL400ULXJ Main Board (24VDC), AL600ULXR Main Board, eFlow104N Main Board, eFlow104N16 Main Board, eFlow104N8 Main Board, FPO150/250-2C82D8PE4M [Altronix, Hochiki, LifeSafety Power] [NAC Trigger] AL1024ULM MAIN CARD, AL1024ULX Main Board, AL125UL Main Board, AL300ULX Main Board, AL400ULX Main Board, AL400ULXJ Main Board (24VDC), AL600ULACM Main Board, AL600ULXR Main Board, eFlow104N Main Board, [Altronix, LifeSafety Power] [IDC] 01 [BATTERY] AL1024ULM MAIN CARD, AL1024ULX Main Board, AL300ULX Main Board, AL400ULX Main Board, AL400ULXJ Main Board (24VDC), AL600ULXR Main Board, eFlow104N Main Board, eFlow104N16 Main Board, eFlow104N8 Main Board, | [Altronix] eFlow104N16 Main Board
cc59a023-794a-44ad-9f81-625c76f755a5 | NFPA 170 ADDRESSABLE INPUT MONITOR MODULE |  |  | North | Bosch |  | Addressable Module |  |  |  | Module | TRUE | D8128D | ++ | Octopopit, 63 Or 119 Pt Bus W/Indep. Pt Disabler, Zonex | 1 | 0.025 | 0.05 |  |  | 12 | [7 empty] | #FFFF0000 | FA-NFPA 170 ADDRESSABLE INPUT MONITOR MODULE | 1 | FALSE | FALSE | FALSE | [17 empty] | 8 |  |  | DESKTOP-7EIEB7A\acont | 2021-08-13 06:25 | THOR\acont | 2024-09-08 17:27 |  | [Bosch] [ZONEX BOSCH] [ALL DEVICES ++] D8125, D8125MUX, D8128D, D8129 | [BluePoint, Bosch] B208, BP-BHE-B208A, D8128D
912ca7d1-40cb-4b7f-8bcd-625cb6c50de7 | NFPA 170 SPEAKER STROBE |  |  | North | System Sensor |  | Speaker/Strobe |  |  |  | Module | TRUE | SPSRLED-P | ++ | 2-WIRE, SPEAKER STROBE LED RED WALL PLAIN | 1 | 0 | 0.017 |  |  |  |  | FALSE | [5 empty] | #FF0070C0 | FA-NFPA 170 SPEAKER STROBE | 1 | FALSE | FALSE | FALSE | 2019 | [13 empty] | FALSE | [5 empty] | THOR\acont | 2024-02-21 10:59 | THOR\acont | 2024-09-08 17:27 | Cloned from System Sensor SPSRLED CLONED | [System Sensor] [NAC] [VDC] SPSRLED, SPSRLED-B, SPSRLED-P, SPSRLED-SP, SPSWLED, SPSWLED-ALERT, SPSWLED-B, SPSWLED-CLR-ALERT, SPSWLED-P [System Sensor] [AUDIO 25v] [25V AUDIO] SPSCRLED (C), SPSCRLED-B (C), SPSCRLED-BT (C), SPSCWLED (C), SPSCWLED-B (C), SPSCWLED-BT (C), SPSCWLED-CLR-ALERT (C), SPSCWLED-P (C), SPSCWLED-SP (C), SPSCWLED-T (C), SPSCWLED-TP (C), SPSRLED, SPSRLED-B, SPSRLED-P, [System Sensor] [AUDIO 70.7v] [70V AUDIO] SPSCRLED (C), SPSCRLED-B (C), SPSCRLED-BT (C), SPSCWLED (C), SPSCWLED-B (C), SPSCWLED-BT (C), SPSCWLED-CLR-ALERT (C), SPSCWLED-P (C), SPSCWLED-SP (C), SPSCWLED-T (C), SPSCWLED-TP (C), SPSRLED, SPSRLED-B, SPSRLED-
a6f69ed1-94d6-441d-996c-625e016afd27 | NFPA 170 PRESSURE SWITCH |  |  | East | Kidde |  | Pressure Switch |  |  |  | Module | TRUE | 85-111540-001 | ++ | Supervisory Pressure Switch | 1 | [6 empty] | FALSE | FALSE | PROVIDED BY SPRINKLER CONTRACTOR |  | PROVIDED BY OTHERS |  | #FFFF0000 | FA-NFPA 170 PRESSURE SWITCH | 1 | FALSE | FALSE | FALSE | 913 | [13 empty] | FALSE | [5 empty] | DESKTOP-7EIEB7A\acont | 2022-10-12 14:11 | THOR\acont | 2024-09-08 17:27 | Cloned from Generic AIR PRESSURE SWITCH | [Edwards, Kidde] [IDC] 01 06-118262-001, 06-118537-001 (ATEX), 30-3013, 45-118500-001, 45-500537-001 (ATEX), 70985018 (10611105), 70985020 (70985075), 70985021 (70985076), 70985022 (70985077), 70985023 (70985078), 70985024 (70985079), 70985025 (70985080)
4af3530d-26cd-4a7d-8ef8-6263808d973d |  |  |  | North | Edwards |  | Hardware |  |  |  | Hardware | TRUE | 6831-2 |  | Frontplate, Flush, Red, Lock | 1 | [6 empty] | FALSE | [5 empty] | #FFFFFFFF |  |  | FALSE | FALSE | FALSE | [14 empty] | FALSE | [7 empty] | THOR\acont | 2024-10-09 10:48
404a5a01-258a-4130-961b-6265ae9323e5 | NFPA 170 STROBE CEILING |  |  | North | Autocall |  | Strobe |  |  |  | Module | TRUE | A49VOH-APPLC-O-BA | + | Visible Only Notification Appliances, Weatherproof Ceiling Mount Multi-Candela Horn/Strobe, Specify Cover, Assembled in USA | 1 | 0 | 0 |  |  |  |  | TRUE | TRUE |  |  |  |  | #FF0070C0 | FA-NFPA 170 STROBE CEILING | 1 | FALSE | FALSE | FALSE | 2013 | [16 empty] | C, WP |  |  | DESKTOP-7EIEB7A\acont | 2022-02-21 13:58 | THOR\acont | 2024-09-08 17:27 | Cloned from Autocall A49AVH-APPLC-O-BA | [Autocall, Simplex] [IDNac] [23VDC] 49SVH-APPLC-O (C), 49SVH-APPLC-O-BA (C), 49VOH-APPLC-O (C), 49VOH-APPLC-O-BA (C), A49SVH-APPLC-O (C), A49SVH-APPLC-O-BA (C), A49VOH-APPLC-O (C), A49VOH-APPLC-O-BA (C)
19eeacbc-6515-4da2-b860-626b826b8b63 | NFPA 170 AMPLIFIER RACK | RISER AMP |  | North | Edwards |  | Amplifier |  |  |  | Assembly | TRUE | ANS50MDR2 |  | 50W Audio Notification Panel, Red | 1 | [6 empty] | FALSE | [5 empty] | #FFFF0000 | FA-NFPA 170 AMPLIFIER RACK | 1 | FALSE | FALSE | FALSE | 300 | [8 empty] | 7,12,18 |  |  |  |  | TRUE | [7 empty] | THOR\acont | 2024-09-08 17:27
dc484e94-6449-48a5-a1d2-6273e63a8703 |  |  |  | North | VES |  | Cards & Components |  |  |  | Card | TRUE | VF1420 Main Board | + | Main Board | 1 | 0.27 | 0.29 |  |  |  |  | TRUE | [5 empty] | #FFFFFFFF |  |  | FALSE | FALSE | FALSE | [20 empty] | XPS-17-9710\August | 2024-05-15 11:18 | THOR\acont | 2024-10-09 10:48 | Cloned from VES VF0820 Main Board | [AutoPulse, Hochiki, VES] [RS-485] [Network] 542R (433607), FN2127US0ERS120, FN-2127US0ERS-220, FN2127US1ERS120, FN-2127US1ERS-220, FN4127US0ERS120, FN-4127US0ERS-220, FN4127US1ERS120, FN-4127US1ERS-220, FN-LCD-N, FN-LCD-S, FNP-1127, FNP-1127ES0EGS-120, [AutoPulse, Hochiki, VES] [IDC] [#1 ALARM] 542R Main Board, FNP-1127 Main Board, HCVR-3 Main Board, VF0810 Main Board, VF0820 Main Board, VF0850 Main Board, VF0860 Main Board, VF1420 Main Board, VF1810-10 Main Board, VF1848-10/11 Main Board, VF1858-10/11 [AutoPulse, Hochiki, VES] [IDC] [#3 SUPERVISORY] 542R Main Board, FNP-1127 Main Board, HCVR-3 Main Board, VF0810 Main Board, VF0820 Main Board, VF0850 Main Board, VF0860 Main Board, VF1420 Main Board, VF1810-10 Main Board, VF1848-10/11 Main Board, VF1858 [AutoPulse, Hochiki, VES] [IDC] [#2 TROUBLE] 542R Main Board, FNP-1127 Main Board, HCVR-3 Main Board, VF0810 Main Board, VF0820 Main Board, VF0850 Main Board, VF0860 Main Board, VF1420 Main Board, VF1810-10 Main Board, VF1848-10/11 Main Board, VF1858-10/ | [VES] VF1420 Main Board
65b29b6c-095f-4f3e-aaf2-62765fdfd3fc | NFPA 170 HORN STROBE |  |  | North | Eaton Wheelock |  | Horn/Strobe |  |  |  | Module | TRUE | MT-24MCW-FW |  | Horn Strobe Multi-Candela, white | 1 | 0 | 0.253 |  |  |  |  | FALSE | FALSE |  |  |  |  | #FF0070C0 | FA-NFPA 170 HORN STROBE | 1 | FALSE | FALSE | FALSE | 2012 | [13 empty] | FALSE | [7 empty] | THOR\acont | 2024-09-08 17:27 |  | [Eaton Wheelock] [NAC] MT-24MCW-FR, MT-24MCW-FW
9adb9a1d-50dd-48ea-9137-62767fc8da6d |  |  |  | North | Gamewell FCI |  | Hardware |  |  |  | Hardware | TRUE | 90519 | ++ | E3 CAB-C, D (INX only), NetSOLO NS-INX 12 A/H Seismic Battery Bracket Kit | 1 | [6 empty] | TRUE | [5 empty] | #FFFFFFFF |  |  | FALSE | FALSE | FALSE | [20 empty] | DESKTOP-7EIEB7A\acont | 2022-08-29 13:25 | THOR\acont | 2024-10-09 10:48 | Cloned from Gamewell FCI 90516 CLONED
32adc203-bf65-44ae-b8f2-6279be1f82cd | NFPA 170 FIRE ALARM CONTROL UNIT | RISER FACP |  | North | Firelite |  | Fire Alarm Control Unit |  |  |  | Assembly | TRUE | MS-9200UD | + | Intelligent Addressable FACP with Built-In Communicator | 1 | [6 empty] | FALSE | FALSE |  |  |  |  | #FFFF0000 | FA-NFPA 170 FIRE ALARM CONTROL UNIT | 1 | FALSE | FALSE | FALSE | 202 | [8 empty] | 7,12,18 |  | 18 |  |  | TRUE | [5 empty] | THOR\acont | 2023-09-29 07:56 | THOR\acont | 2024-09-08 17:27 | Cloned from Firelite MS-9200UDLS
bad20e04-c7b8-4c8c-80f9-627bbd8ec439 | 170 BASIC SHAPE |  |  | North | Bogen |  | Miscellaneous |  |  |  | Module | TRUE | NQ-E7030 |  | Analog Station Bridge | 1 | [6 empty] | TRUE | [5 empty] | #FFFF0000 | FA-170 BASIC SHAPE | 1 | FALSE | FALSE | FALSE | 5000 | [19 empty] | DESKTOP-QMKR22O\aucon | 2020-05-20 08:10 | THOR\acont | 2024-09-08 17:27
0fa267e5-6635-46e3-a886-628022ab512f | NFPA 170 LOCAL OPERATOR CONSOLE | RISER LOC |  | North | Notifier |  | Local Operator Console |  |  |  | Assembly | TRUE | DVC-RPU Assembly |  | Digital Voice Command Remote Paging Unit | 1 | [6 empty] | FALSE | [5 empty] | #FFFF0000 | FA-NFPA 170 LOCAL OPERATOR CONSOLE | 1 | FALSE | FALSE | FALSE | 5000 | [13 empty] | TRUE |  |  | RPU |  |  |  |  | THOR\acont | 2024-09-08 17:27
248033ae-a395-4453-a7c9-62833a864324 |  |  |  | North | Siemens |  | Hardware |  |  |  | Hardware | TRUE | PAB2-ENCL-R | S54339-A11-A1 | PAD & AMP BSTR ENCL 2HU RED | 1 | [12 empty] | #FFFFFFFF |  |  | FALSE | FALSE | FALSE | [20 empty] | DESKTOP-7SAL8M7\acont | 2019-08-13 09:04 | THOR\acont | 2024-10-09 10:48 | B,T
62849817-35cd-4aab-9a15-6283f2bcbaf0 | NFPA 170 ADDRESSABLE OUTPUT MODULE |  |  | North | Hochiki |  | Addressable Control/Relay |  |  |  | Module | TRUE | SOM-R SUPERVISED OUTPUT MODULE | SUPERVISED OUTPUT MODULE | SUPERVISED OUTPUT MODULE | 1 | 0.00015 | 0.0006 |  |  |  |  | TRUE |  |  | *Refer to Install Sheet |  |  | #FFFF0000 | FA-NFPA 170 ADDRESSABLE OUTPUT MODULE | 1 | FALSE | FALSE | FALSE | 1100 | [19 empty] | DESKTOP-0D6CQVA\lousc | 2019-10-06 09:58 | THOR\acont | 2024-09-08 17:27 | from Hochiki DCP-SOM-AI CLASS A SUPERVISED OUTPUT MODULE | [Hochiki] [AUX POWER, NAC] [24 VDC] SOM SUPERVISED OUTPUT MODULE, SOM-A CLASS A SUPERVISED OUTPUT MODULE, SOM-AI CLASS A SUPERVISED OUTPUT MODULE, SOM-R SUPERVISED OUTPUT MODULE [Hochiki, VES] [SLC HOCHIKI] 02 [*] [SLC] CZM CONVENTIONAL ZONE MODULE, DCP-AMS Single Action Hex Key Lock, DCP-AMS-KL Single Action Key Lock, DCP-AMS-KL-LP Dual Action Key Lock, DCP-AMS-LP Dual Action Hex Key Lock, DIMM - DUAL INPUT MONITOR MODULE, DIMM | [Hochiki] SOM SUPERVISED OUTPUT MODULE, SOM-A CLASS A SUPERVISED OUTPUT MODULE, SOM-AI CLASS A SUPERVISED OUTPUT MODULE, SOM-R SUPERVISED OUTPUT MODULE
dabd7c19-7e94-45df-851a-628799c6341f | CADGEN MAGLOCK |  |  | North | ASSA ABLOY |  | Magnetic Lock |  |  |  | Module | TRUE | 600S | ++ | Magnetic Lock | 1 | 0.4 | 0.4 |  |  | 12 |  | TRUE | [5 empty] | #FFFF0000 | FA-CADGEN MAGLOCK | 1 | FALSE | FALSE | FALSE | [20 empty] | DESKTOP-7EIEB7A\acont | 2023-01-30 07:29 | THOR\acont | 2024-09-08 17:27 | Cloned from ASSA ABLOY 1500 | [Alarm Controls, ALARM CONTROLS CORPORATION, ASSA ABLOY, Generic, HES, RCI, Von Duprin] [ACCESS CONTROL OUTPUT] [*] 1200L, 1200LB, 1200S, 1500, 1600, 4200, 5100, 600D, 600L, 600S, 6210, 6211, 6211AL, 6211WF, 6212, 6212WF, 6213, 6214, 6215, 6216, 6221, 62
d41e0909-2122-4e13-bb6c-628c4db40778 |  |  |  | North | Notifier |  | Cards & Components |  |  |  | Card | TRUE | DS-DB | + | Digital Series Distribution Board | 1 | 0.355 | 0.55 |  |  |  |  | TRUE | FALSE | SURFACE |  | PROVIDED ('WX"HX"D) | N/A | #FFFFFFFF |  |  | FALSE | FALSE | FALSE |  |  |  | 7165-0028:0224 | [10 empty] | FALSE | [7 empty] | THOR\acont | 2024-10-09 10:48 |  | [Notifier] [RS-485] [#2 DAL] DS-DB [Notifier] [AUX POWER] [*] [AUX] DS-DB, DVC-EM, DVC-RPU [Notifier] [RS-485] [#1 DAL] DS-DB [Notifier] [NAC Trigger] [ALARM BUS] DAA2-5025, DAA2-5070, DAA2-7525, DAX-3525, DAX-3570, DAX-5025, DAX-5070, DS-DB, DVC-EM | [Notifier] DS-DB [Notifier] DS-DB [Notifier] DS-DB
aefed172-fb81-4947-b9fe-628d7da752f2 | NFPA 170 SMOKE DETECTOR |  |  | North | MIRCOM |  | Smoke Detector |  |  |  | Module | TRUE | MIX-2351TAP | ++ | Intelligent Photoelectric smoke detector with Thermal - UL | 1 | 0.0002 | 0.0045 |  |  |  |  | FALSE | TRUE |  |  |  |  | #FFFF0000 | FA-NFPA 170 SMOKE DETECTOR | 1 | FALSE | FALSE | FALSE | 1408 | [13 empty] | FALSE |  |  | P |  |  | DESKTOP-7EIEB7A\acont | 2023-05-12 10:14 | THOR\acont | 2024-09-08 17:27 | Cloned from MIRCOM MIX-2351TAP w/B300-6 | [MIRCOM] [SLC SENSORS] [*] [#4 TYPE ADDR ¦ SENSORS] DNR w/MIX-2251BR (C), DNR w/MIX-2351RAP (C), MIX-1251AP w/B200SR-LF-WH (C), MIX-1251AP w/B200SR-WH (C), MIX-1251AP w/B210LP (C), MIX-1251AP w/B224RB-WH (C), MIX-1251AP w/B501 (C), MIX-1251B w/B200SR-LF- [MIRCOM] [SLC MODULES SENSORS] [*] [#2 SHARED ADDR ¦ SENSORS] DNR w/MIX-2251BR (C), DNR w/MIX-2351RAP (C), MIX-1251AP w/B200SR-LF-WH (C), MIX-1251AP w/B200SR-WH (C), MIX-1251AP w/B210LP (C), MIX-1251AP w/B224RB-WH (C), MIX-1251AP w/B501 (C), MIX-1251B w/
ceec49e7-fa15-447c-9c9c-628df9c1f1a3 | NFPA 170 ISOLATION MODULE |  |  | North | Potter |  | Isolator Module |  |  |  | Module | TRUE | SCI | + | Short Circuit Isolator | 1 | 0.000325 | 0.00234 |  |  |  |  | FALSE | [5 empty] | #FFFF0000 | FA-NFPA 170 ISOLATION MODULE | 1 | FALSE | FALSE | FALSE | 1200 | [13 empty] | FALSE | [7 empty] | THOR\acont | 2024-09-08 17:27 |  | [Potter] [ISO] 01 [*] [ISO ++] AIB, PAD100-IB, PAD100-IM, SCI
2985e9cc-b5d0-4e84-b054-62927ee9b294 |  |  |  | North | Kidde |  | Cards & Components |  |  |  | Card | TRUE | VS1-G-2-SP Mainboard |  | Mainboard for VS1-G-2-SP assembly | 1 | 0.21 | 0.329 |  |  |  |  | TRUE | [5 empty] | #FFFFFFFF |  |  | FALSE | FALSE | FALSE | [14 empty] | FALSE | [7 empty] | THOR\acont | 2024-10-09 10:48 |  | [Edwards, Kidde, Macurco] [IDC] [#1 ALARM] 2IDC, 76-600000-001 Main Board, 76-800xxx-xxx Main Board, 77-600000-901 Main Board, 84-732001-901 Main Board, DVP-120 Mainboard, EST1-2Z Mainboard, FSP1004G Mainboard, FSP1004G-2 Mainboard, FSP1004GD Mainboard, [Edwards, Kidde, Macurco] [IDC] [#3 SUPERVISORY] 2IDC, 76-600000-001 Main Board, 76-800xxx-xxx Main Board, 77-600000-901 Main Board, 84-732001-901 Main Board, DVP-120 Mainboard, EST1-2Z Mainboard, FSP1004G Mainboard, FSP1004G-2 Mainboard, FSP1004GD Mainb [Edwards, Kidde, Macurco] [IDC] [#2 TROUBLE] 2IDC, 76-600000-001 Main Board, 76-800xxx-xxx Main Board, 77-600000-901 Main Board, 84-732001-901 Main Board, DVP-120 Mainboard, EST1-2Z Mainboard, FSP1004G Mainboard, FSP1004G-2 Mainboard, FSP1004GD Mainboard [Edwards, Kidde] [VAC ] 2IDC, 76-600000-001 Main Board, 76-800xxx-xxx Main Board, 77-600000-901 Main Board, 84-732001-901 Main Board, APS10A Mainboard, APS6A Mainboard, BPS10A Mainboard, BPS10A/230 Mainboard, BPS6A Mainboard, BPS6A/230 Mainboard, EST1-2Z | [Kidde] VS1-G-2-SP Mainboard [Edwards, Kidde] FX-64R Mainboard, FX-64RD Mainboard, iO64G Mainboard, iO64G-2 Mainboard, iO64G-2-PG Mainboard, iO64G-2-SP Mainboard, iO64GD Mainboard, iO64GL Mainboard, iO64GL-F Mainboard, iO64G-PG Mainboard, iO64G-SP Mainboard, iO64R Mainboard, iO64R-2 [Edwards, Kidde] FX-64R Mainboard, FX-64RD Mainboard, iO64G Mainboard, iO64G-2 Mainboard, iO64G-2-PG Mainboard, iO64G-2-SP Mainboard, iO64GD Mainboard, iO64GL Mainboard, iO64GL-F Mainboard, iO64G-PG Mainboard, iO64G-SP Mainboard, iO64R Mainboard, iO64R-2 [Edwards, Kidde] FX-1000 Mainboard, FX-1000D Mainboard, FX-64RD Mainboard, iO1000G Mainboard, iO1000G-2 Mainboard, iO1000G-2-PG Mainboard, iO1000G-2-SP Mainboard, iO1000GC Mainboard, iO1000GD Mainboard, iO1000G-F Mainboard, iO1000G-PG Mainboard, iO1000G-S [Edwards, Kidde] FX-1000 Mainboard, FX-1000D Mainboard, FX-64RD Mainboard, iO1000G Mainboard, iO1000G-2 Mainboard, iO1000G-2-PG Mainboard, iO1000G-2-SP Mainboard, iO1000GC Mainboard, iO1000GD Mainboard, iO1000G-F Mainboard, iO1000G-PG Mainboard, iO1000G-S [Edwards, Kidde] FX-64R Mainboard, FX-64RD Mainboard, iO64G Mainboard, iO64G-2 Mainboard, iO64G-2-PG Mainboard, iO64G-2-SP Mainboard, iO64GD Mainboard, iO64GL Mainboard, iO64GL-F Mainboard, iO64G-PG Mainboard, iO64G-SP Mainboard, iO64R Mainboard, iO64R-2
b0cd870d-75a8-4892-bc83-6296d513a11f |  |  |  | North | Siemens |  | Hardware |  |  |  | Hardware | TRUE | CAB-1 |  | CAB-1 Enclosure | 1 | [6 empty] | FALSE | [5 empty] | #FFFFFFFF |  |  | FALSE | FALSE | FALSE | [14 empty] | FALSE | [5 empty] | AULAPTOP-PC\Aulaptop | 2018-08-24 02:41 | THOR\acont | 2024-10-09 10:48 | Cloned from Siemens CLONED Part
c4d00489-d239-4577-b795-6297415be784 | RPT_CARD |  |  | North | Astrodyne |  | Repeater |  |  |  | Module | TRUE | BLOCK RPT CARD |  | BLOCK RPT CARD | 1 | [6 empty] | FALSE | [5 empty] | #FFFF0000 | FA-RPT_CARD | 1 | FALSE | FALSE | FALSE | [14 empty] | FALSE | [7 empty] | THOR\acont | 2024-09-08 17:27
c26eb891-8b39-4b81-b55d-629a97a60881 |  |  |  | North | NAPCO |  | Cards & Components |  |  |  | Card | TRUE | GEMC-RM3008 | ++ | 8 Form C Relay Output Module | 1 | 0.013 | 0.013 |  |  | 24 |  | TRUE | [5 empty] | #FFFFFFFF |  |  | FALSE | FALSE | FALSE | [20 empty] | DESKTOP-7SAL8M7\acont | 2020-01-21 11:59 | THOR\acont | 2024-10-09 10:48 |  | [NAPCO] [FIRE BUS NAPCO] [*] GEMC-12V2APS-CF Main Board, GEMC-EZM8, GEMC-FK1, GEMC-FPRINT, GEMC-NAC6 Main Board, GEMC-OUT8, GEMC-REVC, GEMC-RM3008
cf13d374-0a2e-4ddf-b27a-629c67194330 | NFPA 170 MANUAL PULL |  |  | North | Bosch |  | Manual Station |  |  |  | Module | TRUE | FMM-325A-D | ++ | Analog manual station, double, red | 1 | 0.00035 | 0.028 |  |  | 24 |  | FALSE | FALSE |  |  |  |  | #FFFF0000 | FA-NFPA 170 MANUAL PULL | 1 | FALSE | FALSE | FALSE | 1000 | [13 empty] | FALSE |  |  | DM |  |  | DESKTOP-7EIEB7A\acont | 2022-08-28 09:03 | THOR\acont | 2024-09-08 17:27 | Cloned from Bosch FLM-325A | [Bosch] [SLC BOSCH MODULES SENSORS] [*] [#02 MODULES ++] FLM-325-2I4, FLM-325-2R4-2A, FLM-325-2R4-2AI, FLM-325-2R4-8A, FLM-325-2R4-8AI, FLM-325A, FLM-325-CZM4, FLM-325-I4-A, FLM-325-I4-AI, FLM-325-IM, FLM-325-NA4, FLM-325-NAI4, FMM-325A, FMM-325A-D, FMM-
fbda7f4c-d6f0-42e6-ae41-629dc2832e39 |  |  |  | North | Siemens | [5 empty] | Module | TRUE | AC-ADPT | 500-633992 | TECHNICIANS LAPTOP AC POWER ADAPTER CABLE FOR PSC-12/PTB (FOR SERVICE USE ONLY) | 1 | [12 empty] | #FFFFFFFF |  |  | FALSE | FALSE | FALSE | [20 empty] | DESKTOP-7SAL8M7\acont | 2019-08-13 09:04 | THOR\acont | 2024-10-09 10:48
1d34ebd5-36b1-4bf5-bc42-62a4062be42a |  |  |  | North | Kidde |  | Cards & Components |  |  |  | Card | TRUE | VM-ETH3 |  | Ethernet adapter card provides all the function of the VM-ETH2 plus the added capability of sending email messages as well as SMS text messages by means of email-to-text. | 1 | [6 empty] | TRUE | [5 empty] | #FFFFFFFF |  |  | FALSE | FALSE | FALSE | [14 empty] | FALSE | [7 empty] | THOR\acont | 2024-10-09 10:48
a87876db-d8b8-458d-91de-62abff35f336 | NFPA 170 HEAT DETECTOR |  |  | North | System Sensor |  | Heat Detector |  |  |  | Module | TRUE | 5251H | ++ | Intelligent Addressable High Temperature Thermal detector | 1 | 0.0002 | 0.0065 |  |  |  |  | FALSE | TRUE |  |  |  |  | #FFFF0000 | FA-NFPA 170 HEAT DETECTOR | 1 | FALSE | FALSE | FALSE | 1403 | [13 empty] | FALSE | [7 empty] | THOR\acont | 2024-09-08 17:27 | 20191121 AC Detector without base | [Honeywell, Notifier, System Sensor] [SLC MODULES SENSORS] [*] [#2 SHARED ADDR ¦ SENSORS] 2251B (C), 2251-COPTIR (C), 2251-COPTIR w/B200S-WH (C), 2251TB (C), 2251TMB (C), 5251B (C), 5251B-WP (C), 5251H (C), 5251RB (C), 5251RB-WP (C), 7251 (C), 7251DH (C) [Honeywell, Notifier, System Sensor] [SLC SENSORS] [*] [#4 TYPE ADDR ¦ SENSORS] 2251B (C), 2251-COPTIR (C), 2251-COPTIR w/B200S-WH (C), 2251TB (C), 2251TMB (C), 5251B (C), 5251B-WP (C), 5251H (C), 5251RB (C), 5251RB-WP (C), 7251 (C), 7251DH (C), DH200LP
98e7432f-040d-4e25-af33-62af0acf07cf | NFPA 170 SMOKE DETECTOR |  |  | North | Apollo |  | Smoke Detector |  |  |  | Module | TRUE | SA5050-250 w/SA5300-802 | XXX | XP95A Smoke Detector W/ SA5300-802 Soteria UL HF Sounder Base - 6” | 1 | 0.00034 | 0.004 |  |  |  |  | TRUE | [5 empty] | #FFFF0000 | FA-NFPA 170 SMOKE DETECTOR | 1 | FALSE | FALSE | [21 empty] | XPS-17-9710\August | 2024-12-14 09:40 | XPS-17-9710\August | 2024-12-14 10:30 | Cloned from Apollo SA5050-250 w/SA5000-230 | [Apollo] [SLC APOLLO MODULES SENSORS] [#1 SHARED ADDR ¦ ALL] SA5150-650ADV w/SA5000-230ADV (C), SA5150-750ADV w/SA5000-210ADV (C), SA5050- 350 w/SA5300-802 , SA5050-250 w/SA5000-210, SA5050-250 w/SA5000-230 , SA5050-250 w/SA5300-800 , SA5050-250 w/
f79e5d5a-5886-4dc6-b163-62b558502ed3 | NFPA 170 MANUAL PULL |  |  | North | Gamewell FCI |  | Manual Station |  |  |  | Module | TRUE | MS-7LOB |  | Addressable Pull Station, Double Action, Outdoor | 1 | 0.0003 | 0.0003 |  |  |  |  | FALSE | FALSE |  |  |  |  | #FFFF0000 | FA-NFPA 170 MANUAL PULL | 1 | FALSE | FALSE | FALSE | 957 | [13 empty] | FALSE | [7 empty] | THOR\acont | 2024-09-08 17:27 |  | [Gamewell FCI] [IDC] 01 [*] M34-110, M34-56, MS-7, MS-7LOB, MS-7LOB, MS-7LR, MS-7LRA, MS-7S, MS-7S w/AMM-2F, MS-7SP, MS-WS w/AMM-2F
c8a1aecb-9fed-4b17-a94f-62b5ad549577 | NFPA 170 AMPLIFIER RACK | RISER AMP |  | North | Hochiki |  | Amplifier |  |  |  | Assembly | TRUE | FNVDP25/P (25V) | + | Distributed Panel, Dual Channel, 25W, Fire Phone | 1 | [6 empty] | FALSE |  |  | *Refer to Install Sheet |  |  | #FFFF0000 | FA-NFPA 170 AMPLIFIER RACK | 1 | FALSE | FALSE | FALSE | 300 | [8 empty] | 7,12,18 |  |  |  | 25 | TRUE | [5 empty] | DESKTOP-7SAL8M7\acont | 2019-11-05 11:20 | THOR\acont | 2024-09-08 17:27 | Cloned from Evax HMX-DP25/P
05e0135a-6a0f-474f-a371-62b7d7626e66 | NFPA 170 REMOTE ANNUNCIATOR | RISER ANNUNCIATOR |  | North | ADT Unimode |  | Remote Annunciator |  |  |  | Module | TRUE | ADT-LCD-80 | + | Annunciator, Terminal mode. 80-character, backlit LCD display | 1 | 0.1 | 0.1 |  |  |  |  | FALSE | [5 empty] | #FFFF0000 | FA-NFPA 170 REMOTE ANNUNCIATOR | 1 | FALSE | FALSE | FALSE | 255 | [8 empty] | 7,12,18 |  |  |  |  | TRUE | [5 empty] | DESKTOP-7EIEB7A\acont | 2022-03-23 08:47 | THOR\acont | 2024-09-08 17:27 | Cloned from Firelite LCD-80F | [ADT Unimode] [RS-485] ADT-LCD-80 [ADT Unimode, Eaton Wheelock, Farenhyt, Firelite, Gamewell FCI, Monaco Enterprises, Notifier, Potter, Secutron, Silent Knight] [AUX POWER] [*] 790-012-00, ACM-16ATF, ACM-30, ACM-32AF, ACM-48A, ACM-8RF, ADT-LCD-80, AEM-16ATF, AEM-32AF, AFM-16AF, AFM-16ATF
ca6be538-9c1f-41a1-a185-62be85996c56 |  |  |  | North | Siemens | [5 empty] | Module | TRUE | S2E | S54465-C65-A1 | Serial-to-Ethernet Module | 1 | [12 empty] | #FFFFFFFF |  |  | FALSE | FALSE | FALSE | [20 empty] | DESKTOP-7SAL8M7\acont | 2019-08-13 09:04 | THOR\acont | 2024-10-09 10:48
32861745-ff12-40da-8e71-62c881fa4939 | NFPA 170 AMPLIFIER RACK |  |  | North | Eaton Wheelock |  | Amplifier |  |  |  | Assembly | TRUE | SPB-160 | ++ | 160 watt supervised audio power booster (two 80 watt circuits), red enclosure | 1 | [6 empty] | FALSE |  |  |  | 21” H x 16” W x 6” D (wall mount |  | #FFFF0000 | FA-NFPA 170 AMPLIFIER RACK | 1 | FALSE | FALSE | FALSE | 211 | [8 empty] | 12 |  | 12 |  |  | TRUE | [5 empty] | AULAPTOP-PC\Aulaptop | 2019-01-05 09:19 | THOR\acont | 2024-09-08 17:27 | Cloned from Cooper Notification SP40S-MAIN CARD CLONED
71892ff9-af65-47ba-a5c3-62cd6bc1f4a4 | NFPA 170 DUCT SMOKE DETECTOR |  |  | North | Firelite |  | Duct Smoke Detector |  |  |  | Module | TRUE | DNR w/SD365R | + | Intelligent Non-Relay Photoelectric Duct Detector | 1 | 0.0002 | 0.045 |  |  |  |  | FALSE | TRUE | FLUSH |  | N/A | N/A | #FFFF0000 | FA-NFPA 170 DUCT SMOKE DETECTOR | 1 | FALSE | FALSE | FALSE | 1400 |  |  | 3242-1653:0209 | [10 empty] | FALSE | [5 empty] | DESKTOP-7EIEB7A\acont | 2022-02-23 13:56 | THOR\acont | 2024-09-08 17:27 | Cloned from Notifier DNR w/NP-100R | [Firelite, System Sensor] [SLC MODULES SENSORS] [*] [#2 SHARED ADDR ¦ SENSORS] AD355 w/B200SR-LF-WH (C), AD355 w/B200SR-WH (C), AD355 w/B210LP (C), AD355 w/B224BI-WH (C), AD355 w/B224RB-WH (C), AD355 w/B501 (C), BEAM355 (C), BEAM355S (C), CP355 w/B200SR- [Firelite, System Sensor] [SLC SENSORS] [*] [#4 TYPE ADDR ¦ SENSORS] AD355 w/B200SR-LF-WH (C), AD355 w/B200SR-WH (C), AD355 w/B210LP (C), AD355 w/B224BI-WH (C), AD355 w/B224RB-WH (C), AD355 w/B501 (C), BEAM355 (C), BEAM355S (C), CP355 w/B200SR-WH (C), CP | [Fike, Firelite, Monaco Enterprises, Notifier, Space Age Electronics] 723-370-00, 723-371-00, D365PL, D4120, D4120W, DNR, DNR w/FIK‐2351R, DNR w/FSP-851R, DNR w/FSP-951R, DNR w/FSP-951R-IV, DNR w/NP-100R, DNR w/NP-200R, DNR w/SD365R, DNRW, DNRW w/FSP-951R
2dd6754b-9157-4308-b5de-62cd7decf64c | NFPA 170 REMOTE ANNUNCIATOR | RISER ANNUNCIATOR |  | North | Siemens |  | Remote Annunciator |  |  |  | Module | TRUE | FT2011-A1 | ++ | Floor Repeater Display | 1 | 0.04 | 0.04 | [10 empty] | #FFFF0000 | FA-NFPA 170 REMOTE ANNUNCIATOR | 1 | FALSE | FALSE | FALSE | [20 empty] | DESKTOP-7EIEB7A\acont | 2021-11-19 10:16 | THOR\acont | 2024-09-08 17:27 |  | [Siemens] [C-NET] [#1 REPEATER] FT2010-C1, FT2011-A1
f9102d45-7e4b-4ad7-896b-62d39962ca84 | NFPA 170 HORN STROBE CEILING |  |  | North | Eaton Wheelock |  | Horn/Strobe |  |  |  | Module | TRUE | ELHSWC | + | CEILING HORN STROBE, WHITE, FIRE | 1 | [6 empty] | TRUE | TRUE |  |  |  |  | #FF0070C0 | FA-NFPA 170 HORN STROBE CEILING | 1 | FALSE | FALSE | FALSE | 2020 | [16 empty] | C |  |  | DESKTOP-7EIEB7A\acont | 2021-04-29 09:37 | THOR\acont | 2024-09-08 17:27 | Cloned from Eaton Wheelock ELHSRC | [Eaton Wheelock] [NAC] [24VDC, LOW CONT.] ELHSRC (C), ELHSWC (C) [Eaton Wheelock] [NAC] [24VDC, HIGH CONT.] ELHSRC (C), ELHSWC (C)
4911bb87-420f-4e5a-9f43-62d3d0acacf8 | NFPA 170 REMOTE ANNUNCIATOR | RISER ANNUNCIATOR |  | North | Siemens |  | Hardware |  |  |  | Hardware | TRUE | FH7202-Z3 | ++ | Housing (Standard) | 1 | [12 empty] | #FFFF0000 | FA-NFPA 170 REMOTE ANNUNCIATOR | 1 | FALSE | FALSE | FALSE | [20 empty] | DESKTOP-7EIEB7A\acont | 2021-11-20 20:06 | THOR\acont | 2024-09-08 17:27 | Cloned from Siemens FH7203-Z3
02e561f3-6591-4744-a3b6-62d75fb185d9 |  |  |  | North | Siemens |  | Cards & Components |  |  |  | Card | TRUE | XCI2001-U1 | S54400-A69-A1++ | Optional Releasing Module (used on 252-point / 504-point addressable systems) | 1 | 0.04 | 0.04 |  |  |  |  | TRUE | [5 empty] | #FFFFFFFF |  |  | FALSE | FALSE | FALSE | [20 empty] | AULAPTOP-PC\Aulaptop | 2019-04-08 04:48 | THOR\acont | 2024-10-09 10:48 | 11 mA (standby), 40 mA (alarm) per module, 1 mA per releasing circuit |  | [Siemens] XCI2001-U1 [Siemens] XCI2001-U1
32d26f0d-f925-46b6-b4cb-62e269c8f850 | NFPA 170 HORN STROBE |  |  | North | Eaton Wheelock |  | Horn/Strobe |  |  |  | Module | TRUE | LFHSHW3-CO | + | Horn/Strobe Exceder Series, White, CO, LED, LF, 177cd | 1 | [6 empty] | FALSE | [5 empty] | #FF0070C0 | FA-NFPA 170 HORN STROBE | 1 | FALSE | FALSE | FALSE | 2012 | [13 empty] | FALSE | [5 empty] | DESKTOP-7SAL8M7\acont | 2019-02-11 17:17 | THOR\acont | 2024-09-08 17:27 | Cloned from Wheelock LFHSHW3-N | [Eaton Wheelock] [NAC] LFHSHR3, LFHSHR3-AL, LFHSHR3-CO, LFHSHR3-N, LFHSHW3, LFHSHW3-AL, LFHSHW3-CO, LFHSHW3-N
f663d72a-05a8-438d-8459-62ea470aed7a | NFPA 170 HORN STROBE |  |  | North | System Sensor |  | Horn/Strobe |  |  |  | Module | TRUE | P2WL | + | 2-Wire, Horn Strobe, White | 1 | 0 | 0.119 |  |  |  |  | FALSE | [5 empty] | #FF0070C0 | FA-NFPA 170 HORN STROBE | 1 | FALSE | FALSE | FALSE | 2012 | [13 empty] | FALSE | [7 empty] | THOR\acont | 2024-09-08 17:27 |  | [System Sensor] [NAC] [12VDC, TEMPORAL HIGH] P2GRL, P2GWL, P2RL, P2RL w/WAV-RL, P2RL-P, P2RL-SP, P2WL, P2WL w/ WAV-WL, P2WL-P, P2WL-SP [System Sensor] [NAC] [24VFWR, TEMPORAL HIGH] P2GRL, P2GWL, P2RL, P2RL w/WAV-RL, P2RL-P, P2RL-SP, P2WL, P2WL w/ WAV-WL, P2WL-P, P2WL-SP [System Sensor] [NAC] [24VDC, TEMPORAL HIGH] P2GRL, P2GWL, P2RL, P2RL w/WAV-RL, P2RL-P, P2RL-SP, P2WL, P2WL w/ WAV-WL, P2WL-P, P2WL-SP
911655f1-edf0-40c4-8c2a-62ee24e207a6 | NFPA 170 HORN STROBE CEILING |  |  | North | System Sensor |  | Horn/Strobe |  |  |  | Module | TRUE | PC2WHK | + | 2-Wire, Horn Strobe, High cd, White, Outdoor (includes plastic weatherproof back box) | 1 | 0 | 0.071 |  |  |  |  | FALSE | TRUE |  |  |  |  | #FF0070C0 | FA-NFPA 170 HORN STROBE CEILING | 1 | FALSE | FALSE | FALSE | 2013 | [13 empty] | FALSE |  |  | C, WP |  |  | DESKTOP-7EIEB7A\acont | 2021-05-03 14:30 | THOR\acont | 2024-09-08 17:27 | Cloned from System Sensor PC2WK | [System Sensor] [NAC] [VDC, TEMPORAL HIGH] PC2RH (C), PC2RHK (C), PC2WH (C), PC2WHK (C) [System Sensor] [NAC] [VFWR, TEMPORAL HIGH] PC2RH (C), PC2RHK (C), PC2WH (C), PC2WHK (C)
af3967e1-e818-4d04-93fd-62f21d5785bb |  |  |  | North | Bosch | [5 empty] | Module | TRUE | NDP-5512-Z30C-P | * | AUTODOME IP starlight 5000i | 1 | [12 empty] | #FFFFFFFF |  |  | FALSE | FALSE | FALSE | [20 empty] | DESKTOP-7EIEB7A\acont | 2021-08-13 06:25 | THOR\acont | 2024-10-09 10:48
009d6219-9f79-417d-b02a-62f3fa8381ed | NFPA 170 SMOKE HEAT CO DETECTOR |  |  | North | MIRCOM |  | Smoke/Heat/CO Detector |  |  |  | Module | TRUE | MIX-FC351AP w/APB200-LF-WH | + | Advanced Multi-Criteria Fire/CO Detector (UL), Low Frequency Sounder Base | 1 | 0.0002 | 0.0045 |  |  |  |  | FALSE | TRUE |  |  |  |  | #FFFF0000 | FA-NFPA 170 SMOKE HEAT CO DETECTOR | 1 | FALSE | FALSE | FALSE | 1408 | [13 empty] | FALSE |  |  | CO, LF |  |  | DESKTOP-7EIEB7A\acont | 2021-05-18 07:07 | THOR\acont | 2024-09-08 17:27 | Cloned from Notifier FCO-951 w/B200S-LF-WH | [MIRCOM] [AUX POWER] [HIGH VOLUME @ 16VDC, LOW VOLUME @ 16VDC] MIX-COSAP w/APB200-LF (C), MIX-FC351AP w/APB200-LF-WH (C) [MIRCOM] [SLC MODULES SENSORS] [*] [#2 SHARED ADDR ¦ SENSORS] DNR w/MIX-2251BR (C), DNR w/MIX-2351RAP (C), MIX-1251AP w/B200SR-LF-WH (C), MIX-1251AP w/B200SR-WH (C), MIX-1251AP w/B210LP (C), MIX-1251AP w/B224RB-WH (C), MIX-1251AP w/B501 (C), MIX-1251B w/ [MIRCOM] [SLC SENSORS] [*] [#4 TYPE ADDR ¦ SENSORS] DNR w/MIX-2251BR (C), DNR w/MIX-2351RAP (C), MIX-1251AP w/B200SR-LF-WH (C), MIX-1251AP w/B200SR-WH (C), MIX-1251AP w/B210LP (C), MIX-1251AP w/B224RB-WH (C), MIX-1251AP w/B501 (C), MIX-1251B w/B200SR-LF-
05430cee-3b21-4a1c-af06-62f98141569e |  |  |  | North | Bosch | [5 empty] | Module | TRUE | MBV-XKBD-55 | * | LICENSE CAMERA | 1 | [12 empty] | #FFFFFFFF |  |  | FALSE | FALSE | FALSE | [20 empty] | DESKTOP-7EIEB7A\acont | 2021-08-13 06:25 | THOR\acont | 2024-10-09 10:48
0674bb59-3631-4508-bd31-62fd5ea60f11 | NFPA 170 SMOKE DETECTOR |  |  | North | Gamewell FCI |  | Smoke Detector |  |  |  | Module | TRUE | ASD-PTL3 w/B501-WHITE | + | Photoelectric smoke detector with thermal sensing, bright white, Velociti w/ 4” Flangeless mounting base, bright white | 1 | 0.0002 | 0.0045 |  |  |  |  | FALSE | TRUE | FLUSH |  | 4" SQ. DEEP | 3 "O" PLASTER RING | #FFFF0000 | FA-NFPA 170 SMOKE DETECTOR | 1 | FALSE | FALSE | FALSE | 1408 | [13 empty] | FALSE |  |  | T |  |  | DESKTOP-7SAL8M7\acont | 2019-04-25 06:29 | THOR\acont | 2024-09-08 17:27 | 20191121 AC Detector with base | [Gamewell FCI] [SLC SENSORS] [*] [#4 TYPE ADDR ¦ SENSORS] ADPF (C), ASD-PL2F w/B200S-LF-WH (C), ASD-PL2F w/B210LP (C), ASD-PL2FR (C), ASD-PL3 w/B200S-LF-WH (C), ASD-PL3 w/B200SR-LF-WH (C), ASD-PL3 w/B200SR-WH (C), ASD-PL3 w/B224BI-WH (C), ASD-PL3 w/B224R [Gamewell FCI] [SLC MODULES SENSORS] [*] [#2 SHARED ADDR ¦ SENSORS] ADPF (C), ASD-PL2F w/B200S-LF-WH (C), ASD-PL2F w/B210LP (C), ASD-PL2FR (C), ASD-PL3 w/B200S-LF-WH (C), ASD-PL3 w/B200SR-LF-WH (C), ASD-PL3 w/B200SR-WH (C), ASD-PL3 w/B224BI-WH (C), ASD-P
3527e343-c9ff-4634-a357-62ff5980a3bc | NFPA 170 HEAT DETECTOR |  |  | North | Fike |  | Heat Detector |  |  |  | Module | TRUE | FIK-5351 w/B300-6 | ++ | White, low‐profile intelligent 135°F fixed thermal sensor, Standard Base | 1 | 0.0002 | 0.0045 |  |  |  |  | FALSE | TRUE |  |  |  |  | #FFFF0000 | FA-NFPA 170 HEAT DETECTOR | 1 | FALSE | FALSE | FALSE | 1403 | [13 empty] | FALSE |  |  | 135° |  |  | DESKTOP-7EIEB7A\acont | 2023-01-02 16:15 | THOR\acont | 2024-09-08 17:27 | Cloned from Firelite H365 w/B300-6 | [Fike] [SLC IDP SENSORS] [*] [#4 TYPE ADDR ¦ SENSORS] DNR w/FIK‐2351R (C), FIK-2351 w/B200S-LF-WH (C), FIK-2351 w/B200S-WH (C), FIK-2351 w/B224RB-WH (C), FIK-2351 w/B300-6 (C), FIK-2351T w/B200S-LF-WH (C), FIK-2351T w/B200S-WH (C), FIK-2351T w/B224RB-WH
17c8b438-6f62-4b21-90eb-63005dcfc09c | NFPA 170 HORN STROBE |  |  | North | Monaco Enterprises |  | Horn/Strobe |  |  |  | Module | TRUE | 585-069-00 | + | HORN/STROBE:2 WIRE,STANDARD CD,RED WEATHERPROOF | 1 | 0 | 0.116 |  |  |  |  | FALSE | FALSE | FLUSH |  | 4' SQ. DEEP | 2-GANG | #FF0070C0 | FA-NFPA 170 HORN STROBE | 1 | FALSE | FALSE | FALSE | 2012 |  |  | 7125-1653:0188 | [10 empty] | FALSE |  |  | WP |  |  | DESKTOP-7SAL8M7\acont | 2020-02-23 12:33 | THOR\acont | 2024-09-08 17:27 | Cloned from System Sensor P2RK | [Monaco Enterprises] [NAC] [VDC, TEMPORAL HIGH] 585-069-00 [Monaco Enterprises] [NAC] [VFWR, TEMPORAL HIGH] 585-069-00
28e9c9d0-8534-4581-ad65-630478029c46 | NFPA 170 HORN |  |  | North | Kidde |  | Horn |  |  |  | Module | TRUE | EG4AWF-SP |  | Wall horn, white, FUEGO | 1 | [6 empty] | FALSE |  | GRSW-10 |  |  |  | #FF0070C0 | FA-NFPA 170 HORN | 1 | FALSE | FALSE | FALSE | 2010 | [13 empty] | FALSE | [5 empty] | DESKTOP-7SAL8M7\acont | 2020-08-19 11:55 | THOR\acont | 2024-09-08 17:27 | Cloned from Edwards G4AWF-SP | [Edwards, Kidde] [NAC] [VDC, HIGH DB] EG4ARF, EG4ARF-FR, EG4ARF-SP, EG4ARN, EG4AWF, EG4AWF-FR, EG4AWF-SP, EG4AWN, G4ARF, G4ARF-FR, G4ARF-SP, G4ARN, G4AWF, G4AWF-FR, G4AWF-SP, G4AWN [Edwards, Kidde] [NAC] [VFWR, LOW DB] EG4ARF, EG4ARF-FR, EG4ARF-SP, EG4ARN, EG4AWF, EG4AWF-FR, EG4AWF-SP, EG4AWN, G4ARF, G4ARF-FR, G4ARF-SP, G4ARN, G4AWF, G4AWF-FR, G4AWF-SP, G4AWN [Edwards, Kidde] [NAC] [VDC, LOW DB] EG4ARF, EG4ARF-FR, EG4ARF-SP, EG4ARN, EG4AWF, EG4AWF-FR, EG4AWF-SP, EG4AWN, G4ARF, G4ARF-FR, G4ARF-SP, G4ARN, G4AWF, G4AWF-FR, G4AWF-SP, G4AWN [Edwards, Kidde] [NAC] [VFWR, HIGH DB] EG4ARF, EG4ARF-FR, EG4ARF-SP, EG4ARN, EG4AWF, EG4AWF-FR, EG4AWF-SP, EG4AWN, G4ARF, G4ARF-FR, G4ARF-SP, G4ARN, G4AWF, G4AWF-FR, G4AWF-SP, G4AWN
fa078630-88da-4e73-912c-630c7a3d49b4 | NFPA 170 SPEAKER CEILING |  |  | North | Autocall |  | Speaker |  |  |  | Module | TRUE | A49SO-APPLC-O | + | Ceiling mount Addressable Weatherproof High Fidelity S/O Appliance Only. | 1 | 0.0008 | 0.009 |  |  |  |  | TRUE | TRUE |  |  |  |  | #FF0070C0 | FA-NFPA 170 SPEAKER CEILING | 1 | FALSE | FALSE | FALSE | 2019 | [16 empty] | C, WP |  |  | DESKTOP-7EIEB7A\acont | 2022-02-21 14:50 | THOR\acont | 2024-09-08 17:27 | Cloned from Autocall A49SO-APPLC | [Autocall, Simplex] [IDNac] [IDNAC] 49HF-APPLC (C), 49HF-APPLC-BA (C), 49HF-APPLW, 49HF-APPLW-BA, 49SO-APPLC (C), 49SO-APPLC-BA (C), 49SO-APPLC-O (C), 49SO-APPLC-O-BA (C), 49SO-APPLW, 49SO-APPLW-BA, 49SO-APPLW-O, 49SO-APPLW-O-BA, A49HF-APPLC (C), A49HF-A [Autocall, Simplex] [AUDIO 25v] [25V AUDIO] 49HF-APPLC (C), 49HF-APPLC-BA (C), 49HFV-APPLC (C), 49HFV-APPLC-BA (C), 49HFVH-APPLC (C), 49HFVH-APPLC-BA (C), 49SO-APPLC (C), 49SO-APPLC-BA (C), 49SO-APPLC-O (C), 49SO-APPLC-O-BA (C), 49SV-APPLC (C), 49SV-APPL [Autocall, Simplex] [AUDIO 70.7v] [70V AUDIO] 49HF-APPLC (C), 49HF-APPLC-BA (C), 49HFV-APPLC (C), 49HFV-APPLC-BA (C), 49HFVH-APPLC (C), 49HFVH-APPLC-BA (C), 49SO-APPLC (C), 49SO-APPLC-BA (C), 49SO-APPLC-O (C), 49SO-APPLC-O-BA (C), 49SV-APPLC (C), 49SV-AP
023bd34b-1875-4da0-b41e-6311f0cec036 | NFPA 170 SMOKE DETECTOR |  |  | North | Kidde |  | Smoke Detector |  |  |  | Module | TRUE | DC-PS w/DC-SB6 | ++ | Photoelectric Conventional Smoke w/2 Wire Base | 1 | 0.000145 | 0.06 |  |  |  |  | FALSE | TRUE |  |  |  |  | #FFFF0000 | FA-NFPA 170 SMOKE DETECTOR | 1 | FALSE | FALSE | FALSE | 1408 | [13 empty] | FALSE | [5 empty] | DESKTOP-QGO6JOK\acont | 2024-07-16 08:18 | THOR\acont | 2025-02-07 08:30 | Cloned from Kidde KC2-OS-CD wKC2-SB | [Kidde] [IDC] 03 [*] DC-PS w/DC-SB6 (C), KC2-OS-CD wKC2-SB (C)
1f6e7f66-0d78-4e64-8ff1-63164b193529 | NFPA 170 SMOKE DETECTOR SOUNDER |  |  | North | BRK |  | Smoke Detector |  |  |  | Module | FALSE | 7030BSL |  | 120V AC, 60Hz Wire-in Smoke with Alarm/Strobe, 10 Year Sealed Lithium Battery Backup | 1 | [6 empty] | FALSE | TRUE |  |  |  |  | #FFFF0000 | FA-NFPA 170 SMOKE DETECTOR SOUNDER | 1 | FALSE | FALSE | FALSE | 1408 | [13 empty] | FALSE |  |  | 120V |  |  | DESKTOP-7EIEB7A\acont | 2022-08-17 12:30 | THOR\acont | 2024-09-08 17:27 | Cloned from BRK 7020BSL | [BRK, First Alert, Gentex, Kidde] [SMOKE ALARM TANDEM] 21006378 (C), 21007624 (C), 7020BSL (C), 7030BSL (C), 900-CUAR (C), 9120 (C), 9120B (C), 917-0070-002 (C), 917-0071-002 (C), 917-0072-002 (C), 917-0073-002 (C), 917-0079-002 (C), 918-0030-002 (C), 91 [BRK, Gentex, Kidde] [VAC ] [*] 21006378 (C), 21007624 (C), 7020BSL (C), 7030BSL (C), 900-CUAR (C), 9120 (C), 9120B (C), 917-0070-002 (C), 917-0071-002 (C), 917-0072-002 (C), 917-0073-002 (C), 917-0079-002 (C), 918-0030-002 (C), 918-0031-002 (C), 918-003 | [BRK, First Alert, Generic, Gentex, Kidde, N/A] 120VAC SMOKE DETECTOR, 21006378, 21007624, 7020BSL, 7030BSL, 900-CUAR, 9120, 9120B, 9120F, 9120H, 9120HF, 9120T, 9120TF, 9123, 9123F, 9123H, 9123HF, 9123T, 9123TF, 917-0070-002, 917-0071-002, 917-0072-002, 9
61a638b6-f85c-4d29-8140-631781514734 |  |  |  | North | Bosch | [5 empty] | Module | TRUE | OLM10 | * | LAVALIER CONDENSER MICROPHONE | 1 | [12 empty] | #FFFFFFFF |  |  | FALSE | FALSE | FALSE | [20 empty] | DESKTOP-7EIEB7A\acont | 2021-08-13 06:25 | THOR\acont | 2024-10-09 10:48
fd88d6aa-412b-404d-b030-63222b62a000 | NFPA 170 FIRE ALARM CONTROL UNIT | RISER FACP |  | North | Hochiki |  | Fire Alarm Control Unit |  |  |  | Assembly | TRUE | LA101K1-14 |  | FireNET L@TITUDE Analog Addressable Fire Alarm Control Panel, 4 Slot Standard Enclosure, 5.25 A 115V, 2-Loop Panel Module, Hochiki Protocol, Network Module, and Media Gateway™, Red, Printer / 48 Zone LEDs | 1 | [6 empty] | FALSE |  |  | *Refer to Install Sheet | 16.5in (W) x 23.2in (H) x 6in (D) | KM5FCRD (Optional Semi-Flush Mounting Kit) | #FFFF0000 | FA-NFPA 170 FIRE ALARM CONTROL UNIT | 1 | FALSE | FALSE | FALSE | 202 | [8 empty] | 7,12,18,28 |  |  | 5.25 |  | TRUE | [5 empty] | DESKTOP-GHR3H5U\Anthony | 2019-11-27 07:05 | THOR\acont | 2024-09-08 17:27
b4277630-eaa5-48eb-865c-6326675c834f | NFPA 170 FIRE ALARM CONTROL UNIT | RISER FACP |  | North | Hochiki |  | Fire Alarm Control Unit |  |  |  | Assembly | TRUE | LA301K1-44 |  | FireNET L@TITUDE Analog Addressable Fire Alarm Control Panel, 4 Slot Deep Enclosure, 5.25 A 115V, 2-Loop Panel Module, Hochiki Protocol, Network Module, and Media Gateway™, Gray, Printer / 48 Zone LEDs | 1 | [6 empty] | FALSE |  |  | *Refer to Install Sheet | 16.5in (W) x 23.2in (H) x 8in (D) | KM5FCRD (Optional Semi-Flush Mounting Kit) | #FFFF0000 | FA-NFPA 170 FIRE ALARM CONTROL UNIT | 1 | FALSE | FALSE | FALSE | 202 | [8 empty] | 7,12,18,28 |  |  | 5.25 |  | TRUE | [5 empty] | DESKTOP-GHR3H5U\Anthony | 2019-11-27 07:23 | THOR\acont | 2024-09-08 17:27
bbe5851f-e5bd-4213-b388-632754d6ada4 | NFPA 170 FLAME DETECTOR |  |  | North | Macurco |  | Flame Detector |  |  |  | Module | TRUE | 84-3112-1100-20 | ++ | TXP-FDE UV/IR-HD, Video, SS, M25, Tilt Mount | 1 | 0.012 | 0.18 |  |  |  |  | FALSE | FALSE |  |  | 5.51” (L) x 3.54” (W) x 3.54” (H) |  | #FFFF0000 | FA-NFPA 170 FLAME DETECTOR | 1 | FALSE | FALSE | FALSE | 1401 | [13 empty] | FALSE |  |  | UV/IR |  |  | THOR\acont | 2024-01-09 08:30 | THOR\acont | 2024-09-08 17:27 | Cloned from Macurco 84-3211-1100-20 CLONED CLONED CLONED CLONED | [Firelite, Macurco, Notifier, Silent Knight, System Sensor] [IDC] 01 [IDC 4-WIRE ++] 1251B (C), 1412B (C), 1424 (C), 2112/24AT (C), 2112/24S (C), 2112/24TS (C), 2112AITR (C), 2112ATR (C), 2112R (C), 2124AITR (C), 2124ATR (C), 2124R (C), 2151 w/B110RLP (C [Firelite, Macurco, Notifier, Silent Knight, System Sensor] [AUX POWER] [*] [AUX INPUT ++] 1251B (C), 1412B (C), 1424 (C), 2112/24AT (C), 2112/24S (C), 2112/24TS (C), 2112AITR (C), 2112ATR (C), 2112R (C), 2124AITR (C), 2124ATR (C), 2124R (C), 2151 w/B110
358ff950-0ff9-4051-8ea2-6331cf510016 | NFPA 170 STROBE CEILING |  |  | North | System Sensor |  | Strobe |  |  |  | Module | TRUE | SCWL-CLR-ALERT | + | Strobe, White, ALERT | 1 | 0 | 0.111 |  |  |  |  | FALSE | TRUE |  |  |  |  | #FF0070C0 | FA-NFPA 170 STROBE CEILING | 1 | FALSE | FALSE | FALSE | 2022 | [13 empty] | FALSE |  |  | C |  |  |  |  | THOR\acont | 2024-09-08 17:27 |  | [BluePoint, System Sensor] [NAC] [24VDC] BP04-501P (C), BP04-A501P (C), SCRL (C), SCWL (C), SCWL-CLR-ALERT (C) [BluePoint, System Sensor] [NAC] [12VDC] BP04-501P (C), BP04-A501P (C), SCRL (C), SCWL (C), SCWL-CLR-ALERT (C) [BluePoint, System Sensor] [NAC] [24VFWR] BP04-501P (C), BP04-A501P (C), SCRL (C), SCWL (C), SCWL-CLR-ALERT (C)
22e9d3ed-9a92-46ca-9d90-6335a08cdb1c |  |  |  | North | Siemens |  | Cards & Components |  |  |  | Card | TRUE | XDLC | S54430-B8-A1 | INTELLIGENT DEVICE LOOP CARD FOR MODULAR SYSTEMS (2 LOOPS/252 ADDRESSES TOTAL) ONE CARD SLOT CC-5/CC-2 | 1 | 0.1 | 0.1 |  |  |  |  | TRUE | [5 empty] | #FFFFFFFF |  |  | FALSE | FALSE | FALSE | [20 empty] | DESKTOP-7SAL8M7\acont | 2019-08-13 09:04 | THOR\acont | 2024-10-09 10:48 |  |  | [Siemens] DLC, XDLC
d1478ef4-81cd-41e3-89f4-633668e1b164 | NFPA 170 ADDRESSABLE INPUT MONITOR MODULE |  |  | North | System Sensor |  | Addressable Module |  |  |  | Module | TRUE | M502M | + | Zone Interface Module | 1 | 0.0003 | 0.0003 |  |  |  |  | FALSE | [5 empty] | #FFFF0000 | FA-NFPA 170 ADDRESSABLE INPUT MONITOR MODULE | 1 | FALSE | FALSE | FALSE | 1000 | [13 empty] | FALSE | [5 empty] | DESKTOP-7SAL8M7\acont | 2020-02-23 12:29 | THOR\acont | 2024-09-08 17:27 | Cloned from MIRCOM MIX-M502M CLONED | [System Sensor] [SLC MODULES/SENSORS] 01 M500DM, M500M, M500R, M500S, M501M, M502M [MIRCOM, Monaco Enterprises, System Sensor] [AUX POWER] 729-144-00, ALC-198S, M502M, MIX-M502M, MIX-M502MAP [System Sensor] [SLC MODULES] 01 M500DM, M500M, M500R, M500S, M501M, M502M | [MIRCOM, Monaco Enterprises, System Sensor] 729-144-00, M502M, MIX-M502M, MIX-M502MAP
daec5747-55fc-4af0-a6b4-6338f847c39b | NFPA 170 ADDRESSABLE INPUT MONITOR MODULE |  |  | North | Gamewell FCI |  | Addressable Module |  |  |  | Module | TRUE | AMM-2IF |  | Addressable Dual Monitor Module W/ FlashScan, 2 Class B | 2 | 0.0007 | 0.0007 |  |  |  |  | FALSE | FALSE | FLUSH |  | 4" SQ. DEEP | N/A | #FFFF0000 | FA-NFPA 170 ADDRESSABLE INPUT MONITOR MODULE | 1 | FALSE | FALSE | FALSE | 1000 |  |  | 7300-0028:0219 | [10 empty] | FALSE |  |  | DM |  |  |  |  | THOR\acont | 2024-09-08 17:27 |  | [Gamewell FCI] [SLC MODULES/SENSORS] [#02 ++] AMM-2IF, AMM-2RIF, AOM-2RF, MMI-10F, MMI-6SF, MMO-6RF, MMO-6SF, VW-GATE [Gamewell FCI] [SLC MODULES SENSORS] [*] [#1 SHARED ADDR ¦ MODULES] AMM-2F, AMM-2IF, AMM-2RF, AMM-2RIF, AMM-4F, AMM-4SF, AOM-2RF, AOM-2SF, AOM-TELF, MMI-10F, MMI-6SF, MMO-6RF, MMO-6SF, MS-7AF, MS-7ASF, MS-7S w/AMM-2F, MS-WS w/AMM-2F, TC81021000, VW-DIS-D [Gamewell FCI] [SLC MODULES] [#02 ++] AMM-2IF, AMM-2RIF, AOM-2RF, MMI-10F, MMI-6SF, MMO-6RF, MMO-6SF, VW-GATE [Gamewell FCI] [SLC MODULES] [*] [#3 TYPE ADDR ¦ MODULES] AMM-2F, AMM-2IF, AMM-2RF, AMM-2RIF, AMM-4F, AMM-4SF, AOM-2RF, AOM-2SF, AOM-TELF, MMI-10F, MMI-6SF, MMO-6RF, MMO-6SF, MS-7AF, MS-7ASF, MS-7S w/AMM-2F, MS-WS w/AMM-2F, TC81021000, VW-GATE, WAM-MM, W | [Gamewell FCI] AMM-2F, AMM-2IF, AMM-2RF, AMM-4F, AMM-4SF, PID-95, PID-95P [Gamewell FCI] AMM-2IF
975c5a54-b318-47e1-ab80-6344d99230e7 |  |  |  | North | Notifier |  | Hardware |  |  |  | Hardware | TRUE | BAT-12120-BP |  | 4-unit bulk pack of BAT-12120 (12V 12 AH) | 1 | [6 empty] | FALSE | [5 empty] | #FFFFFFFF |  |  | FALSE | FALSE | FALSE | [14 empty] | FALSE | [5 empty] | DESKTOP-7SAL8M7\acont | 2020-07-07 09:46 | THOR\acont | 2024-10-09 10:48 | Cloned from Notifier BAT-12260-BP
c32167fb-2a55-4378-aa10-635404f17d37 | NFPA 170 DOOR HOLDER |  |  | North | Hochiki |  | Door Holder |  |  |  | Module | TRUE | DH24120SB |  | RSG Door Holder, Surface Mount, Brass Finish, 24V | 1 | 0.02 | [5 empty] | FALSE |  | SURFACE | *Refer to Install Sheet | SINGLE GANG | 1-GANG | #FFFF0000 | FA-NFPA 170 DOOR HOLDER | 1 | FALSE | FALSE | FALSE | 2500 |  |  | 3550-0028:0210 | [10 empty] | FALSE | [5 empty] | DESKTOP-7SAL8M7\acont | 2019-12-02 11:11 | THOR\acont | 2024-09-08 17:27 | Cloned from Hochiki DH24120FPC CLONED CLONED | [Bosch, Hochiki, N/A, Notifier, Potter, Rixson, RSG, Silent Knight, System Sensor] [AUX POWER] [DOOR RELEASE] ADI_K7-998TRI689, D370, D370C, DH Series, DH(1224)FPC, DH(1224)GPC, DH(1224)RPC, DH(1224)SPC, DH(24120)FPC, DH(24120)GPC, DH(24120)GPC2, DH(2412 [ASSA ABLOY, Bosch, Hochiki, N/A, Notifier, Potter, Rixson, RSG, Silent Knight, System Sensor] [AUX POWER] [DOOR RELEASE] 7200, ADI_K7-998TRI689, D370, D370C, DH Series, DH(1224)FPC, DH(1224)GPC, DH(1224)RPC, DH(1224)SPC, DH(24120)FPC, DH(24120)GPC, DH(2 [Bosch, Generic, Hochiki, N/A, Notifier, Potter, Rixson, RSG, Silent Knight, System Sensor] [RELAY] [DOOR RELEASE] 110VAC DOOR HOLDER, ADI_K7-998TRI689, D370, D370C, DH Series, DH(1224)FPC, DH(1224)GPC, DH(1224)RPC, DH(1224)SPC, DH(24120)FPC, DH(24120)GP
b9646d4f-1ce0-4517-98d4-6357bfd7ec2a | NFPA 170 SMOKE CO DETECTOR |  |  | North | Potter |  | Smoke/CO Detector |  |  |  | Module | TRUE | PAD200-PCD (Split) | + | Photoelectric Smoke/CO Detector | 1 | 0.0003 | 0.0003 |  |  |  |  | FALSE | TRUE |  |  |  |  | #FFFF0000 | FA-NFPA 170 SMOKE CO DETECTOR | 1 | FALSE | FALSE | FALSE | 1411 | [13 empty] | FALSE |  |  | SB |  |  | THOR\acont | 2025-02-13 10:27 |  |  | Cloned from Potter PAD200-PCD | [Potter] [SLC PAD] [*] [#2 SHARED ADDR ¦ SENSORS] PAD100-CD w/PAD100-4DB, PAD100-CD w/PAD100-6DB, PAD100-CD w/PAD100-IB, PAD100-CD w/PAD100-LFSB, PAD100-CD w/PAD100-RB, PAD100-CD w/PAD100-SB, PAD100-CD w/PAD100-SPKB, PAD100-DUCT (C), PAD100-DUCTR (C), PA [Potter] [AUX POWER] PAD100-CD w/PAD100-SB, PAD100-HD w/PAD100-SB, PAD100-PD w/PAD100-SB (C), PAD100-PHD w/PAD100-SB (C), PAD100-PHD w/PAD100-SB (Split) (C), PAD200-PCD (C), PAD200-PCD (Split) (C), PAD200-PCD w/PAD100-SB (C), PAD200-PCD w/PAD100-SB (Spli
1f9a5a99-612d-42e0-93a9-635c158220ce | NFPA 170 FIRE ALARM CONTROL UNIT | RISER FACP |  | North | Edwards |  | Fire Alarm Control Unit |  |  |  | Assembly | TRUE | EST1-2Z3 | ++ | Two Zone, Three Expansion Space Panel, 120 VAC | 1 | [6 empty] | FALSE |  |  |  | 12" x 14" x 2.75" [30.5 cm x 35.6 cm x 7.0 cm] |  | #FFFF0000 | FA-NFPA 170 FIRE ALARM CONTROL UNIT | 1 | FALSE | FALSE | FALSE | 202 | [8 empty] | 4.5,6.5,10 |  |  |  |  | TRUE | [5 empty] | THOR\acont | 2024-05-14 09:51 | THOR\acont | 2024-09-08 17:27 | Cloned from Edwards FSP302R
caf85a62-6676-49e0-9b7d-6360a43c26d1 | NFPA 170 FLOW DETECTOR |  |  | North | Potter |  | Flow Detector |  |  |  | Module | TRUE | VSR-C | + | Waterflow Alarm Switch for Copper Pipe | 1 | [6 empty] | FALSE | [5 empty] | #FFFF0000 | FA-NFPA 170 FLOW DETECTOR | 1 | FALSE | FALSE | FALSE |  |  |  | 7770-0328:0001 | [10 empty] | FALSE | [7 empty] | THOR\acont | 2024-09-08 17:27 |  | [Farenhyt, Generic, N/A, Notifier, Potter, Silent Knight] [AUX POWER] [BELL POWER ++] FURNISHED BY OTHERS, PS10 Series, PS10-EX, VSG, VSR Series, VSR-10, VSR-AT, VSR-C, VSR-CF, VSR-FE-2, VSR-FEX Series, VSR-S Series, VSR-SF, VSR-SFG, VSR-SFT, VSR-SG, VSR [Potter] [IDC] 01 OSYSU Series, OSYSU-CRH, OSYSU-EX, OSYSU-EX-O, PCVS Series, PCVS-CRH, PIVS-U-EX, PIVSU-EX-O, PS10 Series, PS10-EX, PS15, PS25, PS40 Series, PS40-EX, RBVS, VSG, VSR Series, VSR-10, VSR-AT, VSR-C, VSR-CF, VSR-FE-2, VSR-FEX Series, VSR-S S
6a9be679-17d8-4ca4-b9da-636acf102574 |  |  |  | North | Autocall |  | Cards & Components |  |  |  | Card | TRUE | A007-6309 | ++ | ES Net NIC Dual Channel Multi-mode Fiber Media Card | 1 | 0.135 | 0.135 |  |  |  |  | TRUE | [5 empty] | #FFFFFFFF |  |  | FALSE | FALSE | FALSE | [20 empty] | DESKTOP-7EIEB7A\acont | 2022-02-16 08:48 | THOR\acont | 2024-10-09 10:48 | Cloned from Autocall A007-6308 | [Autocall, Simplex] [Fiber Optic] [NETWORK ++] 4007-6307, 4007-6308, 4007-6309, 4010-6307, 4010-6308, 4100-6307, 4100-6308, 4190-9858, 4190-9859, A007-6307, A007-6308, A007-6309, A010-6307, A010-6308, A100-6307, A100-6308, A190-9858, A190-9859 | [Autocall, Simplex] 4007-6308, 4007-6309, 4010-6308, 4100-6308, 4190-9859, A007-6308, A007-6309, A010-6308, A100-6308, A190-9859
eaedc3b1-2c0d-474a-8860-636d1cdce0d2 |  |  |  | North | Bosch | [5 empty] | Module | TRUE | F.01U.299.796 | * | SURFACE MOUNT BOX | 1 | [12 empty] | #FFFFFFFF |  |  | FALSE | FALSE | FALSE | [20 empty] | DESKTOP-7EIEB7A\acont | 2021-08-13 06:25 | THOR\acont | 2024-10-09 10:48
fab5d4c9-782b-410a-8bf8-636dfc6eb030 |  |  |  | North | Notifier |  | Cards & Components |  |  |  | Card | TRUE | AEM-16AT |  | Annunciator Expander Module, 16 Alarm LED's, 16 Trouble LED's, 16 Switches | 1 | 0.002 | 0.018 |  |  |  |  | TRUE | [5 empty] | #FFFFFFFF |  |  | FALSE | FALSE | FALSE | [14 empty] | FALSE | [7 empty] | THOR\acont | 2024-10-09 10:48
33aaae13-719d-49ab-be64-6370d882bf78 | NFPA 170 FIRE ALARM CONTROL UNIT | RISER FACP |  | North | Hochiki |  | Fire Alarm Control Unit |  |  |  | Assembly | TRUE | LA703K1-40 |  | FireNET L@TITUDE Analog Addressable Fire Alarm Control Panel, 8 Slot Standard Enclosure, 10.25 A Auto Voltage, 2-Loop Panel Module, Hochiki Protocol, Network Module, and Media Gateway™, Gray, 48 Zone LEDs | 1 | [6 empty] | FALSE |  |  | *Refer to Install Sheet | 16.5in (W) x 23.2in (H) x 6in (D) | KM5FCRD (Optional Semi-Flush Mounting Kit) | #FFFF0000 | FA-NFPA 170 FIRE ALARM CONTROL UNIT | 1 | FALSE | FALSE | FALSE | 202 | [8 empty] | 7,12,18,28,33,40 |  |  | 10.25 |  | TRUE | [5 empty] | DESKTOP-GHR3H5U\Anthony | 2019-11-27 08:00 | THOR\acont | 2024-09-08 17:27
313e854f-547f-4dfb-88e6-6377a466a58b | NFPA 170 ADDRESSABLE OUTPUT MODULE |  |  | North | Fike |  | Addressable Control/Relay |  |  |  | Module | TRUE | FIK-SC-6 | ++ | Six Input notification module | 6 | 0.00265 | 0.035 |  |  | 24 |  | FALSE |  |  |  | 6.8” x 5.8” x 1.25” (17.27 cm x 14.73 cm x 3.18 cm) |  | #FFFF0000 | FA-NFPA 170 ADDRESSABLE OUTPUT MODULE | 1 | FALSE | FALSE | FALSE | 1000 | [13 empty] | FALSE |  |  | 6 |  |  | DESKTOP-7EIEB7A\acont | 2023-01-04 09:59 | THOR\acont | 2024-09-08 17:27 | Cloned from Fike FIK-CR-6 | [Fike] [SLC IDP MODULES] [#03 ++] FIK-CR-6, FIK-CZ-6, FIK-IM-10, FIK-SC-6 [Fike] [SLC IDP MODULES] [*] [#3 TYPE ADDR ¦ MODULES] FIK-CR-6, FIK-CZ-6, FIK-IM-10, FIK-M500DM, FIK-M500M, FIK-M500MR-2, FIK-M500R, FIK-M500S, FIK-M501M, FIK-M502M, FIK-PULL-DA, FIK-PULL-SA, FIK-SC-6 [Fike] [SLC IDP MODULES] [#02 ++] FIK-CR-6, FIK-CZ-6, FIK-IM-10, FIK-M500DM, FIK-M500MR-2, FIK-SC-6 [Fike] [AUX POWER, NAC] [RISER ++] FIK-SC-6 [Fike] [SLC IDP MODULES] [#04 ++] FIK-CR-6, FIK-CZ-6, FIK-IM-10, FIK-SC-6 [Fike] [SLC IDP MODULES] [#05 ++] FIK-CR-6, FIK-CZ-6, FIK-IM-10, FIK-SC-6 [Fike] [SLC IDP MODULES] [#06 ++] FIK-CR-6, FIK-CZ-6, FIK-IM-10, FIK-SC-6 | [Fike] FIK-SC-6
1bf519e1-9f3a-4246-bc8a-637e4a49cfce |  |  |  | North | Edwards |  | Hardware |  |  |  | Hardware | TRUE | FWUL5RAIDW7 |  | Industrial Grade Workstation, /w RAID HD, UL Listed | 1 | [6 empty] | FALSE | [5 empty] | #FFFFFFFF |  |  | FALSE | FALSE | FALSE | [14 empty] | FALSE | [7 empty] | THOR\acont | 2024-10-09 10:48
f5ec3585-5e2e-4d42-9723-637ed81ad2c3 |  |  |  | North | Autocall |  | Cards & Components |  |  |  | Card | TRUE | A100-1341 |  | MCC (Multiple Command Center) Digital Audio Riser Interface | 1 | 0 | 0.07 |  |  |  |  | TRUE | [5 empty] | #FFFFFFFF |  |  | FALSE | FALSE | FALSE | [20 empty] | DESKTOP-0D6CQVA\lousc | 2019-07-07 14:52 | THOR\acont | 2024-10-09 10:48 | Cloned from AutoCall A100-0622
9c29e5d1-20a6-4225-8dd6-63878e59cfb6 | NFPA 170 GRAPHIC ANNUNCIATOR PANEL | RISER ANNUNCIATOR |  | North | Edwards |  | Graphic Annunciator |  |  |  | Module | TRUE | FSCS-2 |  | Smoke Ctrl Graphic Annunciator 17.5"w x 15.75"h viewing area | 1 | [6 empty] | FALSE | [5 empty] | #FFFF0000 | FA-NFPA 170 GRAPHIC ANNUNCIATOR PANEL | 1 | FALSE | FALSE | FALSE | 256 | [13 empty] | FALSE | [7 empty] | THOR\acont | 2024-09-08 17:27
81cf92aa-523e-4795-8b84-6393bdf358d3 | NFPA 170 HORN STROBE CEILING |  |  | North | Eaton Wheelock |  | Horn/Strobe |  |  |  | Module | TRUE | HSRC | ++ | Horn, Strobe, Red, Ceiling Mount | 1 | [6 empty] | FALSE | TRUE |  |  |  |  | #FF0070C0 | FA-NFPA 170 HORN STROBE CEILING | 1 | FALSE | FALSE | FALSE | 2013 | [13 empty] | FALSE |  |  | C |  |  |  |  | THOR\acont | 2024-09-08 17:27 |  | [Eaton Wheelock] [NAC] [ULMAX @99dBA] HSRC (C), HSWC (C)
e8aed773-31f5-4a71-b794-6393da3121a7 | NFPA 170 ADDRESSABLE INPUT OUTPUT |  |  | North | Siemens |  | Addressable Module |  |  |  | Module | TRUE | XTRI-R | S54370-B1-A1 | Single Input Monitor Module with Relay with Built-In Isolator | 1 | 0.0005 | 0.00075 |  |  |  |  | FALSE | [5 empty] | #FFFF0000 | FA-NFPA 170 ADDRESSABLE INPUT OUTPUT | 1 | FALSE | FALSE | FALSE | 1200 | [13 empty] | FALSE | [5 empty] | AULAPTOP-PC\Aulaptop | 2018-12-23 11:22 | THOR\acont | 2024-09-08 17:27 | Cloned from Siemens HTRI-R | [Siemens] [SLC MODULES SENSORS] [*] [#1 SHARED ADDR ¦ MODULES] AD-11P (C), FDBZ492 w/OP921 (C), FDBZ492-HR w/FDO421 (C), FDBZ492-HR w/OP921 (C), FDBZ492-R (C), FDCIO422, HCP, HCP-Z, HFPO-11, HFPT-11, HMS-D, HMS-DE, HMS-DP, HMS-DZ, HMS-S, HMS-SA, HMS-SE, [Siemens] [AUX POWER, RELAY] [RELAY INPUT ++] XTRI-R | [Siemens] HTRI-M, HTRI-R, HTRI-S, XTRI-M, XTRI-R, XTRI-S [Siemens] XTRI-R
78b071f7-03d5-4609-8ffe-63941926c48e | 170 BASIC SHAPE |  |  | North | Aiphone |  | Miscellaneous |  |  |  | Module | TRUE | PS-1208UL |  | Intercom Power Supply | 1 | [6 empty] | TRUE | [5 empty] | #FFFF0000 | FA-170 BASIC SHAPE | 1 | FALSE | FALSE | FALSE | [20 empty] | XPS-17-9710\August | 2024-04-04 05:36 | THOR\acont | 2024-09-08 17:27 | Cloned from Aiphone PS-1208 CLONED
f1adbcd8-d05b-41fd-8176-63998d3edff2 | NFPA 170 CELL COMM | RISER CELL COMM |  | North | Firelite |  | Cards & Components |  |  |  | Card | TRUE | CLSS Pathway Pro | ++ | CLSS | 1 | 0.1 | 0.1 |  |  | 24 | 18 | TRUE | [5 empty] | #FFFF0000 | FA-NFPA 170 CELL COMM | 1 | FALSE | FALSE | FALSE | 250 | [13 empty] | FALSE | [5 empty] | THOR\acont | 2024-04-25 09:46 | THOR\acont | 2024-09-08 17:27 | Cloned from Honeywell HON-CGW-MBB | [DSC, Firelite, Honeywell, Rath Area of Refuge] [AUX POWER] [*] [AUX INPUT] 2100-LTEVER4-2, 3G4010, CLSS Pathway Pro, HON-CGW-MBB, HW-AV-LTE-M, HW-TG7FE-A, HW-TG7FE-V, HW-TG7FS-A, HW-TG7FS-V, LE4010, LTE-CFA, LTE-CFV [Firelite, Honeywell] [ETHERNET] [ETHERNET] CLSS Pathway Pro, HON-CGW-MBB [Firelite, Honeywell, Notifier] [RS-485] [NETWORK] BACNET-GW-3, CLSS Pathway Pro, HON-CGW-MBB, HS-NCM-W, NCM-W
5d871574-698c-48fe-8181-639a32674625 |  |  |  | North | Simplex |  | Cards & Components |  |  |  | Card | TRUE | 4100-1272 |  | EXPANSION PHONE CONTROLLER | 1 | [6 empty] | TRUE | [5 empty] | #FFFFFFFF |  |  | FALSE | FALSE | FALSE | [20 empty] | AULAPTOP-PC\Aulaptop | 2019-07-04 04:36 | THOR\acont | 2024-10-09 10:48
257ce061-300f-414f-8530-63ab9b75b8b8 |  |  |  | North | Edwards |  | Hardware |  |  |  | Hardware | TRUE | CM10900 |  | ¾” ID x 1” OD x 10' length ABS Sampling Pipe, Red | 1 | [6 empty] | FALSE | [5 empty] | #FFFFFFFF |  |  | FALSE | FALSE | FALSE | [14 empty] | FALSE | [7 empty] | THOR\acont | 2024-10-09 10:48
2cebbb25-a30a-4cb3-94e5-63b05fe468ed | NFPA 170 REMOTE ANNUNCIATOR | RISER ANNUNCIATOR |  | North | Fike |  | Remote Annunciator |  |  |  | Module | TRUE | FIK-RA-1000R | ++ | Remote annunciator, red | 1 | 0.025 | 0.05 |  |  | 24 |  | FALSE |  |  |  | 9.1” W x 7.4” H x 1.5” D (23.1 cm W x 18.8 cm H x 3.8 cm D) |  | #FFFF0000 | FA-NFPA 170 REMOTE ANNUNCIATOR | 1 | FALSE | FALSE | FALSE | 255 | [13 empty] | FALSE | [5 empty] | DESKTOP-7EIEB7A\acont | 2023-01-04 11:41 | THOR\acont | 2024-09-08 17:27 | Cloned from Fike FIK-RA-100 | [Fike] [SBUS] [*] [SBUS ++] FIK-5824, FIK-5865-3, FIK-5865-4, FIK-5880, FIK-6815, FIK-RA-100, FIK-RA-1000R, FIK-RA-2000
c7c0af1c-f80f-4f31-9e6e-63b16997e9c3 | NFPA 170 DUCT SMOKE DETECTOR |  |  | North | Notifier |  | Duct Smoke Detector |  |  |  | Module | TRUE | DNR | ++ | Intelligent Non-Relay Photoelectric Duct Detector | 1 | 0.0002 | 0.0045 |  |  |  |  | FALSE | TRUE | FLUSH |  | N/A | N/A | #FFFF0000 | FA-NFPA 170 DUCT SMOKE DETECTOR | 1 | FALSE | FALSE | FALSE | 1400 |  |  | 3242-1653:0209 | [10 empty] | FALSE | [7 empty] | THOR\acont | 2024-09-08 17:27 | 20191121 AC Detector without base | [Honeywell, Notifier, System Sensor] [SLC SENSORS] [*] [#4 TYPE ADDR ¦ SENSORS] 2251B (C), 2251-COPTIR (C), 2251-COPTIR w/B200S-WH (C), 2251TB (C), 2251TMB (C), 5251B (C), 5251B-WP (C), 5251H (C), 5251RB (C), 5251RB-WP (C), 7251 (C), 7251DH (C), DH200LP [Honeywell, Notifier, System Sensor] [SLC MODULES SENSORS] [*] [#2 SHARED ADDR ¦ SENSORS] 2251B (C), 2251-COPTIR (C), 2251-COPTIR w/B200S-WH (C), 2251TB (C), 2251TMB (C), 5251B (C), 5251B-WP (C), 5251H (C), 5251RB (C), 5251RB-WP (C), 7251 (C), 7251DH (C) | [Fike, Firelite, Monaco Enterprises, Notifier, Space Age Electronics] 723-370-00, 723-371-00, D365PL, D4120, D4120W, DNR, DNR w/FIK‐2351R, DNR w/FSP-851R, DNR w/FSP-951R, DNR w/FSP-951R-IV, DNR w/NP-100R, DNR w/NP-200R, DNR w/SD365R, DNRW, DNRW w/FSP-951R
a60e47dc-f281-4ecc-8db0-63b273dc54a0 | NFPA 170 REMOTE ANNUNCIATOR | RISER ANNUNCIATOR |  | North | Silent Knight |  | Remote Annunciator |  |  |  | Module | TRUE | RA-1000R | ++ | Remote Annunciator. Four line LCD annunciator with 20 characters per line. Red. | 1 | 0.02 | 0.025 |  |  |  |  | FALSE | [5 empty] | #FFFF0000 | FA-NFPA 170 REMOTE ANNUNCIATOR | 1 | FALSE | FALSE | FALSE | 255 | [13 empty] | FALSE | [5 empty] | DESKTOP-7EIEB7A\acont | 2023-02-24 15:12 | THOR\acont | 2024-09-08 17:27 | Cloned from Farenhyt RA-1000 CLONED | [Silent Knight] [SBUS] [*] [SBUS ++] 5635R, 5635W, 5815XL, 5860, 5860R, 5865-3, 5865-4, 6815, 6855, 6860, EVS-LOC, EVS-RCU, RA-100, RA-1000, RA-1000R, RA-2000, SK-5210, SK-5217
d841e930-9538-477b-bd31-63b6819527f6 | NFPA 170 CELL COMM | NFPA 170 CELL COMM PS |  | North | NAPCO |  | Cellular Communicator |  |  |  | Assembly | TRUE | SLE-LTEA-CFB-PS | ++ | Commercial Fire Sole Path Mercantile model in red metal housing, LTE, AT&T LTE Network. Direct 120VAC Powered | 1 | 0.071 | 0.2 |  |  |  |  | TRUE | [5 empty] | #FFFF0000 | FA-NFPA 170 CELL COMM | 1 | FALSE | FALSE | FALSE | 250 | [8 empty] | 7 | 1 | 7 |  |  | TRUE | [5 empty] | DESKTOP-QGO6JOK\acont | 2023-06-20 09:39 | THOR\acont | 2024-09-08 17:27 | Cloned from NAPCO SLE-LTEAI-CFB-PS
817a372a-7028-46a3-bf17-63ba397fedd3 | NFPA 170 AMPLIFIER RACK | RISER AMP |  | North | Potter |  | Amplifier |  |  |  | Assembly | TRUE | PVC-DP25 (70V) | + | Distributed Panel, Dual Channel, 25W | 1 | [6 empty] | FALSE | [5 empty] | #FFFF0000 | FA-NFPA 170 AMPLIFIER RACK | 1 | FALSE | FALSE | FALSE | 300 | [8 empty] | 7,12,18 |  |  |  | 25 | TRUE | [5 empty] | DESKTOP-7SAL8M7\acont | 2020-11-03 16:06 | THOR\acont | 2024-09-08 17:27 | Cloned from Hochiki FNVDP25 (70V)
4e9eec8f-c7f0-465b-aa03-63c25dcea2a4 |  |  |  | North | Kidde |  | Hardware |  |  |  | Hardware | TRUE | VM-CU |  | Programming software CD, VM series control panels. Requires USB hasp. | 1 | [6 empty] | FALSE | [5 empty] | #FFFFFFFF |  |  | FALSE | FALSE | FALSE | [14 empty] | FALSE | [7 empty] | THOR\acont | 2024-10-09 10:48
2590a02a-c283-442c-92ed-63cc79bb92eb | NFPA 170 SMOKE DETECTOR |  |  | North | Notifier |  | Smoke Detector |  |  |  | Module | TRUE | BEAM1224 | ++ | Reflective Beam Detector, 4-wire | 1 | 0.017 | 0.0385 |  |  |  |  | FALSE | TRUE |  |  |  |  | #FFFF0000 | FA-NFPA 170 SMOKE DETECTOR | 1 | FALSE | FALSE | FALSE | 1408 | [13 empty] | FALSE |  |  | BT |  |  |  |  | THOR\acont | 2024-09-08 17:27 | 20191121 AC Detector without base | [Firelite, Macurco, Notifier, Silent Knight, System Sensor] [AUX POWER] [*] [AUX INPUT ++] 1251B (C), 1412B (C), 1424 (C), 2112/24AT (C), 2112/24S (C), 2112/24TS (C), 2112AITR (C), 2112ATR (C), 2112R (C), 2124AITR (C), 2124ATR (C), 2124R (C), 2151 w/B110 [Firelite, Macurco, Notifier, Silent Knight, System Sensor] [IDC] 01 [IDC 4-WIRE ++] 1251B (C), 1412B (C), 1424 (C), 2112/24AT (C), 2112/24S (C), 2112/24TS (C), 2112AITR (C), 2112ATR (C), 2112R (C), 2124AITR (C), 2124ATR (C), 2124R (C), 2151 w/B110RLP (C
bee0a495-5567-4e04-b752-63d0de1f9877 | NFPA 170 STROBE WALL |  |  | North | Potter |  | Strobe |  |  |  | Module | TRUE | LSEX-24WMC |  | Explosionproof Strobe 24Vdc, wall mount, clear lens | 1 | [6 empty] | FALSE | [5 empty] | #FF0070C0 | FA-NFPA 170 STROBE WALL | 1 | FALSE | FALSE | FALSE | 2023 | [13 empty] | FALSE |  |  | XP |  |  | DESKTOP-7SAL8M7\acont | 2020-09-14 13:12 | THOR\acont | 2024-09-08 17:27 | Cloned from Edwards 116DEXSTC-FJ | [Potter] [NAC] [24 VDC] LSEX-24WMC
b83eca03-ff48-448f-ad68-63d3c3bd804e |  |  |  | North | Evax |  | Cards & Components |  |  |  | Card | TRUE | EVAX-50 Main Board | + | Main Board | 1 | 0.15 | 0.8 |  |  |  |  | TRUE | [5 empty] | #FFFFFFFF |  |  | FALSE | FALSE | FALSE | [13 empty] | 50 | TRUE | [7 empty] | THOR\acont | 2024-10-09 10:48 |  | [Evax] [VAC ] EVAX-100 Main Board, EVAX-100/4Z Main Board, EVAX-100/8Z Main Board, EVAX-100E Main Board, EVAX-25 Main Board, EVAX-25/4Z Main Board, EVAX-50 Main Board, EVAX-50/4Z Main Board [Evax] [NAC Trigger] EVAX-100 Main Board, EVAX-100/4Z Main Board, EVAX-100/8Z Main Board, EVAX-100E Main Board, EVAX-25 Main Board, EVAX-25/4Z Main Board, EVAX-50 Main Board, EVAX-50/4Z Main Board | [Evax] EVAX-50 Main Board [Evax] EVAX-50 Main Board
cb3339fe-a707-43d1-a32e-63d5a0e28cf6 |  |  |  | North | Fike |  | Cards & Components |  |  |  | Card | TRUE | FIK-RPS1000 Main Board | ++ | Main Board | 1 | 0.04 | 0.16 | 6 |  |  |  | TRUE | [5 empty] | #FFFFFFFF |  |  | FALSE | FALSE | FALSE | [14 empty] | FALSE | [5 empty] | DESKTOP-7EIEB7A\acont | 2023-01-04 16:19 | THOR\acont | 2024-10-09 10:48 | Cloned from Farenhyt RPS-1000 MAIN BOARD | [Fike] [IDC] [#1 RELAY ++] FIK-RPS1000 Main Board [Fike] [SBUS] [SBUS ++] FIK-5496 Main Board, FIK-RPS1000 Main Board [Fike] [IDC] [#2 RELAY ++] FIK-RPS1000 Main Board [Fike] [VAC ] 10-2620, 10-2829 Main Card, 27-032 Main Card, FCP-2100 Main Board, FCP-300 Main Board, FCP-75 Main Board, FIK-5496 Main Board, FIK-RPS1000 Main Board | [Farenhyt, Fike] FIK-RPS1000 Main Board, RPS-1000 Main Board
a0760738-88e9-4179-af66-63ddeef94042 | NFPA 170 DOOR HOLDER |  |  | North | Edwards |  | Door Holder |  |  |  | Module | TRUE | 1504-AQN5 |  | Flush, Wall Mount, 24Vac/dc or 120Vac | 1 | 0.015 | [5 empty] | FALSE | [5 empty] | #FFFF0000 | FA-NFPA 170 DOOR HOLDER | 1 | FALSE | FALSE | FALSE | 2500 | [13 empty] | FALSE | [7 empty] | THOR\acont | 2024-09-08 17:27 |  | [Edwards, Kidde, LCN] [AUX POWER] 1501-AQN5, 1504-AQN5, 1505-AQN5, 1508-AQN5, 1509-AQN5, 2310ME, 3130SE, 4040SE, 4310 HSA, 4310ME, 4410 HSA, SEM7830, SEM7840, SEM7850
92b1530f-5c29-42a4-b1f9-63e0deac5c54 |  |  |  | North | Simplex | [5 empty] | Module | TRUE | 4010-6307 | ++ | ES Net NIC dual channel single-mode fiber media card | 1 | 0.135 | 0.135 | [10 empty] | #FFFFFFFF |  |  | FALSE | FALSE | FALSE | [20 empty] | THOR\acont | 2024-02-23 06:00 | THOR\acont | 2024-10-09 10:48 | Cloned from Simplex 4100-6307 | [Autocall, Simplex] [Fiber Optic] [NETWORK ++] 4007-6307, 4007-6308, 4007-6309, 4010-6307, 4010-6308, 4100-6307, 4100-6308, 4190-9858, 4190-9859, A007-6307, A007-6308, A007-6309, A010-6307, A010-6308, A100-6307, A100-6308, A190-9858, A190-9859 | [Autocall, Simplex] 4007-6307, 4007-6308, 4010-6307, 4100-6307, 4190-9858, A007-6307, A007-6308, A010-6307, A100-6307, A190-9858
2038dc64-f276-414f-adb9-63e38b34f20c |  |  |  | North | Fike |  | Cards & Components |  |  |  | Card | TRUE | 02-14850 |  | 485 to Single Mode Fiber Converter ST | 1 | 0.163 | 0.163 |  |  |  |  | TRUE | [5 empty] | #FFFFFFFF |  |  | FALSE | FALSE | FALSE | [14 empty] | FALSE | [5 empty] | AULAPTOP-PC\Aulaptop | 2019-07-06 06:59 | THOR\acont | 2024-10-09 10:48 | Cloned from Fike XXXX CLONED CLONED
73488823-4e2b-4ec8-9834-63e5188bc1f6 |  |  |  | North | Brivo | [5 empty] | Module | TRUE | New Part CLONED CLONED CLONED CLONED CLONED CLONED | [9 empty] | TRUE | [5 empty] | #FFFFFFFF |  |  | FALSE | FALSE | [21 empty] | AUGUSTALIEN\aucon | 2023-03-07 15:46 | DESKTOP-7EIEB7A\acont | 2023-03-31 12:04 | Cloned from New Part CLONED CLONED CLONED CLONED CLONED
c29b1bb6-1f42-4e1a-8a3c-63e5789c58ef | NFPA 170 HEAT DETECTOR |  |  | North | Fenwal |  | Heat Detector |  |  |  | Module | TRUE | 27120-0 190°F |  | Vertical, Brass Head 190°F | 1 | [6 empty] | FALSE | TRUE |  |  |  |  | #FFFF0000 | FA-NFPA 170 HEAT DETECTOR | 1 | FALSE | FALSE | FALSE | 1403 | [13 empty] | FALSE |  |  | 190° |  |  | DESKTOP-7SAL8M7\acont | 2020-11-17 10:21 | THOR\acont | 2024-09-08 17:27 | Cloned from Fenwal 27120-0 140°F | [Fenwal] [IDC] 01 12-E27121-000-04-0T (C), 12-F27121-000-06-0T (C), 12-X27020-000 (C), 12-X27020-001 (C), 12-X27021-000 (C), 12-X27021-001 (C), 12-X27121-000-600 (C), 12-X27121-001-600 (C), 27020-0 140°F (C), 27020-0 190°F (C), 27020-1 140°F (C), 27021-0
b50e692b-f011-4281-b2cf-63e5b44644ca | NFPA 170 DUCT SMOKE DETECTOR |  |  | North | Edwards |  | Duct Smoke Detector |  |  |  | Module | TRUE | EC30DU-3 |  | Photoelectric Duct Smoke Detector | 1 |  | 0.1 |  |  |  |  | FALSE | TRUE |  |  |  |  | #FFFF0000 | FA-NFPA 170 DUCT SMOKE DETECTOR | 1 | FALSE | FALSE | FALSE | 1400 | [13 empty] | FALSE | [7 empty] | THOR\acont | 2024-09-08 17:27 | 20191121 AC Detector without base | [Edwards] [IDC] 11 EC30DU-3 (C), EC30U-3 (C)
b118b660-38e7-4fc6-88be-63e62d53c750 |  |  |  | North | Rath Area of Refuge | Area of Refuge | Cards & Components |  |  |  | Card | TRUE | 2500-PWR24U MAIN CARD-2 | ++ | CALL BOX POWER SUPPLY 24V MAIN CARD | 1 | [6 empty] | TRUE | [5 empty] | #FFFFFFFF |  |  | FALSE | FALSE | FALSE | [14 empty] | FALSE | [5 empty] | ALIENWIN10\AugWin7 | 2019-12-23 13:42 | THOR\acont | 2024-10-09 10:48 | Cloned from Rath Area of Refuge NEW PART CLONED CLONED CLONED CLONED CLONED CLONED | [Rath Area of Refuge] [IDC] 01 2500-12RCF MAIN CARD, 2500-16RCF MAIN CARD, 2500-205B MAIN CARD, 2500-205FM MAIN CARD, 2500-205PSS MAIN CARD, 2500-210B MAIN CARD, 2500-210FM MAIN CARD, 2500-210PSS MAIN CARD, 2500-28RCF MAIN CARD, 2500-56XNC, 2500-56XRC, 2
046dd63f-8500-405d-8158-63e7e0997b3e |  |  |  | North | Siemens | [5 empty] | Module | TRUE | WBBS-W-3/4T-3/4B | 500-636132 | WEATHERPROOF BACK BOX 3/4" K.O. WHITE | 1 | [12 empty] | #FFFFFFFF |  |  | FALSE | FALSE | FALSE | [20 empty] | DESKTOP-7SAL8M7\acont | 2019-08-13 09:04 | THOR\acont | 2024-10-09 10:48
bad365ea-43c5-4753-83e6-63ee0c68cdf4 | NFPA 170 SMOKE HEAT DETECTOR |  |  | North | Simplex |  | Smoke/Heat Detector |  |  |  | Module | TRUE | 4098-9602 w/4098-9683 | + | TrueAlarm Photoelectric Smoke Detector with TrueSense Smoke/Heat Detection 2-Wire | 1 | 0.0001 | 0.024 |  |  |  |  | TRUE | TRUE |  |  |  |  | #FFFF0000 | FA-NFPA 170 SMOKE HEAT DETECTOR | 1 | FALSE | FALSE | FALSE | 1408 | [16 empty] | P |  |  | DESKTOP-7EIEB7A\acont | 2022-02-15 10:49 | THOR\acont | 2024-09-08 17:27 | Cloned from Autocall A4098-9602 w/A4098-9683 | [Autocall, Simplex] [IDC] 01 2098-9201 (C), 2098-9202 (C), 2098-9203 (C), 2098-9208 (C), 2098-9576 (C), 2099-9101 (C), 2099-9102 (C), 2099-9103 (C), 2099-9104 (C), 2099-9105 (C), 2099-9107 (C), 2099-9108 (C), 2099-9754 (C), 2099-9755 (C), 2099-9756 (C),
dbbfadc8-a969-435f-ae33-63eeb2dbc52e | NFPA 170 NON ADDRESSABLE RELAY |  |  | North | Edwards |  | Non-Addressable Relay |  |  |  | Module | TRUE | MR704/T |  | 4 SPDT Relay /w LED, & Track Mtg H'ware | 1 | 0 | 0.12 |  |  |  |  | FALSE | [5 empty] | #FFFF0000 | FA-NFPA 170 NON ADDRESSABLE RELAY | 1 | FALSE | FALSE | FALSE | 1300 | [13 empty] | FALSE | [7 empty] | THOR\acont | 2024-09-08 17:27 |  | [Edwards] [AUX POWER] MR608/S, MR608/T, MR704/S, MR704/T, MR808/S, MR808/T
5866fa46-64a4-4b46-8a63-63ef5f0a16a3 | NFPA 170 REMOTE ANNUNCIATOR | RISER ANNUNCIATOR |  | North | Siemens |  | Remote Annunciator |  |  |  | Module | TRUE | FT2014-R3 | S54400-B73-A1++ | Remote display (red) | 1 | 0.034 | 0.055 |  |  |  |  | FALSE | [5 empty] | #FFFF0000 | FA-NFPA 170 REMOTE ANNUNCIATOR | 1 | FALSE | FALSE | FALSE | 255 | [8 empty] | 7,12,18 |  |  |  |  | TRUE | [7 empty] | THOR\acont | 2024-09-08 17:27 |  | [Siemens] [RS-485] FT2014-R3, FT2014-U3, FT2015-R3, FT2015-U3 [Siemens] [AUX POWER] [*] FT2014-R3, FT2014-U3, FT2015-R3, FT2015-U3
5daa3f55-935e-4891-b732-63efb13099ec |  |  |  | North | System Sensor |  | Hardware |  |  |  | Hardware | TRUE | SBBR | + | Wall Surface Mount Back Box, Red | 1 | [6 empty] | FALSE | [5 empty] | #FFFFFFFF |  |  | FALSE | FALSE | FALSE | [14 empty] | FALSE | [5 empty] | DESKTOP-7SAL8M7\acont | 2020-02-23 12:52 | THOR\acont | 2024-10-09 10:48 | Cloned from System Sensor SBBRL
b917731b-e8ee-453d-ac3c-63f0f1a137cf |  |  |  | North | Oracle |  | Hardware |  |  |  | Hardware | TRUE | HD121000 | ++ | 12V 100Ah Sealed Lead Acid AGM Battery | 1 | [6 empty] | FALSE | [5 empty] | #FFFFFFFF |  |  | FALSE | FALSE | FALSE | [14 empty] | FALSE | [5 empty] | THOR\acont | 2024-04-08 09:53 | THOR\acont | 2024-10-09 10:48 | Cloned from Oracle HD1290 CLONED CLONED
7a6f033e-e4be-466f-9d50-6400419aa9a7 |  |  |  | North | Software House | Security/Access Control |  |  |  |  | Module | TRUE | RM-DCM-CAN |  |  | 1 | [12 empty] | #FFFFFFFF |  |  | FALSE | FALSE | FALSE | [20 empty] | THOR\acont | 2024-03-12 21:43 | THOR\acont | 2024-10-09 10:48
6027e16a-cfc7-48a5-a752-640122415642 | NFPA 170 HEAT DETECTOR |  |  | North | Hochiki |  | Heat Detector |  |  |  | Module | TRUE | ATG-EA w/SCI-B6 SHORT CIRCUIT ISOLATOR BASE | ATG-EA FIXED TEMP/RATE OF RISE HEAT SENSOR | ATG-EA FIXED TEMP/RATE OF RISE HEAT SENSOR | 1 | 0.00035 | 0.0005 |  |  |  |  | TRUE | TRUE |  | *Refer to Install Sheet |  |  | #FFFF0000 | FA-NFPA 170 HEAT DETECTOR | 1 | FALSE | FALSE | FALSE | 1403 | [16 empty] | SCI |  |  | DESKTOP-0D6CQVA\lousc | 2019-10-12 09:53 | THOR\acont | 2024-09-08 17:27 | Cloned from Hochiki ATJ-EA w/SCI-B6 SHORT CIRCUIT ISOLATOR BASE | [Hochiki] [SLC HOCHIKI] 01 [*] [SLC] ACD-V w/ASBL SOUNDER BASE (C), ACD-V w/HSB-NSA-6 STANDARD BASE (C), ACD-V w/SCI-B4 SHORT CIRCUIT ISOLATOR BASE (C), ACD-V w/SCI-B6 SHORT CIRCUIT ISOLATOR BASE (C), ACD-V w/YBN-NSA-4 STANDARD BASE (C), ATG-EA w/ASB SOU
28f9cedf-d883-4e9a-a388-64043eb9c13b | BP MANUAL STATION |  |  | North | BluePoint |  | Manual Station |  |  |  | Assembly | TRUE | BP02-A202P | ++ | PPS ASSEMBLY RF-BR/NH | 1 | [6 empty] | FALSE | [5 empty] | #FFFF0000 | FA-BP MANUAL STATION | 1 | FALSE | FALSE | FALSE | 957 | [13 empty] | FALSE |  |  | P |  |  | THOR\acont | 2024-04-12 12:30 | THOR\acont | 2024-09-08 17:27 | Cloned from BluePoint BP02-202P | [BluePoint, Bosch] [BOSCH WIRELESS] [ALL DEVICES ++] BP01-302, BP02-202M, BP02-202P, BP02-A202M, BP02-A202P, BP02-A202PH, BP03-302, BP03-A102M, BP03-A102P, RFBT-A, RFDL-11, RFDL-11-A, RFDL-11-CHI, RFDW-RM, RFDW-RM-A, RFDW-RM-CHI, RFDW-SM, RFDW-SM-A, RFDW
2b737116-419d-4170-8559-64049d99861c |  |  |  | North | Edwards |  | Hardware |  |  |  | Hardware | TRUE | STI-3002 |  | Weatherproof Gasket, two req'd per cover | 1 | [6 empty] | FALSE | [5 empty] | #FFFFFFFF |  |  | FALSE | FALSE | FALSE | [14 empty] | FALSE | [7 empty] | THOR\acont | 2024-10-09 10:48
4f0d6299-20cc-4bca-b8e3-6404f2f08e93 |  |  |  | North | Rath Area of Refuge | Area of Refuge | Hardware |  |  |  | Hardware | TRUE | 7049 |  | 6" X 8" LOCATION AND INSTRUCTION SIGN | 1 | [6 empty] | FALSE | [5 empty] | #FFFFFFFF |  |  | FALSE | FALSE | FALSE | [14 empty] | FALSE | [5 empty] | ALIENWIN10\AugWin7 | 2019-12-23 13:42 | THOR\acont | 2024-10-09 10:48 | Cloned from NEW PART CLONED CLONED CLONED
8fb4a0b9-c125-4893-8618-6407e4958753 | NFPA 170 NOTIFICATION CIRCUIT EXTENDER PANEL | RISER NAC |  | North | Advanced |  | Notification Circuit Extender Panel |  |  |  | Assembly | TRUE | AX-PSN106 |  | 10 Amp 8B/4A NAC Power Extender | 1 | [6 empty] | TRUE | [5 empty] | #FFFF0000 | FA-NFPA 170 NOTIFICATION CIRCUIT EXTENDER PANEL | 1 | FALSE | FALSE | FALSE | 212 | [8 empty] | 7,12,18,55 |  |  |  |  | TRUE | [5 empty] | AULAPTOP-PC\Aulaptop | 2019-05-18 14:21 | THOR\acont | 2024-09-08 17:27 | Cloned from Advanced AXPSN108
aa98dcd5-0446-4105-9f11-64088ce2c5c6 | NFPA 170 SPEAKER CEILING |  |  | North | Edwards |  | Speaker |  |  |  | Module | TRUE | GCSWA |  | Speaker, Ceiling, White, Alert | 1 | [6 empty] | FALSE | TRUE |  |  |  |  | #FF0070C0 | FA-NFPA 170 SPEAKER CEILING | 1 | FALSE | FALSE | FALSE | 2019 | [13 empty] | FALSE |  |  | C |  |  | DESKTOP-7EIEB7A\acont | 2021-04-23 10:33 | THOR\acont | 2024-09-08 17:27 | Cloned from Edwards GCSWN | [Edwards, Kidde] [AUDIO 70.7v] [70V AUDIO] EGCSRF (C), EGCSRN (C), EGCSVHRF (C), EGCSVHRF-FR (C), EGCSVHRF-SP (C), EGCSVHRN (C), EGCSVHWA (C), EGCSVHWF (C), EGCSVHWF-FR (C), EGCSVHWF-SP (C), EGCSVHWN (C), EGCSVRF (C), EGCSVRN (C), EGCSVWA (C), E [Edwards, Kidde] [AUDIO 25v] [25V AUDIO] EGCSRF (C), EGCSRN (C), EGCSVHRF (C), EGCSVHRF-FR (C), EGCSVHRF-SP (C), EGCSVHRN (C), EGCSVHWA (C), EGCSVHWF (C), EGCSVHWF-FR (C), EGCSVHWF-SP (C), EGCSVHWN (C), EGCSVRF (C), EGCSVRN (C), EGCSVWA (C), EGC
fe987b9b-1185-4cac-bfa0-6410c3acf527 |  |  |  | North | Kidde |  | Cards & Components |  |  |  | Card | TRUE | ANSZM4B2A |  | Zone Module. 4 Class B or 2 Class A circuits. | 1 | 0.015 | 0.035 |  |  |  |  | TRUE | [5 empty] | #FFFFFFFF |  |  | FALSE | FALSE | FALSE | [14 empty] | FALSE | [5 empty] | DESKTOP-7SAL8M7\acont | 2020-01-02 07:15 | THOR\acont | 2024-10-09 10:48 | Cloned from Edwards ANSZM4B2A | [Edwards, Kidde] [AUDIO 25v, AUDIO 70.7v, AUX POWER, FFT, HORN, NAC] [RISER INPUT] ANSZM4B2A, FX-NAC, GSA-CC1, GSA-CC1S, GSA-CC2, GSA-MAB, GSA-MCC1, GSA-MCC1S, GSA-MCC2, GSA-MRM1, GSA-RM1, GSA-UM, SIGA-CC1, SIGA-CC1S, SIGA-CC2, SIGA-CC2A, SIGA-MAB, SIGA- | [Edwards, Kidde] ANSZM4B2A
adc441ed-4337-4707-b107-6415d9ee4c66 |  |  |  | North | Edwards |  | Cards & Components |  |  |  | Card | TRUE | 2-MCD |  | OBSOLETE - Main CPU and Display | 1 | [6 empty] | TRUE | [5 empty] | #FFFFFFFF |  |  | FALSE | FALSE | FALSE | [14 empty] | FALSE | [7 empty] | THOR\acont | 2024-10-09 10:48
22aa0e53-10d2-4a0f-bd7b-64173efda938 | NFPA 170 STROBE CEILING |  |  | North | Edwards |  | Strobe |  |  |  | Module | TRUE | GCWN-VMHA |  | Strobe, white, no markings, 95, 115, 150, 177 cd, amber | 1 | 0 | 0.502 |  |  |  |  | FALSE | TRUE |  |  |  |  | #FF0070C0 | FA-NFPA 170 STROBE CEILING | 1 | FALSE | FALSE | FALSE | 2022 | [13 empty] | FALSE |  |  | C |  |  |  |  | THOR\acont | 2024-09-08 17:27 |  | [Edwards, Kidde] [NAC] [16 VDC] EGCF-S2VMH (C), EGCF-VMH (C), GCF-S2VMH (C), GCF-S7VMH (C), GCF-VMH (C), GCHFRF-S2VMCH (C), GCHFRF-S7VMCH (C), GCHFRN-S2VMCH (C), GCHFRN-S7VMCH (C), GCHFWA-S2VMAH (C), GCHFWA-S2VMCH (C), GCHFWA-S7VMAH (C), GCHFWA-S7VMCH (C [Edwards, Kidde] [NAC] [24 VDC] EGCF-S2VMH (C), EGCF-VMH (C), GCF-S2VMH (C), GCF-S7VMH (C), GCF-VMH (C), GCHFRF-S2VMCH (C), GCHFRF-S7VMCH (C), GCHFRN-S2VMCH (C), GCHFRN-S7VMCH (C), GCHFWA-S2VMAH (C), GCHFWA-S2VMCH (C), GCHFWA-S7VMAH (C), GCHFWA-S7VMCH (C
b3295251-aec8-4781-b641-6418ccaa4665 |  |  |  | North | Autocall |  | Cards & Components |  |  |  | Card | TRUE | A100-5111 | ++ | Additional System Power Supply (SPS) | 1 | 0.175 | 0.185 |  |  |  |  | TRUE | [5 empty] | #FFFFFFFF |  |  | FALSE | FALSE | FALSE | [20 empty] | DESKTOP-0D6CQVA\lousc | 2019-07-06 14:19 | THOR\acont | 2024-10-09 10:48 | Cloned from AutoCall A100-5311 |  | [Autocall, Simplex] 4007-9101(BA) CPU, 4007-9102(BA) CPU, 4007-9202 CPU, A010-9930, A100-5101, A100-5111, A100-5115 [Autocall, Simplex] 4100-5311, A100-3110, A100-5111, A100-5311 [Autocall, Simplex] 4007-9101(BA) CPU, 4007-9102(BA) CPU, 4007-9202 CPU, A010-9422 CPU, A010-9425 CPU, A010-9426 CPU, A010-9602 CPU, A010-9604 CPU, A100-5101, A100-5111, A100-5115
3dd8b7d9-101a-4c7e-8a89-641ad9e82ddf | CADGEN INTERFACE MODULE |  |  | North | Autocall |  | Interface Module |  |  |  | Module | TRUE | A010-9901 | ++ | Intelligent Interface Module, mounted in 4010ES FACU | 1 | 0.132 | 0.132 |  |  | 24 |  | TRUE | [5 empty] | #FFFF0000 | FA-CADGEN INTERFACE MODULE | 1 | FALSE | FALSE | FALSE | [20 empty] | DESKTOP-7SAL8M7\acont | 2019-10-21 12:43 | THOR\acont | 2024-09-08 17:27 |  | [Autocall, Simplex] [IDNet] [MODULES ++] 2080-9056, 2080-9057, 2080-9067, 2080-9068, 2080-9069, 2080-9070, 4009-9201 Main Board, 4009-9401 Main Board, 4010-9901, 4090-5261, 4090-9001, 4090-9002, 4090-9005, 4090-9006, 4090-9008, 4090-9116, 4098-9019 (Cont | [Autocall, Simplex] 4010-9901, 4100-6048, A010-9901, A100-6048
03cf56fe-2d9a-449a-968c-641bbeacb3ed | NFPA 170 STROBE WALL |  |  | North | Kidde |  | Strobe |  |  |  | Module | TRUE | EG4VRN |  | Wall strobe, red, no marking | 1 | [6 empty] | FALSE |  | GRSW-10 |  |  |  | #FF0070C0 | FA-NFPA 170 STROBE WALL | 1 | FALSE | FALSE | FALSE | 2023 | [13 empty] | FALSE | [5 empty] | DESKTOP-7SAL8M7\acont | 2020-08-19 11:55 | THOR\acont | 2024-09-08 17:27 | Cloned from Edwards G4VRN | [Edwards, Kidde] [NAC] [VFWR] EG4VRF, EG4VRF-FR, EG4VRF-SP, EG4VRN, EG4VWF, EG4VWF-FR, EG4VWF-SP, EG4VWN, G4VRF, G4VRF-FR, G4VRF-SP, G4VRN, G4VWF, G4VWF-FR, G4VWF-SP, G4VWN [Edwards, Kidde] [NAC] [VDC] EG4VRF, EG4VRF-FR, EG4VRF-SP, EG4VRN, EG4VWF, EG4VWF-FR, EG4VWF-SP, EG4VWN, G4VRF, G4VRF-FR, G4VRF-SP, G4VRN, G4VWF, G4VWF-FR, G4VWF-SP, G4VWN
f542546f-00b3-405f-a83f-64204abd2371 | CADGEN MOTION DETECTOR WALL |  |  | North | Bosch |  | Motion Detector |  |  |  | Module | TRUE | ISC-BDL2-WP6G-CHI | ++ | Motion detector, pet friendly, 20ft (6m) | 1 | 0.01 | 0.01 |  |  | 12 |  | FALSE | [5 empty] | #FFFF0000 | FA-CADGEN MOTION DETECTOR WALL | 1 | FALSE | FALSE | FALSE | [14 empty] | FALSE | [5 empty] | DESKTOP-7EIEB7A\acont | 2022-07-26 11:31 | THOR\acont | 2024-09-08 17:27 | Cloned from Bosch ISC-BDL2-WP6G | [BluePoint, Bosch, Honeywell] [AUX POWER] [*] [12VDC ++] BP01-302, BP01-303, D125B, D185, DS1101i, DS1102i, DS1103i, DS1108i, DS936 (C), DS9360 (C), DS936B (C), DS936-CHI (C), DS936-FRA (C), DS937 (C), DS9370 (C), DS9371 (C), DS939 (C), DS939-CHI (C), EN [Bosch, Optex] [ACCESS CONTROL INPUT] [*] [INPUT] DS1101i, DS1102i, DS1103i, DS1108i, DS936 (C), DS9360 (C), DS936B (C), DS936-CHI (C), DS936-FRA (C), DS937 (C), DS9370 (C), DS9371 (C), DS939 (C), DS939-CHI (C), FX-360 (C), ISC-BDL2-W12G, ISC-BDL2-W12GE, [Bosch, Optex] [IDC] 01 [INPUT] DS1101i, DS1102i, DS1103i, DS1108i, DS936 (C), DS9360 (C), DS936B (C), DS936-CHI (C), DS936-FRA (C), DS937 (C), DS9370 (C), DS9371 (C), DS939 (C), DS939-CHI (C), FX-360 (C), ISC-BDL2-W12G, ISC-BDL2-W12GE, ISC-BDL2-W12HE, I
de808256-03ab-418a-931f-6425aa47ef5c | NFPA 170 ABORT SWITCH |  |  | North | Simplex |  | Switch |  |  |  | Module | TRUE | 2080-9068 | ++ | Surface mount abort switch for 4004R Series | 1 | [6 empty] | TRUE | [5 empty] | #FFFF0000 | FA-NFPA 170 ABORT SWITCH | 1 | FALSE | FALSE | FALSE | [20 empty] | THOR\acont | 2024-02-20 16:31 | THOR\acont | 2024-09-08 17:27 | Cloned from Simplex 2080-9057 | [Autocall, Simplex] [IDC] 03 [ACTIVATION] 2080-9056, 2080-9057, 2080-9067, 2080-9068, 2080-9069, 2080-9070, A2080-9056, A2080-9057, A2080-9067, A2080-9068, A2080-9069, A2080-9070 [Autocall, Simplex] [IDNet] [MODULES ++] 2080-9056, 2080-9057, 2080-9067, 2080-9068, 2080-9069, 2080-9070, 4009-9201 Main Board, 4009-9401 Main Board, 4010-9901, 4090-5261, 4090-9001, 4090-9002, 4090-9005, 4090-9006, 4090-9008, 4090-9116, 4098-9019 (Cont
7fe9dfc0-9e44-42f7-9b83-64262f8c0661 | NFPA 170 SPEAKER STROBE CEILING |  |  | North | Concealite |  | Speaker/Strobe |  |  |  | Module | TRUE | FAFX-C-ELSPSTWC | + | CEILING SPEAKER STROBE, WHITE, FIRE | 1 | [6 empty] | TRUE | TRUE |  |  |  |  | #FF0070C0 | FA-NFPA 170 SPEAKER STROBE CEILING | 1 | FALSE | FALSE | FALSE | 2020 | [19 empty] | THOR\acont | 2024-01-29 09:05 | THOR\acont | 2024-09-08 17:27 | Cloned from Eaton Wheelock ELSPSTWC | [Concealite] [NAC] [24VDC] FAFX-C-ELSPSTRC (C), FAFX-C-ELSPSTWC (C) [Concealite, Eaton Wheelock] [AUDIO 70.7v] [70V AUDIO] ELSPKR, ELSPKR-AL, ELSPKRC (C), ELSPKRC-AL (C), ELSPKRC-N (C), ELSPKR-N, ELSPKW, ELSPKW-AL, ELSPKWC (C), ELSPKWC-AL (C), ELSPKWC-N (C), ELSPKW-N, ELSPSTR, ELSPSTR-AL, ELSPSTRC (C), ELSPSTRC-AL (C), E [Concealite] [AUX POWER] [AUX] FA900-W-ELHNR, FA900-W-ELHSR, FA900-W-ELHSW, FA900-W-ELSPKR, FA900-W-ELSPKW, FA900-W-ELSPSTR, FA900-W-ELSPSTW, FA900-W-ELSTR, FA900-W-ELSTW, FAFX-C-ELHNWC (C), FAFX-C-ELHSRC (C), FAFX-C-ELHSWC (C), FAFX-C-ELSPKWC (C), FAFX- [Concealite, Eaton Wheelock] [AUDIO 25v] [25V AUDIO] ELSPKR, ELSPKR-AL, ELSPKRC (C), ELSPKRC-AL (C), ELSPKRC-N (C), ELSPKR-N, ELSPKW, ELSPKW-AL, ELSPKWC (C), ELSPKWC-AL (C), ELSPKWC-N (C), ELSPKW-N, ELSPSTR, ELSPSTR-AL, ELSPSTRC (C), ELSPSTRC-AL (C), ELS [Concealite] [NAC] [24VFWR] FAFX-C-ELSPSTRC (C), FAFX-C-ELSPSTWC (C)
9ca3b268-d681-437a-ae49-64325e3f860d | NFPA 170 SPEAKER STROBE |  |  | North | Edwards |  | Speaker/Strobe |  |  |  | Module | TRUE | G4SVWF |  | Speaker/Strobe, Wall, White, FIRE | 1 | [6 empty] | FALSE | FALSE | GRSW-10 | G4WSB |  |  | #FF0070C0 | FA-NFPA 170 SPEAKER STROBE | 1 | FALSE | FALSE | FALSE | 2019 | [13 empty] | FALSE |  |  | C |  |  | DESKTOP-7SAL8M7\acont | 2020-09-15 08:46 | THOR\acont | 2025-02-25 13:44 | Cloned from Edwards GCSVWF | [Edwards, Kidde] [NAC] [24 FWR] EG4SVRF, EG4SVRN, EG4SVWA, EG4SVWF, EG4SVWN, G4SVRF, G4SVRN, G4SVWA, G4SVWF, G4SVWN [Edwards, Kidde] [AUDIO 70.7v] [70V AUDIO] G4F-S7, G4F-S7V1575, G4F-S7VM, G4HFRF-S7, G4HFRF-S7VMC, G4HFRN-S7, G4HFRN-S7VMC, G4HFWA-S7, G4HFWA-S7VMA, G4HFWA-S7VMC, G4HFWF-S7, G4HFWF-S7VMC, G4HFWN-S7, G4HFWN-S7VMA, G4HFWN-S7VMB, G4HFWN-S7VMC, G4RF-S7, G4RF [Edwards, Hochiki, Kidde] [AUDIO 25v] [25V AUDIO] EG4SRF, EG4SRN, EG4SVRF, EG4SVRN, EG4SVWA, EG4SVWF, EG4SVWN, EG4SWA, EG4SWF, EG4SWN, G4SRF, G4SRN, G4SVRF, G4SVRN, G4SVWA, G4SVWF, G4SVWN, G4SWA, G4SWF, G4SWN, WGSRA, WGSRF, WGSRF-FR, WGSRF-SP, WGSRN, WGS [Edwards, Kidde] [NAC] [24 VDC] EG4SVRF, EG4SVRN, EG4SVWA, EG4SVWF, EG4SVWN, G4SVRF, G4SVRN, G4SVWA, G4SVWF, G4SVWN [Edwards, Hochiki, Kidde] [AUDIO 70.7v] [70V AUDIO] EG4SRF, EG4SRN, EG4SVRF, EG4SVRN, EG4SVWA, EG4SVWF, EG4SVWN, EG4SWA, EG4SWF, EG4SWN, G4SRF, G4SRN, G4SVRF, G4SVRN, G4SVWA, G4SVWF, G4SVWN, G4SWA, G4SWF, G4SWN, WGSRA, WGSRF, WGSRF-FR, WGSRF-SP, WGSRN, W [Edwards, Kidde] [AUDIO 25v] [25V AUDIO] EGCF-S2VMH (C), G4F-S2, G4F-S2V1575, G4F-S2VM, G4HFRF-S2, G4HFRF-S2VMC, G4HFRN-S2, G4HFRN-S2VMC, G4HFWA-S2, G4HFWA-S2VMA, G4HFWA-S2VMC, G4HFWF-S2, G4HFWF-S2VMC, G4HFWN-S2, G4HFWN-S2VMA, G4HFWN-S2VMC, G4RF-S2, G4RF
f9850f2b-768e-42e9-bc9e-64336318f23b | NFPA 170 REMOTE ANNUNCIATOR | RISER ANNUNCIATOR |  | North | Silent Knight |  | Remote Annunciator |  |  |  | Module | TRUE | RZA-4X | + | Remote Zone Annunciator: 24V DC: Single-Gang | 1 | 0.004 | 0.019 |  |  |  |  | TRUE | [5 empty] | #FFFF0000 | FA-NFPA 170 REMOTE ANNUNCIATOR | 1 | FALSE | FALSE | FALSE | [20 empty] | DESKTOP-7EIEB7A\acont | 2023-02-24 18:04 | THOR\acont | 2024-09-08 17:27 | Cloned from Firelite RZA-5F | [Silent Knight] [AUX POWER] [*] [AUX ++] 5128, RZA-4X, RZA-4XF, RZA-5F
639f9357-35b9-427c-a9c4-643af82743a8 |  |  |  | North | Edwards |  | Hardware |  |  |  | Hardware | TRUE | LKC-7 |  | EMERGENCY - Ceiling Orientation | 1 | [6 empty] | FALSE | [5 empty] | #FFFFFFFF |  |  | FALSE | FALSE | FALSE | [14 empty] | FALSE | [7 empty] | THOR\acont | 2024-10-09 10:48
7762b2e5-6586-40a4-96aa-643c8f963672 |  |  |  | North | Siemens |  | Cards & Components |  |  |  | Card | TRUE | FDT421 |  | CARD, DETECTOR, HEAT, ADDRESSABLE DETECTOR, HEAT WITH DB-11 BASE | 1 | [6 empty] | TRUE | [5 empty] | #FFFFFFFF |  |  | FALSE | FALSE | FALSE | [22 empty] | THOR\acont | 2024-10-09 10:48
dc28ba30-61b6-462b-8e78-6443d33ae26c |  |  |  | North | Bosch | [5 empty] | Module | TRUE | B5512-CP | * | KIT B5512, B10, CX4010, B430 0000068498 | 1 | [12 empty] | #FFFFFFFF |  |  | FALSE | FALSE | FALSE | [20 empty] | DESKTOP-7EIEB7A\acont | 2021-08-13 06:25 | THOR\acont | 2024-10-09 10:48
cbf06ab7-4012-4ccf-aa94-64480b5530d9 | NFPA 170 HORN STROBE CEILING |  |  | North | Eaton Wheelock |  | Horn/Strobe |  |  |  | Module | TRUE | EL3RHS-FR | ++ | CEILING HORN STROBE, RED | 1 | [6 empty] | TRUE | TRUE |  |  |  |  | #FF0070C0 | FA-NFPA 170 HORN STROBE CEILING | 1 | FALSE | FALSE | FALSE | 2020 | [16 empty] | C |  |  | THOR\acont | 2024-08-15 09:26 | THOR\acont | 2024-09-11 19:28 | Cloned from Eaton Wheelock EL3RHS-FR | [Eaton Wheelock] [NAC] [24VDC, HIGH CONT.] EL3RHS-FR (C), EL3RHS-FW (C), EL4XHS-FR (C), EL4XHS-FW (C) [Eaton Wheelock] [NAC] [24VDC, LOW CONT.] EL3RHS-FR (C), EL3RHS-FW (C), EL4XHS-FR (C), EL4XHS-FW (C)
f4a91b14-ce72-426f-b0d5-644be1705ca1 |  |  |  | North | Fike |  | Cards & Components |  |  |  | Card | TRUE | FIK-FSL | ++ | Fiber Module, single-mode | 1 | 0.079 | 0.079 |  |  |  |  | TRUE | [5 empty] | #FFFFFFFF |  |  | FALSE | FALSE | FALSE | [14 empty] | FALSE | [5 empty] | DESKTOP-7EIEB7A\acont | 2023-01-04 17:06 | THOR\acont | 2024-10-09 10:48 | Cloned from Silent Knight SK-FSL | [Fike] [Fiber Optic] [NETWORK ++] FIK-FML, FIK-FSL | [Fike] FIK-FML, FIK-FSL
cb387e6a-b2c1-489b-8704-644bed67fe57 |  |  |  | North | Autocall |  | Hardware |  |  |  | Hardware | TRUE | 4098-9858 | + | Sampling Tube 71" to 95" (1803 mm to 2413 mm) | 1 | 0 | 0 |  |  |  |  | TRUE | [5 empty] | #FFFFFFFF |  |  | FALSE | FALSE | FALSE | [20 empty] | DESKTOP-0D6CQVA\lousc | 2019-06-16 09:58 | THOR\acont | 2024-10-09 10:48 | Cloned from AutoCall 4098-9857
9af1fac8-9f47-4af4-911c-64517edb7057 |  |  |  | North | Edwards |  | Cards & Components |  |  |  | Card | TRUE | SFS |  | SFS LED control/display module | 1 | 0.002 | 0.002 |  |  |  |  | TRUE | [5 empty] | #FFFFFFFF |  |  | FALSE | FALSE | FALSE | [14 empty] | FALSE | [7 empty] | THOR\acont | 2024-10-09 10:48
25a3de3e-cd08-4370-9962-645240128be2 | NFPA 170 SPEAKER STROBE |  |  | North | Edwards |  | Speaker/Strobe |  |  |  | Module | TRUE | 757-7A-RS70 |  | 15/75cd Strobe, Re-Ent Speaker, 70V 2, 4, 8, 15w | 1 | [6 empty] | FALSE | [5 empty] | #FF0070C0 | FA-NFPA 170 SPEAKER STROBE | 1 | FALSE | FALSE | FALSE | 2019 | [13 empty] | FALSE | [7 empty] | THOR\acont | 2024-09-08 17:27 |  | [Edwards, Kidde] [NAC] [16 VDC, HIGH] 757-7A-RS25, 757-7A-RS25W, 757-7A-RS70, 757-7A-RS70W, 757-7A-SS25, 757-7A-SS25W, 757-7A-SS70, 757-7A-SS70W, 757-7A-T, 757-7A-TW, INT-7A-RS25, INT-7A-RS25W, INT-7A-RS70, INT-7A-RS70W [Edwards, Kidde] [AUDIO 70.7v] [70V AUDIO] 757-1A-R70, 757-1A-R70W, 757-3A-RS70, 757-3A-RS70W, 757-7A-RS70, 757-7A-RS70W, 757-7A-RS70WA, 757-7A-SS70, 757-7A-SS70W, 757-8A-RS70, 757-8A-RS70W, 757-8A-RS70WA, INT-3A-RS70, INT-3A-RS70W, INT-7A-RS70, INT-7A-R [Edwards, Kidde] [NAC] [16 VFWR, HIGH] 757-7A-RS25, 757-7A-RS25W, 757-7A-RS70, 757-7A-RS70W, 757-7A-SS25, 757-7A-SS25W, 757-7A-SS70, 757-7A-SS70W, 757-7A-T, 757-7A-TW, INT-7A-RS25, INT-7A-RS25W, INT-7A-RS70, INT-7A-RS70W
68fe86f4-ca4d-4897-930b-6453e20cb4f9 | NFPA 170 STROBE CEILING |  |  | North | Apollo |  | Strobe |  |  |  | Module | FALSE | 55000-009 | ++ | Visual indicator - Red - Apollo flash | 1 | 0.000333 | 0.0031 |  |  |  |  | FALSE | TRUE |  |  |  |  | #FF0070C0 | FA-NFPA 170 STROBE CEILING | 1 | FALSE | FALSE | FALSE | 1408 | [13 empty] | FALSE | [5 empty] | DESKTOP-7EIEB7A\acont | 2023-02-13 08:52 | THOR\acont | 2024-09-08 17:27 | Cloned from Apollo 55000-005 | [Advanced, Apollo] [SLC APOLLO MODULES SENSORS] [*] [#1 SHARED ADDR ¦ MODULES] 45681-800 (C), 45681-805 (C), 55000-001 (C), 55000-002 (C), 55000-005 (C), 55000-006 (C), 55000-009 (C), 55000-010 (C), 55000-765 (C), 55000-790ADV, 55000-805ADV, 55000-806ADV [Apollo] [SLC APOLLO MODULES/SENSORS] [*] [#1] 45681-800 (C), 45681-805 (C), 55000-001 (C), 55000-002 (C), 55000-005 (C), 55000-006 (C), 55000-009 (C), 55000-010 (C), 55000-450 w/45681-210UL (C), 55000-450 w/45681-225APO (C), 55000-450 w/45681-250USA (C)
ed49111d-d043-4547-b7ea-64564391d4ef |  |  |  | North | Autocall |  | Cards & Components |  |  |  | Card | TRUE | A007-9813 |  | Wired media card | 1 | 0.055 | 0.055 |  |  |  |  | TRUE | [5 empty] | #FFFFFFFF |  |  | FALSE | FALSE | FALSE | [20 empty] | DESKTOP-7SAL8M7\acont | 2020-05-11 19:53 | THOR\acont | 2024-10-09 10:48 | Cloned from AutoCall A007-9810
05ae3cd3-5bd0-4da7-864e-6456ef297e60 | NFPA 170 GAS DETECTOR |  |  | North | Gentex |  | Smoke/CO Detector |  |  |  | Module | FALSE | 918-0032-002 | SCR | 120V Smoke CO Sensor w/Relay | 1 | [6 empty] | FALSE | TRUE |  |  |  |  | #FFFF0000 | FA-NFPA 170 GAS DETECTOR | 1 | FALSE | FALSE | FALSE | 1408 | [13 empty] | FALSE |  |  | 120V |  |  | THOR\acont | 2024-12-23 15:40 |  |  | Cloned from Gentex 918-0031-002 | [BRK, Gentex, Kidde] [VAC ] [*] 21006378 (C), 21007624 (C), 7020BSL (C), 7030BSL (C), 900-CUAR (C), 9120 (C), 9120B (C), 917-0070-002 (C), 917-0071-002 (C), 917-0072-002 (C), 917-0073-002 (C), 917-0079-002 (C), 918-0030-002 (C), 918-0031-002 (C), 918-003 [BRK, First Alert, Gentex, Kidde] [SMOKE ALARM TANDEM] 21006378 (C), 21007624 (C), 7020BSL (C), 7030BSL (C), 900-CUAR (C), 9120 (C), 9120B (C), 917-0070-002 (C), 917-0071-002 (C), 917-0072-002 (C), 917-0073-002 (C), 917-0079-002 (C), 918-0030-002 (C), 91 | [BRK, First Alert, Generic, Gentex, Kidde, N/A] 120VAC SMOKE DETECTOR, 21006378, 21007624, 7020BSL, 7030BSL, 900-CUAR, 9120, 9120B, 9120F, 9120H, 9120HF, 9120T, 9120TF, 9123, 9123F, 9123H, 9123HF, 9123T, 9123TF, 917-0070-002, 917-0071-002, 917-0072-002, 9
55451f4a-cd0e-4cb2-9212-6460ea96bd19 | NFPA 170 HORN STROBE |  |  | North | Autocall |  | Horn/Strobe |  |  |  | Module | TRUE | A4906-9141 | + | Horn with Multi-Candela Strobe; Wall Mount, White, High Cd | 1 | 0 | 0 |  |  |  |  | TRUE | [5 empty] | #FF0070C0 | FA-NFPA 170 HORN STROBE | 1 | FALSE | FALSE | FALSE | 2012 | [19 empty] | DESKTOP-7EIEB7A\acont | 2022-03-07 07:20 | THOR\acont | 2024-09-08 17:27 | Cloned from Autocall A4906-9141 CLONED | [Autocall, Simplex] [NAC] [24VDC STEADY] 4906-9127, 4906-9129, 4906-9139, 4906-9141, A4906-9127, A4906-9129, A4906-9139, A4906-9141 [Autocall, Simplex] [NAC] [MAX STEADY] 4906-9139, 4906-9141, A4906-9139, A4906-9141
000dec24-de4d-4469-bdb2-64659c883881 |  |  |  | North | Bosch | [5 empty] | Module | TRUE | D122 | * | HARNESS DUAL BATTERY | 1 | [12 empty] | #FFFFFFFF |  |  | FALSE | FALSE | FALSE | [22 empty] | THOR\acont | 2024-10-09 10:48
55944c4c-813c-40c0-b27c-646f8f9c055c | NFPA 170 BELL |  |  | North | Siemens |  | Bell |  |  |  | Module | TRUE | MBDC-6 | 500-688449 | 6" DC MOTOR BELL | 1 | [12 empty] | #FFFF0000 | FA-NFPA 170 BELL | 1 | FALSE | FALSE | FALSE | [17 empty] | 6" |  |  | DESKTOP-7SAL8M7\acont | 2019-08-13 09:04 | THOR\acont | 2024-09-08 17:27 |  | [Siemens] [AUX POWER] [16 VDC] MBDC-10, MBDC-6 [Siemens] [NAC] [16 VDC] MBDC-10, MBDC-6 [Siemens] [NAC] [16 VFWR] MBDC-10, MBDC-6
82b3e290-88ab-4e6c-a28d-6472a79f69ee | NFPA 170 HORN |  |  | North | Siemens |  | Horn |  |  |  | Module | TRUE | U-MHU-WP | 500-649090 | Electronic Outdoor Sync-Horn, Red | 1 | [12 empty] | #FF0070C0 | FA-NFPA 170 HORN | 1 | FALSE | FALSE | FALSE | 2010 | [16 empty] | WP |  |  | THOR\acont | 2024-05-07 09:31 | THOR\acont | 2024-09-08 17:27 | Cloned from Siemens U-MHU | [Siemens] [NAC] [HIGH VOLUME] U-MHU, U-MHU-1G, U-MHU-1G-W, U-MHU-W, U-MHU-WP [Siemens] [NAC] [LOW VOLUME] U-MHU, U-MHU-1G, U-MHU-1G-W, U-MHU-W, U-MHU-WP
c528a1e9-8957-48bc-a5ec-6473a0353119 | NFPA 170 NON ADDRESSABLE RELAY |  |  | North | Space Age Electronics |  | Non-Addressable Relay |  |  |  | Module | TRUE | SSU-MR-201/C/R | ++ | DPDT MULTI-VOLTAGE CONTROL RELAY | 1 | 0 | 0.04 |  |  | 35 | 18 | FALSE |  |  | Red ABS-94VO Plastic | 5.125” (130mm) 3.125” (79mm) 2.50” (63mm) |  | #FFFF0000 | FA-NFPA 170 NON ADDRESSABLE RELAY | 1 | FALSE | FALSE | FALSE | 1300 | [13 empty] | FALSE | [5 empty] | THOR\acont | 2023-12-13 13:18 | THOR\acont | 2024-09-08 17:27 | Cloned from Air Products MR-201/C/R | [Air Products, Altronix, Firelite, RIB, Space Age Electronics] [AUX POWER, NAC] [*] 6062, MR-101/C/R, MR-101/CR, MR-101/T, MR-201/C/R, PAM-4, RIB2401-RD, SC-300, SSU-MR-101/C, SSU-MR-101/C/R, SSU-MR-201/C, SSU-MR-201/C/R, SSU-MR-204/C
13fea203-12fa-4557-ba8d-6477442f305b | NFPA 170 HEAT DETECTOR |  |  | North | MIRCOM |  | Heat Detector |  |  |  | Module | TRUE | MIX-5351RAP w/B200SR-WH | ++ | Intelligent Heat Detector, Fixed Temperature with Rate-of-Rise Detection, White - UL, Sounder Base | 1 | 0.0002 | 0.0045 |  |  |  |  | FALSE | TRUE |  |  |  |  | #FFFF0000 | FA-NFPA 170 HEAT DETECTOR | 1 | FALSE | FALSE | FALSE | 1403 | [13 empty] | FALSE |  |  | 135° FTR |  |  | DESKTOP-7EIEB7A\acont | 2023-05-25 09:35 | THOR\acont | 2024-09-08 17:27 | Cloned from MIRCOM MIX-5351AP w/B200SR-WH | [MIRCOM, Monaco Enterprises] [AUX POWER] 721-121-00 w/B200SR-WH (C), 721-124-00 w/B200SR-WH (C), 722-121-00 w/B200SR-WH (C), 722-406-00 w/B200SR-WH (C), 723-345-00 w/B200SR-WH (C), 723-353-00 w/B200SR-WH (C), 723-361-00 w/B200SR-WH (C), MIX-1251AP w/B200 [MIRCOM] [SLC MODULES SENSORS] [*] [#2 SHARED ADDR ¦ SENSORS] DNR w/MIX-2251BR (C), DNR w/MIX-2351RAP (C), MIX-1251AP w/B200SR-LF-WH (C), MIX-1251AP w/B200SR-WH (C), MIX-1251AP w/B210LP (C), MIX-1251AP w/B224RB-WH (C), MIX-1251AP w/B501 (C), MIX-1251B w/ [MIRCOM] [SLC SENSORS] [*] [#4 TYPE ADDR ¦ SENSORS] DNR w/MIX-2251BR (C), DNR w/MIX-2351RAP (C), MIX-1251AP w/B200SR-LF-WH (C), MIX-1251AP w/B200SR-WH (C), MIX-1251AP w/B210LP (C), MIX-1251AP w/B224RB-WH (C), MIX-1251AP w/B501 (C), MIX-1251B w/B200SR-LF-
47a60349-cbc4-43e8-8eca-647def62f97e |  |  |  | North | Kidde |  | Cards & Components |  |  |  | Card | TRUE | ANS50MDR |  | OBSOLETE - 50W Audio Notification Panel, Red | 1 | [6 empty] | TRUE | [5 empty] | #FFFFFFFF |  |  | FALSE | FALSE | FALSE | [14 empty] | FALSE | [5 empty] | DESKTOP-7EIEB7A\acont | 2021-05-24 09:30 | THOR\acont | 2024-10-09 10:48 | Cloned from Edwards ANS50MDR
69c034dd-1c19-4d19-8ce7-64811c91eae6 |  |  |  | North | Notifier |  | Hardware |  |  |  | Hardware | TRUE | ABS-4D | + | Surface- or semiflush enclosure for remote mounting. | 1 | [6 empty] | TRUE | [5 empty] | #FFFFFFFF |  |  | FALSE | FALSE | FALSE | [20 empty] | DESKTOP-7SAL8M7\acont | 2020-08-11 11:05 | THOR\acont | 2024-10-09 10:48 | Cloned from Gamewell 1100-0460
702a4fa2-fce7-4839-9784-648921f4b4a9 | NFPA 170 ADDRESSABLE INPUT MONITOR MODULE |  |  | North | Edwards |  | Addressable Module |  |  |  | Module | TRUE | SIGA-WTM | ++ | Waterflow / Supervisory Module | 2 | 0.000396 | 0.00068 |  |  |  |  | FALSE | [5 empty] | #FFFF0000 | FA-NFPA 170 ADDRESSABLE INPUT MONITOR MODULE | 1 | FALSE | FALSE | FALSE | 1000 | [13 empty] | FALSE | [7 empty] | THOR\acont | 2024-10-08 16:40 |  | [Edwards, Kidde] [SLC EST MODULES/SENSORS] 02 [*] [iO64] 70-417008-001, FX-2WIRE, FX-IDC1A, FX-IDC1B, FX-IDC2B, FX-IDCWS, FX-NAC, GSA-CC1, GSA-CC1S, GSA-CC2, GSA-CT1, GSA-CT2, GSA-IO, GSA-MAB, GSA-MCC1, GSA-MCC1S, GSA-MCC2, GSA-MCT2, GSA-MIO, GSA-MM1, GS [Edwards] [SLC EST MODULES] 01 [*] [EST3, iO1000] SIGA-270P, SIGA-CT2, SIGA-CT2I, SIGA-MCT2, SIGA-WTM [Edwards, Kidde] [SLC EST MODULES] 02 [EST3, iO1000 ] FX-IDC2B, FX-IDCWS, GSA-CT2, GSA-MCT2, GSA-REL, GSA-T3T4, GSA-WTM, SIGA-AA30, SIGA-AA50, SIGA-CC2, SIGA-CC2A, SIGA-CT2, SIGA-CT2I, SIGA-MCC2, SIGA-MCC2A, SIGA-MCT2, SIGA-MDM, SIGA-REL, SIGA-TCDR, SIGA [Edwards, Kidde] [SLC EST MODULES] [*] [#3 TYPE ADDR ¦ MODULES] GSA-UIO2R, GSA-UIO6, GSA-UIO6R, RZI16-2, SIGA-270, SIGA-270P, SIGA-278, SIGA-AA30, SIGA-AA50, SIGA-CC1, SIGA-CC1S, SIGA-CC2, SIGA-CC2A, SIGA-CR, SIGA-CR2, SIGA-CRH, SIGA-CRR, SIGA-CT1, SIGA- [Edwards, Kidde] [SLC EST MODULES SENSORS] [*] [#1 SHARED ADDR ¦ MODULES] GSA-UIO2R, GSA-UIO6, GSA-UIO6R, RZI16-2, SIGA-270, SIGA-270P, SIGA-278, SIGA-AA30, SIGA-AA50, SIGA-CC1, SIGA-CC1S, SIGA-CC2, SIGA-CC2A, SIGA-CR, SIGA-CR2, SIGA-CRH, SIGA-CRR, SIGA- [Edwards, Kidde] [SLC EST MODULES/SENSORS] 04 [iO64] FX-IDC2B, FX-IDCWS, GSA-CT2, GSA-MCT2, GSA-REL, GSA-WTM, SIGA-CC2, SIGA-CC2A, SIGA-CT2, SIGA-CT2I, SIGA-MCC2, SIGA-MCC2A, SIGA-MCT2, SIGA-REL, SIGA-WTM [Edwards] [SLC EST MODULES/SENSORS] 01 [*] [iO64] SIGA-270P, SIGA-CT2, SIGA-CT2I, SIGA-MCT2, SIGA-WTM [Edwards, Kidde] [SLC EST MODULES] 01 [*] [EST3, iO1000 ] FX-2WIRE, FX-IDC1A, FX-IDC1B, FX-IDC2B, FX-IDCWS, FX-ISO, FX-NAC, GSA-CC1, GSA-CC1S, GSA-CC2, GSA-CT1, GSA-CT2, GSA-IO, GSA-MAB, GSA-MCC1, GSA-MCC1S, GSA-MCC2, GSA-MCT2, GSA-MIO, GSA-MM1, GSA-MRM1 | [Edwards, Kidde] FX-IDC2B, FX-IDCWS, GSA-CT2, GSA-MCT2, GSA-WTM, SIGA-CT2, SIGA-CT2I, SIGA-MCT2, SIGA-WTM
f7d1c7e8-7bfa-4c64-91b5-648938db4ca2 | NFPA 170 STROBE WALL |  |  | North | Siemens |  | Strobe |  |  |  | Module | TRUE | SLSWR-N | S54329-F31-A1 | SLSWR-N ST,WALL,RED,NO-TXT | 1 | [12 empty] | #FF0070C0 | FA-NFPA 170 STROBE WALL | 1 | FALSE | FALSE | FALSE | 2023 | [19 empty] | DESKTOP-7SAL8M7\acont | 2019-08-13 09:04 | THOR\acont | 2024-09-08 17:27 |  | [Siemens] [NAC] [24 VDC] SLSWR-A, SLSWR-AL, SLSWR-ALA, SLSWR-F, SLSWR-FB, SLSWR-N, SLSWR-NA, SLSWW-AL, SLSWW-ALA, SLSWW-F, SLSWW-FB, SLSWW-N, SLSWW-NA [Siemens] [NAC] [16 VDC] SLSPSWR-AL, SLSPSWR-ALA, SLSPSWR-F, SLSPSWR-M, SLSPSWR-N, SLSPSWR-NA, SLSPSWW-AL, SLSPSWW-ALA, SLSPSWW-F, SLSPSWW-M, SLSPSWW-N, SLSPSWW-NA, SLSWR-A, SLSWR-AL, SLSWR-ALA, SLSWR-F, SLSWR-FB, SLSWR-N, SLSWR-NA, SLSWW-AL, SLSWW-ALA, [Siemens] [NAC] [24 VDC] SLSPSWR-AL, SLSPSWR-ALA, SLSPSWR-F, SLSPSWR-M, SLSPSWR-N, SLSPSWR-NA, SLSPSWW-AL, SLSPSWW-ALA, SLSPSWW-F, SLSPSWW-M, SLSPSWW-N, SLSPSWW-NA, SLSWR-A, SLSWR-AL, SLSWR-ALA, SLSWR-F, SLSWR-FB, SLSWR-N, SLSWR-NA, SLSWW-AL, SLSWW-ALA,
cd8d3f75-ff9a-47bc-ac56-6489a66884bd | NFPA 170 ADDRESSABLE INPUT MONITOR MODULE |  |  | North | DMP |  | Addressable Module |  |  |  | Module | TRUE | 714-16L-R |  | 16 Zone Input Module, red Model 350 enclosure | 1 | 0.0456 | 0.052 |  |  |  |  | FALSE | [5 empty] | #FFFF0000 | FA-NFPA 170 ADDRESSABLE INPUT MONITOR MODULE | 1 | FALSE | FALSE | FALSE | 1000 | [13 empty] | FALSE |  |  | 8 |  |  | DESKTOP-7SAL8M7\acont | 2020-08-19 11:29 | THOR\acont | 2024-09-08 17:27 | Cloned from DMP 714-8L-R | [BluePoint, DMP] [DMP LX BUS] [*] [LX BUS] 712-8, 714, 714-16, 714-16L-G, 714-16L-R, 714-16PCB, 714-16-R, 714-8, 714-8L-G, 714-8L-R, 714-8PCB, 714-8-R, 715-16, 715-16PCB, 715-8, 715-8 COPY, 715-8PCB, BP-DHE-714-8 | [DMP] 714-16, 714-16L-G, 714-16L-R, 714-16PCB, 714-16-R, 715-16, 715-16PCB
f030dc22-d390-441f-95c9-6489f6f3e25b | NFPA 170 MANUAL PULL |  |  | North | Firelite |  | Manual Station |  |  |  | Module | TRUE | BG-12LO | + | Same as BG-12L with “outdoor use” listing. Does not include backbox. | 1 | [6 empty] | TRUE | [5 empty] | #FFFF0000 | FA-NFPA 170 MANUAL PULL | 1 | FALSE | FALSE | FALSE | 957 | [19 empty] | DESKTOP-7SAL8M7\acont | 2019-03-29 16:22 | THOR\acont | 2024-09-08 17:27 | Cloned from Firelite BG-12 | [Firelite] [IDC] 01 BG-12, BG-12L, BG-12LA, BG-12LO, BG-12LOB, BG-12LPS, BG-12LPSP, BG-12LSP, BG-12S, BG-12SL, BG-8, BG-8SP
5dcf7509-a48c-4c21-a9da-648ec0b45807 |  |  |  | North | Gamewell FCI |  | Cards & Components |  |  |  | Card | TRUE | ILI-MB-E3 | ++ | Intelligent Loop Interface-Main Board | 1 | 0.081 | 0.15 |  |  |  |  | TRUE | [5 empty] | #FFFFFFFF |  |  | FALSE | FALSE | FALSE | [14 empty] | FALSE | [7 empty] | THOR\acont | 2024-10-09 10:48 |  | [Gamewell FCI, Honeywell] [VAC ] 7100 Main Board, FireVac IV (50W, 25V) Main Board, FireVac IV (50W, 70V) Main Board, FLEX 410 Main Board, GF505 Main Board, GF506R Main Board, GF510 Main Board, GFPS-6 Main Board, GFPS-9 Main Board, GWF402 Main Board, GWF [Gamewell FCI] [IDC] [#3 SUPERVISORY] ILI-MB-E3 [Gamewell FCI] [IDC] [#1 TROUBLE] ILI-MB-E3 [Gamewell FCI] [IDC] [#1 ALARM] ILI-MB-E3 | [Notifier, Silent Knight] SFP-2402 MAIN BOARD, SFP-2404 MAIN BOARD, SK-FFT [Gamewell FCI] SLP-E3 [Gamewell FCI] ILI-S-E3 [Gamewell FCI, Notifier] 7100 Main Board, SFP-2402 MAIN BOARD, SFP-2404 MAIN BOARD [Gamewell FCI] ILI-MB-E3
ba18b57e-f19d-4378-b8e4-6495033e2fc1 |  |  |  | North | Edwards | [5 empty] | Assembly | TRUE | QS4-12-G-2-SP |  | FAP w/ 12 Option Card Space, Gray, Spanish, 230V | 1 | [6 empty] | FALSE | [5 empty] | #FFFFFFFF |  |  | FALSE | FALSE | FALSE | [14 empty] | FALSE | [7 empty] | THOR\acont | 2024-10-09 10:48
8fc10321-c094-46f3-b23d-64980cf647a1 | NFPA 170 FIRE PHONE |  |  | North | Edwards |  | Fire Phone |  |  |  | Module | TRUE | 6833-4 |  | 4 State Telephone Receptacle, 1 gang | 1 | 0 | 0.02 |  |  |  |  | FALSE | [5 empty] | #FFFF0000 | FA-NFPA 170 FIRE PHONE | 1 | FALSE | FALSE | FALSE | 208 | [13 empty] | FALSE | [7 empty] | THOR\acont | 2024-09-08 17:27 |  | [Edwards, Gamewell FCI, MIRCOM, Silent Knight] [FFT] [FFT] 6700-0061, 6830-3, 6830-4, 6830-5A-4, 6830-6A-4, 6830-NY-F4, 6830-NY-S4, 6833-4, FFT-FPJ, FPJ, FT-300A
8f3a04ae-b731-4226-a8dc-649b5f1f6b2d |  |  |  | North | GRI PRODUCTS | Security/Access Control |  |  |  |  | Module | TRUE | 180-12WG |  |  | 1 | [12 empty] | #FFFFFFFF |  |  | FALSE | FALSE | FALSE | [20 empty] | THOR\acont | 2024-03-12 21:43 | THOR\acont | 2024-10-09 10:48
5519c2a2-074d-4b98-bad7-649bc862749f |  |  |  | North | Siemens | [5 empty] | Module | TRUE | SEF-W | 500-636042 | E SPEAKER FLUSH WHITE | 1 | [12 empty] | #FFFFFFFF |  |  | FALSE | FALSE | FALSE | [20 empty] | DESKTOP-7SAL8M7\acont | 2019-08-13 09:04 | THOR\acont | 2024-10-09 10:48
f29c8b47-8ae4-4288-b04d-649c325de164 |  |  |  | North | Edwards | [5 empty] | Assembly | TRUE | QS4-5-G-1 |  | FAP w/ 5 Option Card Space, Gray | 1 | [6 empty] | FALSE | [5 empty] | #FFFFFFFF |  |  | FALSE | FALSE | FALSE | [14 empty] | FALSE | [7 empty] | THOR\acont | 2024-10-09 10:48
f044af3f-ed0e-49c4-ac21-649c4ad2f272 | NFPA 170 JUNCTION BOX |  |  | North | SAFE Fire Detection |  | Junction Box |  |  |  | Module | TRUE | TC1000 |  |  | 1 | [6 empty] | FALSE | [5 empty] | #FF00B050 | FA-NFPA 170 JUNCTION BOX | 1 | FALSE | FALSE | FALSE | 6000 | [13 empty] | FALSE |  |  | LIN |  |  | AULAPTOP-PC\Aulaptop | 2018-11-02 05:56 | THOR\acont | 2024-09-08 17:27 |  | [SAFE Fire Detection] [IDC] 01 [LIN] RG5224, RG5225, TC1000, TC1002 | [SAFE Fire Detection] RG5224, RG5225, TC1000, TC1002
7de3a238-90bc-4cde-b973-649ea709ef28 |  |  |  | North | System Sensor |  | Hardware |  |  |  | Hardware | TRUE | DST10 |  | Sampling Tube, Steel | 1 | [6 empty] | FALSE |  | FLUSH |  | N/A | N/A | #FFFFFFFF |  |  | FALSE | FALSE | FALSE |  |  |  | 3242-1653:0209 | [10 empty] | FALSE | [5 empty] | DESKTOP-7SAL8M7\acont | 2020-02-23 09:56 | THOR\acont | 2024-10-09 10:48 | Cloned from System Sensor DST1.5
10051dc8-dad1-4094-9ad5-64a2a8a028d9 | NFPA 170 FIRE ALARM CONTROL UNIT | RISER FACP |  | North | Hochiki |  | Fire Alarm Control Unit |  |  |  | Assembly | TRUE | LA901K1-10 |  | FireNET L@TITUDE Analog Addressable Fire Alarm Control Panel, 8 Slot Deep Enclosure, 5.25 A 115V, 2-Loop Panel Module, Hochiki Protocol, Network Module, and Media Gateway™, Red, 48 Zone LEDs | 1 | [6 empty] | FALSE |  |  | *Refer to Install Sheet | 16.5in (W) x 23.2in (H) x 8in (D) | KM5FCRD (Optional Semi-Flush Mounting Kit) | #FFFF0000 | FA-NFPA 170 FIRE ALARM CONTROL UNIT | 1 | FALSE | FALSE | FALSE | 202 | [8 empty] | 7,12,18,28,33,40 |  |  | 5.25 |  | TRUE | [5 empty] | DESKTOP-GHR3H5U\Anthony | 2019-11-27 08:00 | THOR\acont | 2024-09-08 17:27
e972446c-944f-4646-a84d-64a3de6d3c85 | NFPA 170 KITCHEN HOOD |  |  | North | Silent Knight |  | Miscellaneous |  |  |  | Module | TRUE | Hood System w/SD500-MIM | ++ | Hood System w/SD500-MIM | 1 | 0.00055 | 0.023 |  |  |  |  | FALSE | [5 empty] | #FFFF0000 | FA-NFPA 170 KITCHEN HOOD | 1 | FALSE | FALSE | FALSE | [14 empty] | FALSE | [7 empty] | THOR\acont | 2024-09-08 17:27 |  | [Silent Knight] [SLC HOCHIKI] [*] [#1 SHARED ADDR ¦ ALL] Hood System w/SD500-MIM, PS-DA w/SD500-MIM, PS-SA w/SD500-MIM, SD500-AIM, SD500-ANM, SD500-ARM, SD500-LED, SD500-MIM, SD500-PS, SD500-PSDA, SD500-SDM, SD505-AHS w/SD505-6AB, SD505-APS w/SD505-6AB (
db2fad18-cc91-43ba-9aaa-64a84c7b8547 | NFPA 170 STROBE WALL |  |  | North | Eaton Wheelock |  | Strobe |  |  |  | Module | TRUE | EL3RST-FW | ++ | WALL STROBE, WHITE, FIRE | 1 | [6 empty] | TRUE | [5 empty] | #FF0070C0 | FA-NFPA 170 STROBE WALL | 1 | FALSE | FALSE | FALSE | 2020 | [19 empty] | THOR\acont | 2024-08-15 09:32 | THOR\acont | 2024-09-08 17:27 | Cloned from Eaton Wheelock EL3RHS-FR | [Eaton Wheelock] [NAC] [24VDC] EL3RMST, EL3RMTSTA, EL3RST-FR, EL3RST-FW, EL4XMST, EL4XMTSTA, EL4XST-FR, EL4XST-FW
73f0d5ef-6191-4314-8277-64a97de6de8e |  |  |  | North | Potter | [5 empty] | Module | TRUE | CF-200W |  | Fixed Temperature Heat Detector, 200°F (93°C) | 1 | [6 empty] | FALSE | [5 empty] | #FFFFFFFF |  |  | FALSE | FALSE | FALSE | [14 empty] | FALSE | [7 empty] | THOR\acont | 2024-10-09 10:48 |  | [Notifier, Potter] [IDC] 01 CF-135EWT, CF-135MP, CF-135W, CF-165MP, CF-165W, CF-200EWT, CF-200MP, CF-200W, CF-285MP, CF-285W, CPS-24 w/SB, CR-135EWT, CR-135MP, CR-135W, CR-165MP, CR-165W, CR-200EWT, CR-200MP, CR-200W, DSD-P (C), P32-1T, PS40 Series, PS40
05474fac-8182-4e1e-ab9e-64ab89cfeb35 | NFPA 170 SMOKE DETECTOR BEACON VOICE |  |  | North | Siemens |  | Smoke Detector |  |  |  | Module | TRUE | OP720/FDSB227-WW/FDB228 | ++ | Optical Smoke Detector with Short Circuit Isolator (supplied with Voice Sounder VAD Base) 71…96 dB (A) High = O-4-15 Medium = C-3-12 Low = O-2.5-6.5 | 1 | 0.00022 | 0.00022 | [10 empty] | #FFFF0000 | FA-NFPA 170 SMOKE DETECTOR BEACON VOICE | 1 | FALSE | FALSE | FALSE | [20 empty] | DESKTOP-7EIEB7A\acont | 2021-11-19 10:16 | THOR\acont | 2024-09-08 17:27 |  | [Siemens] [C-NET] [#2 TONE/VOICE] FDSB226-WW/FDB228/FDBZ298, FDSB227-WW/FDB228/FDBZ298, HI720/FDSB226-WW/FDB228, HI720/FDSB227-WW/FDB228, HI722//FDSB227-WW/FDB228, HI722/FDSB226-WW/FDB228, OH720/FDSB226-WW/FDB228, OH720/FDSB227-WW/FDB228, OOH740/FDSB226- [Siemens] [C-NET] [#2 BEACON/VOICE WHITE HIGH, #2 BEACON/VOICE WHITE INDICATOR, #2 BEACON/VOICE WHITE LOW, #2 BEACON/VOICE WHITE MED] FDSB227-WW/FDB228/FDBZ298, HI720/FDSB227-WW/FDB228, HI722//FDSB227-WW/FDB228, OH720/FDSB227-WW/FDB228, OOH740/FDSB227-WW [Siemens] [C-NET] [*] [#1 DETECTOR] FDBZ290/OOH740/DB721/FDBZ290-AA, FDL241-9/FDLB291/DLR1191, HI720/DB721, HI720/DBS720, HI720/FDSB226-WW/FDB228, HI720/FDSB227-WW/FDB228, HI722//FDSB227-WW/FDB228, HI722/DB721, HI722/DBS720, HI722/FDSB226-WW/FDB228, OH72 [Siemens] [C-NET] [#2 BEACON WHITE HIGH, #2 BEACON WHITE INDICATOR, #2 BEACON WHITE LOW, #2 BEACON WHITE MED] FDSB226-WW/FDB228/FDBZ298, FDSB227-WW/FDB228/FDBZ298, HI720/FDSB226-WW/FDB228, HI720/FDSB227-WW/FDB228, HI722//FDSB227-WW/FDB228, HI722/FDSB226-
403b12b2-e550-4530-b136-64b5ce13c990 | NFPA 170 SMOKE HEAT CO DETECTOR |  |  | North | Potter |  | Smoke/Heat/CO Detector |  |  |  | Module | TRUE | PAD200-PHCD w/PAD100-IB | + | Photoelectric Smoke/Hea/CO Detector with Isolator Module Included | 1 | 0.00045 | 0.00045 |  |  |  |  | FALSE | TRUE |  |  |  |  | #FFFF0000 | FA-NFPA 170 SMOKE HEAT CO DETECTOR | 1 | FALSE | FALSE | FALSE | 1411 | [13 empty] | FALSE |  |  | IB |  |  | THOR\acont | 2025-02-13 06:47 |  |  | Cloned from Potter PAD200-PCHD w/PAD100-IB | [Potter] [SLC PAD] [*] [#2 SHARED ADDR ¦ SENSORS] PAD100-CD w/PAD100-4DB, PAD100-CD w/PAD100-6DB, PAD100-CD w/PAD100-IB, PAD100-CD w/PAD100-LFSB, PAD100-CD w/PAD100-RB, PAD100-CD w/PAD100-SB, PAD100-CD w/PAD100-SPKB, PAD100-DUCT (C), PAD100-DUCTR (C), PA
1cfd7656-b188-4cde-8e10-64b719992556 |  |  |  | North | Siemens | [5 empty] | Module | TRUE | CAB1R | 500-633728 | SAME AS CAB1-W/ RED ENCLOSURE FIELD MOUNTED | 1 | [12 empty] | #FFFFFFFF |  |  | FALSE | FALSE | FALSE | [20 empty] | DESKTOP-7SAL8M7\acont | 2019-08-13 09:04 | THOR\acont | 2024-10-09 10:48
7438b191-b416-46ea-8e22-64bc53e73cc4 | NFPA 170 SPEAKER STROBE CEILING |  |  | North | Siemens |  | Speaker/Strobe |  |  |  | Module | TRUE | SLSPSCW-AL | S54329-F49-A1 | SLSPSCW-AL SPK/ST,CLG,WHT,ALERT | 1 | [7 empty] | TRUE |  |  |  |  | #FF0070C0 | FA-NFPA 170 SPEAKER STROBE CEILING | 1 | FALSE | FALSE | FALSE | 2020 | [16 empty] | C |  |  | DESKTOP-7SAL8M7\acont | 2019-08-13 09:04 | THOR\acont | 2024-09-08 17:27 |  | [Siemens] [NAC] [24 VDC] SL2SPSCW-F (C), SLSCR-AL (C), SLSCR-ALA (C), SLSCR-F (C), SLSCR-FB (C), SLSCR-N (C), SLSCR-NA (C), SLSCW-A (C), SLSCW-AL (C), SLSCW-ALA (C), SLSCW-F (C), SLSCW-FB (C), SLSCW-N (C), SLSCW-NA (C), SLSPSCR-A (C), SLSPSCR-AL (C), SLS [Siemens] [AUDIO 70.7v] [70V AUDIO] SL2SPSCW-F (C), SLSPCR-A (C), SLSPCR-AL (C), SLSPCR-F (C), SLSPCR-N (C), SLSPCW-A (C), SLSPCW-AL (C), SLSPCW-F (C), SLSPCW-N (C), SLSPSCR-A (C), SLSPSCR-AL (C), SLSPSCR-ALA (C), SLSPSCR-F (C), SLSPSCR-N (C), SLSPSCR-NA [Siemens] [AUDIO 25v] [25V AUDIO] SL2SPSCW-F (C), SLSPCR-A (C), SLSPCR-AL (C), SLSPCR-F (C), SLSPCR-N (C), SLSPCW-A (C), SLSPCW-AL (C), SLSPCW-F (C), SLSPCW-N (C), SLSPSCR-A (C), SLSPSCR-AL (C), SLSPSCR-ALA (C), SLSPSCR-F (C), SLSPSCR-N (C), SLSPSCR-NA (
93a475b7-c45d-489f-abc7-64c0b369a531 | NFPA 170 ADDRESSABLE INPUT MONITOR MODULE |  |  | North | Monaco Enterprises |  | Addressable Module |  |  |  | Module | TRUE | 729-218-00 | ++ | Intelligent Mini-Monitor Module, AP/CLIP, White, Type II | 1 | 0.0004 | 0.0004 |  |  |  |  | FALSE | [5 empty] | #FFFF0000 | FA-NFPA 170 ADDRESSABLE INPUT MONITOR MODULE | 1 | FALSE | FALSE | FALSE | 1000 | [13 empty] | FALSE |  |  | M |  |  | DESKTOP-7EIEB7A\acont | 2023-04-25 07:08 | THOR\acont | 2024-09-08 17:27 | Cloned from Monaco Enterprises 729-143-00 | [Monaco Enterprises] [SLC MODULES] 01 [*] 708-026-01, 708-031-00, 729-142-00, 729-143-00, 729-144-00, 729-158-00, 729-159-00, 729-165-00, 729-182-00, 729-217-00, 729-218-00, 729-221-00, 729-225-00 [Monaco Enterprises] [SLC MODULES] 01 [*] 729-142-00, 729-143-00, 729-144-00, 729-158-00, 729-159-00, 729-182-00, 729-217-00, 729-218-00, 729-221-00 [Monaco Enterprises] [SLC MODULES/SENSORS] 01 [*] 721-121-00 w/B200SR-LF-WH (C), 721-121-00 w/B200SR-WH (C), 721-121-00 w/B210LP (C), 721-121-00 w/B224RB-WH (C), 721-121-00 w/B501 (C), 721-124-00 w/B200SR-LF-WH (C), 721-124-00 w/B200SR-WH (C), 721-124-00 [Monaco Enterprises] [SLC MODULES SENSORS] 01 [*] 708-026-01, 708-031-00, 721-121-00 w/B200SR-LF-WH (C), 721-121-00 w/B200SR-WH (C), 721-121-00 w/B210LP (C), 721-121-00 w/B224RB-WH (C), 721-121-00 w/B501 (C), 721-124-00 w/B200SR-LF-WH (C), 721-124-00 w/B | [MIRCOM, Monaco Enterprises, System Sensor] 729-142-00, 729-143-00, 729-217-00, 729-218-00, M500M, M501M, MIX-M500M, MIX-M500MAP, MIX-M501M, MIX-M501MAP
5a9ec057-a7dc-41e4-9519-64cb834e86bf |  |  |  | North | Edwards |  | Hardware |  |  |  | Hardware | TRUE | 2-LSRA |  | OBSOLETE - LCD Annunciator /w scroll ctrl, EST2 | 1 | [6 empty] | FALSE | [5 empty] | #FFFFFFFF |  |  | FALSE | FALSE | FALSE | [14 empty] | FALSE | [7 empty] | THOR\acont | 2024-10-09 10:48
a7605396-a382-4170-bae0-64d5482a482f | NFPA 170 HEAT DETECTOR |  |  | North | Potter |  | Heat Detector |  |  |  | Module | TRUE | CR-135EWT | 1000148 | 135°F Rate of Rise/Fixed Temperature XP Heat Detector | 1 | [6 empty] | FALSE | [5 empty] | #FFFF0000 | FA-NFPA 170 HEAT DETECTOR | 1 | FALSE | FALSE | FALSE | 1403 | [13 empty] | FALSE |  |  | 135° R |  |  | DESKTOP-7SAL8M7\acont | 2019-09-26 12:43 | THOR\acont | 2024-09-08 17:27 | 20191121 AC Detector without base | [Notifier, Potter] [IDC] 01 CF-135EWT, CF-135MP, CF-135W, CF-165MP, CF-165W, CF-200EWT, CF-200MP, CF-200W, CF-285MP, CF-285W, CPS-24 w/SB, CR-135EWT, CR-135MP, CR-135W, CR-165MP, CR-165W, CR-200EWT, CR-200MP, CR-200W, DSD-P (C), P32-1T, PS40 Series, PS40 [Potter] [IDC] 05 CF-135EWT, CF-200EWT, CR-135EWT, CR-200EWT, RCDS-1, RCDS-2001
cfe6be7a-1230-46eb-b36f-64d6eceb9333 |  |  |  | North | Firelite |  | Hardware |  |  |  | Hardware | TRUE | SEISKIT-320/B26 | + | Seismic mounting kit. Required for seismiccertified applications with NFS-320 and BB-26. Includes battery bracket for two 26 AH batteries. | 1 | [6 empty] | FALSE | FALSE |  |  |  |  | #FFFFFFFF |  |  | FALSE | FALSE | FALSE | [14 empty] | FALSE | [7 empty] | THOR\acont | 2024-10-09 10:48
e679fb37-e922-4a68-a1ee-64d7cd967605 |  |  |  | North | Autocall |  | Cards & Components |  |  |  | Card | TRUE | A100-1301 |  | Eight function HOA (On, Off, Auto) Control Module | 1 | 0.024 | 0.024 |  |  |  |  | TRUE | [5 empty] | #FFFFFFFF |  |  | FALSE | FALSE | FALSE | [20 empty] | DESKTOP-0D6CQVA\lousc | 2019-07-07 18:12 | THOR\acont | 2024-10-09 10:48 | Cloned from AutoCall A100-1302
2c27deea-c504-45ff-96b5-64e8959c6b60 |  |  |  | North | Edwards |  | Hardware |  |  |  | Hardware | TRUE | QSC-5-G-2E-BR |  | OBSOLETE - FAP w/ 5 Option Card Spaces, Gray, EN-54, British, 230V | 1 | [6 empty] | FALSE | [5 empty] | #FFFFFFFF |  |  | FALSE | FALSE | FALSE | [14 empty] | FALSE | [7 empty] | THOR\acont | 2024-10-09 10:48
49ee6e26-fa85-409c-a073-64ec9b656d9f | NFPA 170 AMPLIFIER RACK | RISER AMP |  | North | Notifier |  | Amplifier |  |  |  | Assembly | TRUE | XPIQ (25V) | + | Quad Intelligent Audio Transponder (25 VRMS) | 1 | [6 empty] | FALSE |  | SURFACE |  |  |  | #FFFF0000 | FA-NFPA 170 AMPLIFIER RACK | 1 | FALSE | FALSE | FALSE | 300 | [8 empty] | 12,26 |  |  |  | 50 | TRUE | [5 empty] | THOR\acont | 2024-11-07 07:13 | THOR\acont | 2024-11-07 07:32 | Cloned from Notifier DAA2-5025 Assembly
fb8dea66-dca2-40db-a6e5-64f0ccf6ff50 | NFPA 170 AMPLIFIER RACK | RISER AMP |  | North | Siemens |  | Amplifier |  |  |  | Assembly | TRUE | EBA2001-U1 | S54400-B140-A1 | Booster amplifier (100W, bl) Kit consisting of a booster amplifier main board (EBA2004-A1), a black enclosure (FH2016-U1) and a 170W power supply (FP2011-U1) | 1 | [6 empty] | FALSE | [5 empty] | #FFFF0000 | FA-NFPA 170 AMPLIFIER RACK | 1 | FALSE | FALSE | FALSE | 300 | [8 empty] | 18 |  |  | 6.5 | 100 | TRUE | [5 empty] | AULAPTOP-PC\Aulaptop | 2019-04-21 04:29 | THOR\acont | 2024-09-08 17:27 | Cloned from Siemens EBA2004-A1
ad83735c-cdb9-4e48-b4b5-64f545391f58 | NFPA 170 ADDRESSABLE INPUT MONITOR MODULE |  |  | North | MIRCOM |  | Addressable Module |  |  |  | Module | TRUE | MIX-M500DM | + | Dual Input Monitor Module | 2 | 0.00075 | 0.006 |  |  |  |  | FALSE | [5 empty] | #FFFF0000 | FA-NFPA 170 ADDRESSABLE INPUT MONITOR MODULE | 1 | FALSE | FALSE | FALSE | 1000 | [13 empty] | FALSE |  |  | 2 |  |  |  |  | THOR\acont | 2024-09-08 17:27 |  | [MIRCOM] [SLC MODULES SENSORS] [*] [#1 SHARED ADDR ¦ MODULES] CR-6, CZ-6, IM-10, MIX-100P, MIX-100R, MIX-100S, MIX-100X, MIX-101P, MIX-4040, MIX-4040M, MIX-4041, MIX-4045, MIX-4045-M, MIX-4046, MIX-M500DM, MIX-M500DMAP, MIX-M500FP, MIX-M500M, MIX-M500MAP [MIRCOM] [SLC MODULES] [#2 MODULES ++] MIX-4040, MIX-4041, MIX-4045, MIX-M500DM, MIX-M500DMAP, MS-710MPU MIX-4041 [MIRCOM] [SLC MODULES/SENSORS] [#2 MODULES ++] MIX-4040, MIX-4041, MIX-4045, MIX-M500DM, MIX-M500DMAP, MS-710MPU MIX-4041 [MIRCOM] [SLC MODULES] [*] [#3 TYPE ADDR ¦ MODULES] CR-6, CZ-6, IM-10, MIX-100P, MIX-100R, MIX-100S, MIX-101P, MIX-4040, MIX-4040M, MIX-4041, MIX-4045, MIX-4045-M, MIX-4046, MIX-M500DM, MIX-M500DMAP, MIX-M500FP, MIX-M500M, MIX-M500MAP, MIX-M500R, MIX-M50 | [MIRCOM, Monaco Enterprises, System Sensor] 729-182-00, M500DM, MIX-M500DM, MIX-M500DMAP
1c09dade-693b-4cb9-92e8-64f756a713c5 |  |  |  | North | Potter | [5 empty] | Module | TRUE | ARM-44 |  | Relay Module for PFC-4410RC Series | 1 | [6 empty] | FALSE | [5 empty] | #FFFFFFFF |  |  | FALSE | FALSE | FALSE |  |  |  | 7165-0328:0170 | [10 empty] | FALSE | [7 empty] | THOR\acont | 2024-10-09 10:48
e8055c1f-bc57-47ca-9709-64f8b5132fd8 | NFPA 170 HORN STROBE |  |  | North | Siemens |  | Horn/Strobe |  |  |  | Module | TRUE | SLFSSWW-CO | S54329-F61-A2 | SLFSSWW-CO LFS/ST,WALL,WHT,CO | 1 | [12 empty] | #FF0070C0 | FA-NFPA 170 HORN STROBE | 1 | FALSE | FALSE | FALSE | 2012 | [19 empty] | DESKTOP-7SAL8M7\acont | 2019-08-13 09:04 | THOR\acont | 2024-09-08 17:27 |  | [Siemens] [NAC] [DC CONTINUOUS] SLFSSWR-AL, SLFSSWR-CO, SLFSSWR-F, SLFSSWR-N, SLFSSWW-AL, SLFSSWW-CO, SLFSSWW-F, SLFSSWW-N
198c0d9a-f761-45f2-a0d1-64fabbcbaac2 | NFPA 170 HORN STROBE |  |  | North | Eaton Wheelock |  | Horn/Strobe |  |  |  | Module | TRUE | EL4XSPST-FR | ++ | Outdoor speaker/strobe, clear, red, fire | 1 | [6 empty] | TRUE | [5 empty] | #FF0070C0 | FA-NFPA 170 HORN STROBE | 1 | FALSE | FALSE | FALSE | 2020 | [16 empty] | WP |  |  | THOR\acont | 2025-01-28 12:42 |  |  | Cloned from Eaton Wheelock EL3RSPST-FR CLONED | [Eaton Wheelock] [NAC] [16-33 VFWR] EL3RSPST-FR, EL3RSPST-FW, EL4XSPST-FR, EL4XSPST-FW [Eaton Wheelock] [AUDIO 70.7v] [70V AUDIO] EL3RSPK-NR, EL3RSPK-NW, EL3RSPSTA-ALW, EL3RSPSTA-NW, EL3RSPST-FR, EL3RSPST-FW, EL4XSPK-NR, EL4XSPK-NW, EL4XSPSTA-ALW, EL4XSPSTA-NW, EL4XSPST-FR, EL4XSPST-FW [Eaton Wheelock] [AUDIO 25v] [25V AUDIO] EL3RSPK-NR, EL3RSPK-NW, EL3RSPSTA-ALW, EL3RSPSTA-NW, EL3RSPST-FR, EL3RSPST-FW, EL4XSPK-NR, EL4XSPK-NW, EL4XSPSTA-ALW, EL4XSPSTA-NW, EL4XSPST-FR, EL4XSPST-FW
df2066ae-cd67-44e0-bac6-64fb840346f0 | NFPA 170 ADDRESSABLE INPUT OUTPUT |  |  | North | Apollo |  | Addressable Module |  |  |  | Module | FALSE | A901-CTRL I/O |  | CONTROL MODULE (SUPERVISED INPUT AND FORM C OUTPUT) IN PANEL | 1 | 0.00085 | 0.005 |  |  |  |  | FALSE | [5 empty] | #FFFF0000 | FA-NFPA 170 ADDRESSABLE INPUT OUTPUT | 1 | FALSE | FALSE | FALSE | 1200 | [13 empty] | FALSE |  |  | I |  |  |  |  | THOR\acont | 2024-09-08 17:27 |  | [Apollo] [SLC APOLLO MODULES/SENSORS] [#6] A901-CTRL I/O, A901-CTRL I/O-2, D900-CTRL I/O [Apollo] [AUX POWER] A901-CTRL I/O, D900-CTRL I/O, D900-CTRL I/O-4A [Advanced, Apollo] [SLC APOLLO MODULES SENSORS] [*] [#1 SHARED ADDR ¦ MODULES] 45681-800 (C), 45681-805 (C), 55000-001 (C), 55000-002 (C), 55000-005 (C), 55000-006 (C), 55000-009 (C), 55000-010 (C), 55000-765 (C), 55000-790ADV, 55000-805ADV, 55000-806ADV [Apollo] [RELAY] [Control Input] A901-CTRL I/O, D900-CTRL I/O | [Apollo] 55000-790ADV, 55000-805ADV, 55000-806ADV, A901-CTRL I/O, D900-CTRL I/O, D900-CTRL I/O-4A [Apollo] A901-CTRL I/O, D900-CTRL I/O, D900-CTRL I/O-4A, SX-OSID-90
fad2c271-5fb5-4be8-bc2b-64fecf1ad0e2 |  |  |  | North | Edwards |  | Hardware |  |  |  | Hardware | TRUE | JALX11 |  | Explosion proof outlet body, 1/2" threaded hubs | 1 | [6 empty] | FALSE | [5 empty] | #FFFFFFFF |  |  | FALSE | FALSE | FALSE | [14 empty] | FALSE | [7 empty] | THOR\acont | 2024-10-09 10:48
badc7477-ea48-4302-85e3-65080f69abd1 | NFPA 170 STROBE CEILING |  |  | North | Siemens |  | Strobe |  |  |  | Module | TRUE | SL2SCR-ALB | S54329-F184-A1++ | Strobe, Ceiling, Blue, Red, Alert | 1 | [7 empty] | TRUE |  |  |  |  | #FF0070C0 | FA-NFPA 170 STROBE CEILING | 1 | FALSE | FALSE | FALSE | 2023 | [19 empty] | DESKTOP-7EIEB7A\acont | 2023-08-03 09:40 | THOR\acont | 2024-09-08 17:27 | Cloned from Siemens SL2SWR-ALB | [Siemens] [NAC] [16.0 – 33.0 VDC] SL2SCR-A (C), SL2SCR-AL (C), SL2SCR-ALA (C), SL2SCR-ALB (C), SL2SCR-F (C), SL2SCR-FB (C), SL2SCR-N (C), SL2SCR-NA (C), SL2SCR-NB (C), SL2SCW-A (C), SL2SCW-AL (C), SL2SCW-ALA (C), SL2SCW-ALB (C), SL2SCW-EV (C), SL2SCW-F (
b7587dce-b94a-41ad-9449-650effc07e95 |  |  |  | North | Notifier | [5 empty] | Module | TRUE | EM-1SRI | ++ | Supervised Control Module, Eclipse™ Series, Isolator version | 1 | 0.002 | 0.00056 |  |  |  |  | FALSE | FALSE |  |  |  |  | #FFFFFFFF |  |  | FALSE | FALSE | FALSE | [14 empty] | FALSE | [7 empty] | THOR\acont | 2024-10-09 10:48 |  | [Honeywell, Notifier, System Sensor] [SLC MODULES] [*] [#3 TYPE ADDR ¦ MODULES] 30-3013 w/FMM-101, Q3013D, ACM-8R, ACPS-610, AMPS-24, AMPS-24E, EM-1M, EM-1MI, EM-1MM, EM-1MMI, EM-1R, EM-1RI, EM-1SR, EM-1SRI, FCM-1, FCM-1-REL, FD7044 MM-101, FDM-1, FDRM-1 [Honeywell, Notifier, System Sensor] [SLC MODULES SENSORS] [*] [#1 SHARED ADDR ¦ MODULES] 30-3013 w/FMM-101, Q3013D, ACM-8R, ACPS-610, AMPS-24, AMPS-24E, EM-1M, EM-1MI, EM-1MM, EM-1MMI, EM-1R, EM-1RI, EM-1SR, EM-1SRI, FCM-1, FCM-1-REL, FD7044 MM-101, FDM [Notifier] [AUDIO 25v, AUDIO 70.7v, AUX POWER, FFT, NAC] [RISER INPUT] EM-1SR, EM-1SRI, FCM-1 | [Notifier] EM-1SR, EM-1SRI, FCM-1, NC-100 [Notifier] EM-1SR, EM-1SRI, FCM-1, NC-100 [Notifier] EM-1SR, EM-1SRI, FCM-1, NC-100
a0d19e4c-6af9-44fa-b7db-6511616a1550 |  |  |  | North | Edwards |  | Hardware |  |  |  | Hardware | TRUE | PROGCABLE-1 |  | Download/Upload Prog. Cable for Bar Code Scanner Port | 1 | [6 empty] | FALSE | [5 empty] | #FFFFFFFF |  |  | FALSE | FALSE | FALSE | [14 empty] | FALSE | [7 empty] | THOR\acont | 2024-10-09 10:48
de226654-4b48-42c2-80eb-65138404587a |  |  |  | North | Potter | [5 empty] | Module | TRUE | AMS-37 Series |  | Industrial Magnetic Contact | 1 | [6 empty] | FALSE | [5 empty] | #FFFFFFFF |  |  | FALSE | FALSE | FALSE | [14 empty] | FALSE | [7 empty] | THOR\acont | 2024-10-09 10:48
f97f9a35-1f2a-4342-bc6b-6517ba59fdff | NFPA 170 REMOTE ANNUNCIATOR | RISER ANNUNCIATOR |  | North | Edwards |  | Remote Annunciator |  |  |  | Assembly | TRUE | 4-6ANN (PAGING) | + | Metallic bronze Annunciator w/4-ANNCPU, MIC | 1 | [6 empty] | FALSE | [5 empty] | #FFFF0000 | FA-NFPA 170 REMOTE ANNUNCIATOR | 1 | FALSE | FALSE | FALSE | 255 | [13 empty] | FALSE | [5 empty] | DESKTOP-7EIEB7A\acont | 2022-10-05 07:44 | DESKTOP-QGO6JOK\acont | 2025-03-03 17:15 | Cloned from Edwards 4-4ANN (PAGING)
84d785ef-b22c-402b-8f18-6518d69a25a3 |  |  |  | North | Honeywell | [5 empty] | Module | TRUE | IS2500SN |  | V-Plex PIR Motion Sensor | 1 | [6 empty] | FALSE | [5 empty] | #FFFFFFFF |  |  | FALSE | FALSE | FALSE | [14 empty] | FALSE | [5 empty] | AULAPTOP-PC\Aulaptop | 2018-09-03 05:46 | THOR\acont | 2024-10-09 10:48
cabf5652-b542-4c0e-9bde-651936b74451 |  |  |  | North | Oracle |  | Hardware |  |  |  | Hardware | TRUE | HD1290 | ++ | 12V 9.0Ah Sealed Lead Acid AGM Battery | 1 | [6 empty] | FALSE | [5 empty] | #FFFFFFFF |  |  | FALSE | FALSE | FALSE | [14 empty] | FALSE | [5 empty] | THOR\acont | 2024-04-08 09:50 | THOR\acont | 2024-10-09 10:48 | Cloned from Oracle HD12350
662015ea-b3ba-4448-9eaf-651a19ec2f18 |  |  |  | North | Autocall |  | Hardware |  |  |  | Hardware | TRUE | A4090-9802 | + | Adapter plate for surface mounted box | 1 | [6 empty] | FALSE | [5 empty] | #FFFFFFFF |  |  | FALSE | FALSE | FALSE | [14 empty] | FALSE | [5 empty] | DESKTOP-7EIEB7A\acont | 2022-02-21 13:20 | THOR\acont | 2024-10-09 10:48 | Cloned from Autocall A4090-9801
bf314dc3-4feb-401f-9700-652948561ffd | NFPA 170 SPEAKER CEILING |  |  | North | Edwards |  | Speaker |  |  |  | Module | TRUE | 964-1A-8RW |  | 8" Round Cone Speaker, 25Vrms, .5, 1, 2, 4w | 1 | [6 empty] | FALSE | TRUE |  |  |  |  | #FF0070C0 | FA-NFPA 170 SPEAKER CEILING | 1 | FALSE | FALSE | FALSE | 2019 | [13 empty] | FALSE |  |  | C |  |  |  |  | THOR\acont | 2024-09-08 17:27
7cf210b4-973f-4e4f-999c-653c1fa6c41b | NFPA 170 ABORT SWITCH |  |  | North | Block Definition Only |  | Switch |  |  |  | Module | TRUE | NFPA 170 ABORT SWITCH |  | NFPA 170 ABORT SWITCH | 1 | [12 empty] | #FFFF0000 | FA-NFPA 170 ABORT SWITCH | 1 | FALSE | FALSE | FALSE | 900 | [19 empty] | AULAPTOP-PC\Aulaptop | 2020-03-26 07:41 | THOR\acont | 2024-09-08 17:27
d498a564-fc3a-4fa6-a72a-65412479adaf |  |  |  | North | Edwards |  | Hardware |  |  |  | Hardware | TRUE | G1T |  | Trim Plate, for 2 gang or 4" square boxes, white | 1 | [6 empty] | FALSE | [5 empty] | #FFFFFFFF |  |  | FALSE | FALSE | FALSE | [14 empty] | FALSE | [7 empty] | THOR\acont | 2024-10-09 10:48
12106eb0-3fc8-4378-a2cd-6543057bffaf | NFPA 170 DGP |  |  | North | Notifier |  | Hardware |  |  |  | Hardware | TRUE | WC-2 |  | Wire channel. Provides a pair of wire trays to neatly route wiring between CHS chassis. | 1 | [6 empty] | FALSE | [5 empty] | #FFFF0000 | FA-NFPA 170 DGP | 1 | FALSE | FALSE | FALSE | [9 empty] | 7,12,18 |  |  |  |  | TRUE | [5 empty] | DESKTOP-7EIEB7A\acont | 2021-04-01 15:03 | THOR\acont | 2024-09-08 17:27 | Cloned from Notifier ADP-4B
a438fa1d-e29e-4c54-924e-6544cebaf050 |  |  |  | North | Edwards |  | Hardware |  |  |  | Hardware | TRUE | FWUL5W7 |  | Industrial Grade Workstation, UL Listed | 1 | [6 empty] | FALSE | [5 empty] | #FFFFFFFF |  |  | FALSE | FALSE | FALSE | [14 empty] | FALSE | [7 empty] | THOR\acont | 2024-10-09 10:48
c0090971-f0ad-418e-a380-6546dc16f721 |  |  |  | North | Simplex |  | Cards & Components |  |  |  | Card | TRUE | 4100-0302 |  | 24-Point Graphic I/O Module | 1 | 0.05 | 0.075 |  |  |  |  | TRUE | [5 empty] | #FFFFFFFF |  |  | FALSE | FALSE | FALSE | [20 empty] | THOR\acont | 2024-12-06 06:33 | THOR\acont | 2024-12-06 06:59 | Cloned from Simplex 4100-0304
ff82e944-50cb-43d4-a835-654aea66ce9c |  |  |  | North | Autocall |  | Cards & Components |  |  |  | Card | TRUE | A009-9602 CPU | + | CPU Assembly | 1 | 0.07 | 0.096 |  |  |  |  | TRUE | [5 empty] | #FFFFFFFF |  |  | FALSE | FALSE | FALSE | [20 empty] | DESKTOP-7SAL8M7\acont | 2020-05-28 10:02 | THOR\acont | 2024-10-09 10:48 | Cloned from AutoCall A009-9601 CPU | [Autocall] [IDNac] A009-9601 CPU, A009-9602 CPU | [Autocall] A009-9601 CPU, A009-9602 CPU
09521246-cd49-4a7b-8c07-654dfcf2aff6 |  |  |  | North | Siemens | [5 empty] | Module | TRUE | 40/40L-212SF | S54430-F123-A1 | UV/IR FLM DET WO2 75C 3/4" SS FM | 1 | [12 empty] | #FFFFFFFF |  |  | FALSE | FALSE | FALSE | [20 empty] | DESKTOP-7SAL8M7\acont | 2019-08-13 09:04 | THOR\acont | 2024-10-09 10:48
ffc8dbf6-5903-42bf-b532-654fe21d94f6 |  |  |  | North | Bosch | [5 empty] | Module | TRUE | MBV-MCHAN-MO | * | ***(Motor Shop Electric Construction Co.)BVMS Software Maintenance License for MBV-XCHAN-, 1yr | 1 | [12 empty] | #FFFFFFFF |  |  | FALSE | FALSE | FALSE | [20 empty] | DESKTOP-7EIEB7A\acont | 2021-08-13 06:25 | THOR\acont | 2024-10-09 10:48
438d1bc0-ba97-4d03-be78-65557331cad0 | NFPA 170 STROBE WALL |  |  | North | System Sensor |  | Strobe |  |  |  | Module | TRUE | SGRKLED | ++ | Compact Strobe, Wall, Red, Outdoor | 1 | 0 | 0.043 |  |  |  |  | FALSE | [5 empty] | #FF0070C0 | FA-NFPA 170 STROBE WALL | 1 | FALSE | FALSE | FALSE | 2023 | [13 empty] | FALSE |  |  | WP |  |  | DESKTOP-QGO6JOK\acont | 2024-07-15 13:58 | THOR\acont | 2024-09-08 17:27 | Cloned from System Sensor SGRLED | [System Sensor] [NAC] [VDC] SGRKLED, SGRKLED-B, SGRKLED-P, SGRLED, SGRLED-B, SGWKLED, SGWKLED-B, SGWKLED-P, SGWLED, SGWLED-B, SRLED, SRLED-B, SRLED-P, SRLED-SP, SWLED, SWLED-ALERT, SWLED-B, SWLED-CLR-ALERT, SWLED-P, SWLED-SP
171fbcd3-5f8b-4c02-b96b-65573bb7a201 |  |  |  | North | Potter | [5 empty] | Module | TRUE | PFC-5004E |  | Microprocessor-Based 4 Zone Expandable Fire Alarm Control Panel | 1 | [6 empty] | FALSE | [5 empty] | #FFFFFFFF |  |  | FALSE | FALSE | FALSE |  |  |  | 7165-0328:0155 | [10 empty] | FALSE | [7 empty] | THOR\acont | 2024-10-09 10:48
f9ac1283-b611-481d-8008-6559c80d5876 | CADGEN STI STOPPER |  |  | North | STI |  | Accessories |  |  |  | Module | TRUE | STI-1250 |  | Without horn flush mount and gaskets | 1 | [6 empty] | FALSE | [5 empty] | #FFFF0000 | FA-CADGEN STI STOPPER | 1 | FALSE | FALSE | FALSE | [14 empty] | FALSE | [5 empty] | DESKTOP-7SAL8M7\acont | 2020-08-05 12:21 | THOR\acont | 2024-09-08 17:27 | Cloned from Edwards 3000-203
b7e412f3-a716-47e8-a6b1-655dbb73963e |  |  |  | North | Autocall |  | Hardware |  |  |  | Hardware | TRUE | 2099-9814 | + | Surface trim plate for Wiremold 5744-2, red | 1 | [6 empty] | TRUE | [5 empty] | #FFFFFFFF |  |  | FALSE | FALSE | FALSE | [20 empty] | DESKTOP-7EIEB7A\acont | 2022-02-21 12:50 | THOR\acont | 2024-10-09 10:48 | Cloned from Simplex 2099-9814
3d477ad8-1384-4f13-9420-656232818f38 | NFPA 170 SPEAKER WALL |  |  | North | Eaton Wheelock |  | Speaker |  |  |  | Module | TRUE | ET-1010-W w/WBB-W | + | Speaker, 25 or 70.7 Vrms, 1/8 to 8 watts w/Backbox WP | 1 | [6 empty] | FALSE | FALSE |  |  |  |  | #FF0070C0 | FA-NFPA 170 SPEAKER WALL | 1 | FALSE | FALSE | FALSE | 2021 | [13 empty] | FALSE |  |  | WP |  |  | DESKTOP-7EIEB7A\acont | 2022-05-18 07:13 | THOR\acont | 2024-09-08 17:27 | Cloned from Eaton Wheelock ET-1010-R w/WBB-R | [Eaton Wheelock] [AUDIO 70.7v] [70V AUDIO] ET-1010-R, ET-1010-R w/ WFP-R, ET-1010-R w/ WFP-R (C), ET-1010-R w/WBB-R, ET-1010-W, ET-1010-W w/ WBB-R, ET-1010-W w/ WFP-W, ET-1010-W w/ WFP-W (C), ET-1010-W w/WBB-W [Eaton Wheelock] [AUDIO 25v] [25V AUDIO] ET-1010-R, ET-1010-R w/ WFP-R, ET-1010-R w/ WFP-R (C), ET-1010-R w/WBB-R, ET-1010-W, ET-1010-W w/ WBB-R, ET-1010-W w/ WFP-W, ET-1010-W w/ WFP-W (C), ET-1010-W w/WBB-W
85eb36c1-8a4c-49e9-b139-6568657b2a28 |  |  |  | North | Bosch | [5 empty] | Module | TRUE | LC2-PC30G6-4 | * | Premium Sound 30W, 4 inch Ceiling Speakers (Pair) | 1 | [12 empty] | #FFFFFFFF |  |  | FALSE | FALSE | FALSE | [20 empty] | DESKTOP-7EIEB7A\acont | 2021-08-13 06:25 | THOR\acont | 2024-10-09 10:48
d5959bd8-c2f8-4650-b7b4-6573856f4ded | NFPA 170 SPEAKER STROBE |  |  | North | Siemens |  | Speaker/Strobe |  |  |  | Module | TRUE | SL2SPSWR-F | S54329-F172-A1++ | Speaker-Strobe, Wall, Clear, Red, Fire | 1 | [12 empty] | #FF0070C0 | FA-NFPA 170 SPEAKER STROBE | 1 | FALSE | FALSE | FALSE | 2023 | [19 empty] | DESKTOP-7EIEB7A\acont | 2023-08-03 07:56 | THOR\acont | 2024-09-08 17:27 | Cloned from Siemens SL2SWR-F | [Siemens] [AUDIO 70.7v] [70V AUDIO] SL2SPSCR-A (C), SL2SPSCR-AL (C), SL2SPSCR-ALA (C), SL2SPSCR-F (C), SL2SPSCR-FB (C), SL2SPSCR-N (C), SL2SPSCR-NA (C), SL2SPSCW-A (C), SL2SPSCW-AL (C), SL2SPSCW-ALA (C), SL2SPSCW-F (C), SL2SPSCW-FB (C), SL2SPSCW-N (C), S [Siemens] [NAC] [16.0 – 33.0 VDC] SL2SPSWR-AL, SL2SPSWR-ALA, SL2SPSWR-F, SL2SPSWR-FB, SL2SPSWR-M, SL2SPSWR-N, SL2SPSWR-NA, SL2SPSWW-AL, SL2SPSWW-ALA, SL2SPSWW-F, SL2SPSWW-FB, SL2SPSWW-M, SL2SPSWW-N, SL2SPSWW-NA, SL2SWR-A, SL2SWR-AL, SL2SWR-ALA, SL2SWR-AL [Siemens] [AUDIO 25v] [25V AUDIO] SL2SPSCR-A (C), SL2SPSCR-AL (C), SL2SPSCR-ALA (C), SL2SPSCR-F (C), SL2SPSCR-FB (C), SL2SPSCR-N (C), SL2SPSCR-NA (C), SL2SPSCW-A (C), SL2SPSCW-AL (C), SL2SPSCW-ALA (C), SL2SPSCW-F (C), SL2SPSCW-FB (C), SL2SPSCW-N (C), SL2
8d0a34dd-d8df-4bbb-b765-6574f0f8ad4b | NFPA 170 DGP |  |  | North | Notifier |  | Hardware |  |  |  | Hardware | TRUE | CB-1 |  | Chassis bridge. Provides a bridge between CHS Series chassis. | 1 | [6 empty] | FALSE | [5 empty] | #FFFF0000 | FA-NFPA 170 DGP | 1 | FALSE | FALSE | FALSE | [9 empty] | 7,12,18 |  |  |  |  | TRUE | [5 empty] | DESKTOP-7EIEB7A\acont | 2021-04-01 15:03 | THOR\acont | 2024-09-08 17:27 | Cloned from Notifier CAB-BM
a7f52630-92d1-41f5-a74c-65770adfe63f | NFPA 170 HORN STROBE CEILING |  |  | North | Siemens |  | Horn/Strobe |  |  |  | Module | TRUE | SL2FSSCR-F | S54329-F126-A1++ | Sounder-Strobe, Ceiling, Clear, Red, Fire | 1 | [7 empty] | TRUE |  |  |  |  | #FF0070C0 | FA-NFPA 170 HORN STROBE CEILING | 1 | FALSE | FALSE | FALSE | 2023 | [16 empty] | LF |  |  | DESKTOP-7EIEB7A\acont | 2023-08-03 11:49 | THOR\acont | 2024-09-08 17:27 | Cloned from Siemens SL2HSCR-F | [Siemens] [NAC] [24 VDC, HORN TEMPORAL] SL2FSSCR-AL (C), SL2FSSCR-CO (C), SL2FSSCR-F (C), SL2FSSCR-N (C), SL2FSSCW-AL (C), SL2FSSCW-CO (C), SL2FSSCW-F (C), SL2FSSCW-N (C), SL2FSSWR-AL, SL2FSSWR-CO, SL2FSSWR-F, SL2FSSWR-N, SL2FSSWW-CO, SL2FSSWW-F, SL2FSSW
65abbcc0-7fae-40bc-8bf0-65787eeca1c9 |  |  |  | North | Simplex |  | Hardware |  |  |  | Hardware | TRUE | 4100-1279 |  | 2 BLANK DISPLAY MODULE | 1 | [12 empty] | #FFFFFFFF |  |  | FALSE | FALSE | FALSE | [20 empty] | AULAPTOP-PC\Aulaptop | 2019-07-04 04:36 | THOR\acont | 2024-10-09 10:48
b64d35b8-c333-4ad8-958f-65793285c2c3 |  |  |  | North | Bosch | [5 empty] | Module | TRUE | D279A | * | KEYPAD SUBZONE-IDEPENDANT ZONE CONTROL-OFF WHITE | 1 | [12 empty] | #FFFFFFFF |  |  | FALSE | FALSE | FALSE | [20 empty] | DESKTOP-7EIEB7A\acont | 2021-08-13 06:25 | THOR\acont | 2024-10-09 10:48
26765d3e-60ee-4b1e-8e55-657b68b41072 |  |  |  | North | Edwards |  | Hardware |  |  |  | Hardware | TRUE | VP-1 |  | Vented Panel, takes 1 Rack Space, 1 3/4" | 1 | [6 empty] | FALSE | [5 empty] | #FFFFFFFF |  |  | FALSE | FALSE | FALSE | [14 empty] | FALSE | [7 empty] | THOR\acont | 2024-10-09 10:48
600031df-a067-4186-b7f0-6597bba853c6 | NFPA 170 DUCT SMOKE DETECTOR |  |  | East | N/A |  | Duct Smoke Detector |  |  |  | Module | TRUE | FURNISHED BY OTHERS |  | DUCT DETECTOR | 1 | [6 empty] | FALSE | TRUE | Mounted by Mechanical Contractor |  |  |  | #FFFF0000 | FA-NFPA 170 DUCT SMOKE DETECTOR | 1 | FALSE | FALSE | FALSE | 1400 | [16 empty] | FBO |  |  | DESKTOP-7EIEB7A\acont | 2022-02-02 10:55 | THOR\acont | 2024-09-08 17:27 | Cloned from Generic DUCT DETECTOR | [Generic, N/A] [AUX POWER] DUCT DETECTOR (C), FURNISHED BY OTHERS (C) [Det-Tronics, Generic, Macurco, N/A, STI] [IDC] 01 30-3013, AIR PRESSURE SWITCH, AIR PRESSURE SWITCH HIGH/LOW, BACKFLOW VALVE, CM-12, CONTACT DEVICE, DUCT DETECTOR (C), Fire Suppression Control Unit (FSCU), FURNISHED BY OTHERS, FURNISHED BY OTHERS, FURNI | [Autocall, Generic, N/A, Simplex] 4098-9750, 4098-9755 w/4098-9714, A4098-9750 w/A4098-9714, A4098-9751 w/A4098-9714, A4098-9755 w/A4098-9714, DUCT DETECTOR, FURNISHED BY OTHERS
64177b78-8817-44e1-8148-65a158bb0bc9 | NFPA 170 SMOKE DETECTOR |  |  | North | Simplex |  | Smoke Detector |  |  |  | Module | TRUE | 4098-9601 w/4098-9683 | + | TrueAlarm Photoelectric Smoke Detector w/TrueAlarm Sensor 2-Wire Base | 1 | 0.0001 | 0.024 |  |  |  |  | TRUE | TRUE |  |  |  |  | #FFFF0000 | FA-NFPA 170 SMOKE DETECTOR | 1 | FALSE | FALSE | FALSE | 1408 | [19 empty] | DESKTOP-7EIEB7A\acont | 2022-02-15 10:49 | THOR\acont | 2024-09-08 17:27 | Cloned from Autocall A4098-9601 w/A4098-9683 | [Autocall, Simplex] [IDC] 01 2098-9201 (C), 2098-9202 (C), 2098-9203 (C), 2098-9208 (C), 2098-9576 (C), 2099-9101 (C), 2099-9102 (C), 2099-9103 (C), 2099-9104 (C), 2099-9105 (C), 2099-9107 (C), 2099-9108 (C), 2099-9754 (C), 2099-9755 (C), 2099-9756 (C),
07d44d96-c6e6-42a6-8ecf-65a73a8bc488 | NFPA 170 MANUAL PULL |  |  | North | Edwards |  | Manual Station |  |  |  | Module | TRUE | 278B-1110 |  | Pull Station, double action, lexan, tool reset, terminals | 1 | [6 empty] | FALSE | [5 empty] | #FFFF0000 | FA-NFPA 170 MANUAL PULL | 1 | FALSE | FALSE | FALSE | 957 | [13 empty] | FALSE | [7 empty] | THOR\acont | 2024-09-08 17:27 |  | [Edwards, Kidde, Monaco Enterprises] [IDC] 01 1534-1, 200-GAOF, 270A-DPO, 270A-SPO, 270-DOC, 270-DOC-B, 270-DOC-F, 270-DPO, 270-GAO, 270-GAOB, 270-GAO-DOC, 270-GAO-DOCF, 270P-DPO, 270P-SPO, 270-SPO, 270-SPOW, 270-SPOWB, 270-SPOWF, 271-KR1/SR/GS, 276A-REL
d1a5eaba-2661-4186-93e1-65a8e500254c | NFPA 170 DUCT SMOKE DETECTOR |  |  | North | Siemens |  | Duct Smoke Detector |  |  |  | Module | TRUE | FDBZ492-PR | S54319-B25-A1 | DUCT HOUSING - 4 WIRE WITH RELAY AND BUILT-IN POWER SOURCE | 1 | [7 empty] | TRUE |  |  |  |  | #FFFF0000 | FA-NFPA 170 DUCT SMOKE DETECTOR | 1 | FALSE | FALSE | FALSE | 1400 | [16 empty] | R |  |  | DESKTOP-7SAL8M7\acont | 2019-08-13 09:04 | THOR\acont | 2024-09-08 17:27 | 20191121 AC Detector without base |  | [Siemens] FDBZ492 w/OP921, FDBZ492-HR w/FDO421, FDBZ492-HR w/OP921, FDBZ492-PR, FDBZ492-R
10c606cf-135c-499f-b93d-65ab393dcda7 | NFPA 170 SMOKE DETECTOR |  |  | North | Kidde |  | Smoke Detector |  |  |  | Module | TRUE | KIR-PD w/KI-ABLT BASE | ++ | Intelligent Optical Smoke Detector | 1 | 5.1e-05 | 6.8e-05 |  |  |  |  | FALSE | TRUE |  |  |  |  | #FFFF0000 | FA-NFPA 170 SMOKE DETECTOR | 1 | FALSE | FALSE | FALSE | 1408 | [13 empty] | FALSE | [5 empty] | DESKTOP-7EIEB7A\acont | 2023-05-24 19:00 | THOR\acont | 2024-09-08 17:27 | Cloned from Kidde KI-PD w/KI-ABLT BASE | [Kidde] [AUX POWER] [24VDC TC4 LOW] KI-COD w/KI-ABLT BASE (C), KI-HCD w/KI-ABLT BASE, KI-HRD w/KI-ABLT BASE, KI-OSCD w/KI-ABLT BASE, KI-OSD w/KI-ABLT BASE, KI-PCD w/KI-ABLT BASE (C), KI-PD w/KI-ABLT BASE (C), KI-PHCD w/KI-ABLT BASE (C), KI-PHD w/KI-ABLT [Kidde] [AUX POWER] [24VDC STEADY HIGH] KI-COD w/KI-ABLT BASE (C), KI-HCD w/KI-ABLT BASE, KI-HRD w/KI-ABLT BASE, KI-OSCD w/KI-ABLT BASE, KI-OSD w/KI-ABLT BASE, KI-PCD w/KI-ABLT BASE (C), KI-PD w/KI-ABLT BASE (C), KI-PHCD w/KI-ABLT BASE (C), KI-PHD w/KI-A [Kidde] [AUX POWER] [24VDC STEADY LOW] KI-COD w/KI-ABLT BASE (C), KI-HCD w/KI-ABLT BASE, KI-HRD w/KI-ABLT BASE, KI-OSCD w/KI-ABLT BASE, KI-OSD w/KI-ABLT BASE, KI-PCD w/KI-ABLT BASE (C), KI-PD w/KI-ABLT BASE (C), KI-PHCD w/KI-ABLT BASE (C), KI-PHD w/KI-AB [Kidde] [AUX POWER] [24VDC TC4 HIGH] KI-COD w/KI-ABLT BASE (C), KI-HCD w/KI-ABLT BASE, KI-HRD w/KI-ABLT BASE, KI-OSCD w/KI-ABLT BASE, KI-OSD w/KI-ABLT BASE, KI-PCD w/KI-ABLT BASE (C), KI-PD w/KI-ABLT BASE (C), KI-PHCD w/KI-ABLT BASE (C), KI-PHD w/KI-ABLT [Edwards, Kidde] [SLC EST SENSORS] 01 [*] [EST3, iO1000] DS-HFS (C), DS-PS (C), FX-HD w/IB4U BASE, FX-HD w/RB4U BASE, FX-HD w/SB4U BASE, FX-HD w/SB4U-LF BASE, FX-HD wB4U BASE, FX-PD w/B4U BASE (C), FX-PD w/IB4U BASE (C), FX-PD w/SB4U BASE (C), FX-PD w/SB [Kidde] [AUX POWER] [24VDC TC3/TC4 HIGH] KI-COD w/KI-ABLT BASE (C), KI-HCD w/KI-ABLT BASE, KI-HRD w/KI-ABLT BASE, KI-OSCD w/KI-ABLT BASE, KI-OSD w/KI-ABLT BASE, KI-PCD w/KI-ABLT BASE (C), KI-PD w/KI-ABLT BASE (C), KI-PHCD w/KI-ABLT BASE (C), KI-PHD w/KI- [Kidde] [SLC EST MODULES SENSORS] [*] [#2 SHARED ADDR ¦ SENSORS] DS-HFS (C), DS-PS (C), FX-HD w/IB4U BASE, FX-HD w/RB4U BASE, FX-HD w/SB4U BASE, FX-HD w/SB4U-LF BASE, FX-HD wB4U BASE, FX-PD w/B4U BASE (C), FX-PD w/IB4U BASE (C), FX-PD w/SB4U BASE (C), FX [Edwards, Kidde] [SLC EST MODULES/SENSORS] 01 [*] [iO64] DS-HFS (C), DS-PS (C), FX-HD w/IB4U BASE, FX-HD w/RB4U BASE, FX-HD w/SB4U BASE, FX-HD w/SB4U-LF BASE, FX-HD wB4U BASE, FX-PD w/B4U BASE (C), FX-PD w/IB4U BASE (C), FX-PD w/SB4U BASE (C), FX-PD w/SB [Kidde] [SLC EST SENSORS] [*] [#4 TYPE ADDR ¦ SENSORS] DS-HFS (C), DS-PS (C), FX-HD w/IB4U BASE, FX-HD w/RB4U BASE, FX-HD w/SB4U BASE, FX-HD w/SB4U-LF BASE, FX-HD wB4U BASE, FX-PD w/B4U BASE (C), FX-PD w/IB4U BASE (C), FX-PD w/SB4U BASE (C), FX-PD w/SB4U [Kidde] [AUX POWER] [24VDC TC3/TC4 LOW] KI-COD w/KI-ABLT BASE (C), KI-HCD w/KI-ABLT BASE, KI-HRD w/KI-ABLT BASE, KI-OSCD w/KI-ABLT BASE, KI-OSD w/KI-ABLT BASE, KI-PCD w/KI-ABLT BASE (C), KI-PD w/KI-ABLT BASE (C), KI-PHCD w/KI-ABLT BASE (C), KI-PHD w/KI-A
0307b6e7-bb10-4901-b086-65ac8c374ec8 | NFPA 170 SMOKE DETECTOR |  |  | North | Edwards |  | Smoke Detector |  |  |  | Module | TRUE | 521BXT |  | 2W Smoke Det 6-33Vdc /w smart heat 135FT & R of R /w base | 1 |  | 0.02 |  |  |  |  | FALSE | TRUE |  |  |  |  | #FFFF0000 | FA-NFPA 170 SMOKE DETECTOR | 1 | FALSE | FALSE | FALSE | 1408 | [13 empty] | FALSE | [7 empty] | THOR\acont | 2024-09-08 17:27 | 20191121 AC Detector without base | [Edwards] [IDC] 09 521B (C), 521BXT (C)
7055ff98-405d-41a0-97a1-65b1f59060b2 |  |  |  | North | Edwards |  | Cards & Components |  |  |  | Card | TRUE | VS2-GC Mainboard |  | Mainboard for VS2-GC assembly | 1 | 0.231 | 0.44 |  |  |  |  | TRUE | [5 empty] | #FFFFFFFF |  |  | FALSE | FALSE | FALSE | [14 empty] | FALSE | [7 empty] | THOR\acont | 2024-10-09 10:48 |  | [Edwards, Kidde] [VAC ] 2IDC, 76-600000-001 Main Board, 76-800xxx-xxx Main Board, 77-600000-901 Main Board, 84-732001-901 Main Board, APS10A Mainboard, APS6A Mainboard, BPS10A Mainboard, BPS10A/230 Mainboard, BPS6A Mainboard, BPS6A/230 Mainboard, EST1-2Z
826c4a70-da9d-4e01-b2b6-65b48d7806a7 | NFPA 170 SPEAKER STROBE CEILING |  |  | North | Edwards |  | Speaker/Strobe |  |  |  | Module | TRUE | GCHFWF-S2VMCH |  | 25V Speaker/Strobe, White, 95, 115, 150, 177,FIRE | 1 | 0 | 0.502 |  |  |  |  | FALSE | TRUE |  |  |  |  | #FF0070C0 | FA-NFPA 170 SPEAKER STROBE CEILING | 1 | FALSE | FALSE | FALSE | 2020 | [13 empty] | FALSE |  |  | C |  |  |  |  | THOR\acont | 2024-09-08 17:27 |  | [Edwards, Kidde] [NAC] [16 VDC] EGCF-S2VMH (C), EGCF-VMH (C), GCF-S2VMH (C), GCF-S7VMH (C), GCF-VMH (C), GCHFRF-S2VMCH (C), GCHFRF-S7VMCH (C), GCHFRN-S2VMCH (C), GCHFRN-S7VMCH (C), GCHFWA-S2VMAH (C), GCHFWA-S2VMCH (C), GCHFWA-S7VMAH (C), GCHFWA-S7VMCH (C [Edwards, Kidde] [NAC] [24 VDC] EGCF-S2VMH (C), EGCF-VMH (C), GCF-S2VMH (C), GCF-S7VMH (C), GCF-VMH (C), GCHFRF-S2VMCH (C), GCHFRF-S7VMCH (C), GCHFRN-S2VMCH (C), GCHFRN-S7VMCH (C), GCHFWA-S2VMAH (C), GCHFWA-S2VMCH (C), GCHFWA-S7VMAH (C), GCHFWA-S7VMCH (C [Edwards, Kidde] [AUDIO 25v] [25V AUDIO] EGCF-S2VMH (C), G4F-S2, G4F-S2V1575, G4F-S2VM, G4HFRF-S2, G4HFRF-S2VMC, G4HFRN-S2, G4HFRN-S2VMC, G4HFWA-S2, G4HFWA-S2VMA, G4HFWA-S2VMC, G4HFWF-S2, G4HFWF-S2VMC, G4HFWN-S2, G4HFWN-S2VMA, G4HFWN-S2VMC, G4RF-S2, G4RF
11574264-74e9-4b34-9f66-65b7f60cde21 | CADGEN CARD ACCESS CONTROL PANEL | CADGEN CARD ACCESS CONTROL PANEL |  | North | DMP | Security/Access Control | Card Access Control Panel |  |  |  | Assembly | TRUE | 352X | ++ | Extra large enclosure, for XR panel, power supply and zone expander. Includes Battery shelf and a 324 100 VA Wire-In Transformer | 1 | [6 empty] | FALSE | FALSE |  |  | 32" H X 14.5" W X 4" D |  | #FFFF0000 | FA-CADGEN CARD ACCESS CONTROL PANEL | 1 | FALSE | FALSE | FALSE | 212 | [8 empty] | 7,12,18,26,33,55,80 |  |  |  |  | TRUE | [5 empty] | DESKTOP-7EIEB7A\acont | 2023-01-30 07:50 | THOR\acont | 2024-09-08 17:27 | Cloned from DMP 352P-G
a2d5f93c-7dfb-4e15-ab26-65c3548afa81 | NFPA 170 SMOKE DETECTOR |  |  | North | Notifier |  | Smoke Detector |  |  |  | Module | TRUE | FWD-200P | + | Addressable Wireless Photo Detector | 1 | [6 empty] | FALSE | TRUE |  |  |  |  | #FFFF0000 | FA-NFPA 170 SMOKE DETECTOR | 1 | FALSE | FALSE | FALSE | 1408 | [13 empty] | FALSE |  |  | W |  |  | DESKTOP-7SAL8M7\acont | 2019-06-14 10:34 | THOR\acont | 2024-09-08 17:27 | 20191121 AC Detector without base | [Honeywell, Notifier, System Sensor] [SLC SENSORS] [*] [#4 TYPE ADDR ¦ SENSORS] 2251B (C), 2251-COPTIR (C), 2251-COPTIR w/B200S-WH (C), 2251TB (C), 2251TMB (C), 5251B (C), 5251B-WP (C), 5251H (C), 5251RB (C), 5251RB-WP (C), 7251 (C), 7251DH (C), DH200LP [Farenhyt, Firelite, Gamewell FCI, Notifier, Silent Knight] [SWIFT MESH DEVICES] 02 FWD-200 ACCLIMATE (C), FWD-200P (C), WIDP-PHOTO w/B210W (C), WIDP-PHOTO-T w/B210W (C), W-SD355 (C), W-SD355T (C), WSD-ACCLIMATE (C), WSD-P (C), WSK-PHOTO (C), WSK-PHOTO-T [Honeywell, Notifier, System Sensor] [SLC MODULES SENSORS] [*] [#2 SHARED ADDR ¦ SENSORS] 2251B (C), 2251-COPTIR (C), 2251-COPTIR w/B200S-WH (C), 2251TB (C), 2251TMB (C), 5251B (C), 5251B-WP (C), 5251H (C), 5251RB (C), 5251RB-WP (C), 7251 (C), 7251DH (C)
554d7406-e65a-47a0-bd33-65cc7c59f4ee |  |  |  | North | WINLAND | Environmental |  |  |  |  | Module | TRUE | EAPro-WMFT |  |  | 1 | [12 empty] | #FFFFFFFF |  |  | FALSE | FALSE | FALSE | [20 empty] | THOR\acont | 2024-03-12 21:43 | THOR\acont | 2024-10-09 10:48
66c37f24-cf47-4455-b4a9-65d176037289 | NFPA 170 HORN |  |  | North | Siemens |  | Horn |  |  |  | Module | TRUE | LFS-N-W | S54329-A8-A1 | Low Frequency Sounder / No Text / White | 1 | [12 empty] | #FF0070C0 | FA-NFPA 170 HORN | 1 | FALSE | FALSE | FALSE | [17 empty] | LF |  |  | DESKTOP-7SAL8M7\acont | 2019-08-13 09:04 | THOR\acont | 2024-09-08 17:27 |  | [Siemens] [NAC] [VFWR CONTINUOUS] LFS-AL-R, LFS-AL-W, LFS-CO-R, LFS-CO-W, LFS-F-R, LFS-F-W, LFS-N-R, LFS-N-W [Siemens] [NAC] [VDC CONTINUOUS] LFS-AL-R, LFS-AL-W, LFS-CO-R, LFS-CO-W, LFS-F-R, LFS-F-W, LFS-N-R, LFS-N-W
c505f67f-6d1f-468a-b295-65d76b2690a6 | NFPA 170 SMOKE DETECTOR |  |  | North | Firelite |  | Smoke Detector |  |  |  | Module | TRUE | SD355 w/B224RB | + | White, Addressable photoelectric detector, Relay Base | 1 | 0.0003 | 0.0065 |  |  |  |  | FALSE | TRUE |  |  |  |  | #FFFF0000 | FA-NFPA 170 SMOKE DETECTOR | 1 | FALSE | FALSE | FALSE | 1408 | [13 empty] | FALSE | [5 empty] | DESKTOP-7SAL8M7\acont | 2019-03-28 06:24 | THOR\acont | 2024-09-08 17:27 | 20191121 AC Detector with base | [Firelite, System Sensor] [SLC MODULES SENSORS] [*] [#2 SHARED ADDR ¦ SENSORS] AD355 w/B200SR-LF-WH (C), AD355 w/B200SR-WH (C), AD355 w/B210LP (C), AD355 w/B224BI-WH (C), AD355 w/B224RB-WH (C), AD355 w/B501 (C), BEAM355 (C), BEAM355S (C), CP355 w/B200SR- [Firelite, System Sensor] [SLC SENSORS] [*] [#4 TYPE ADDR ¦ SENSORS] AD355 w/B200SR-LF-WH (C), AD355 w/B200SR-WH (C), AD355 w/B210LP (C), AD355 w/B224BI-WH (C), AD355 w/B224RB-WH (C), AD355 w/B501 (C), BEAM355 (C), BEAM355S (C), CP355 w/B200SR-WH (C), CP
f45cf32d-3bd5-4e54-b0e8-65d7a27e3f15 |  |  |  | North | Bosch | [5 empty] | Module | TRUE | NDA-3050-PIP | * | Pendant Interface Plate, For Panoramic 5000, Outdoor, Ip66 | 1 | [12 empty] | #FFFFFFFF |  |  | FALSE | FALSE | FALSE | [20 empty] | DESKTOP-7EIEB7A\acont | 2021-08-13 06:25 | THOR\acont | 2024-10-09 10:48
cad9f0f7-0841-4da4-94c7-65e721329836 |  |  |  | North | Edwards |  | Hardware |  |  |  | Hardware | TRUE | QSC-5-G-2E-IT |  | OBSOLETE - FAP w/ 5 Option Card Spaces, Gray, EN-54, Italian, 230V | 1 | [6 empty] | FALSE | [5 empty] | #FFFFFFFF |  |  | FALSE | FALSE | FALSE | [14 empty] | FALSE | [7 empty] | THOR\acont | 2024-10-09 10:48
34d6bfcc-7ff7-4a61-9145-65e94e03b3bb | NFPA 170 CELL COMM | RISER CELL COMM |  | North | Honeywell |  | Cellular Communicator |  |  |  | Module | TRUE | HW-TG7FE-A | ++ | CLSS 5G/ LTE-M Fire Communicator for AT&T | 1 | 0.018 | 0.11 |  |  | 24 | 18 | TRUE |  |  |  | 7.5” (190.5 mm) H x 11.5" (292 mm) W x 3.5" (89 mm) D |  | #FFFF0000 | FA-NFPA 170 CELL COMM | 1 | FALSE | FALSE | FALSE | 250 | [13 empty] | FALSE | [5 empty] | DESKTOP-7EIEB7A\acont | 2023-02-25 08:10 | THOR\acont | 2024-09-08 17:27 | Cloned from Honeywell HW-TG7FS-A | [DSC, Honeywell, Rath Area of Refuge] [DACT] [#1 DACT] 2100-LTEVER4-2, 3G4010, HW-AV-LTE-M, HW-TG7FE-A, HW-TG7FE-V, HW-TG7FS-A, HW-TG7FS-V, LE4010, LTE-CFA, LTE-CFV, LTE-HSV, LTE-IA, LTE-IV [DSC, Firelite, Honeywell, Rath Area of Refuge] [AUX POWER] [*] [AUX INPUT] 2100-LTEVER4-2, 3G4010, CLSS Pathway Pro, HON-CGW-MBB, HW-AV-LTE-M, HW-TG7FE-A, HW-TG7FE-V, HW-TG7FS-A, HW-TG7FS-V, LE4010, LTE-CFA, LTE-CFV [DSC, Honeywell, Rath Area of Refuge] [DACT] [#2 DACT] 2100-LTEVER4-2, 3G4010, HW-AV-LTE-M, HW-TG7FE-A, HW-TG7FE-V, HW-TG7FS-A, HW-TG7FS-V, LE4010, LTE-CFA, LTE-CFV, LTE-HSV, LTE-IA, LTE-IV
de7728ea-2ad3-4671-9b85-65edd10deab1 | CADGEN ELECTRIC STRIKE |  |  | North | Von Duprin | Security/Access Control | Electric Strike |  |  |  | Module | TRUE | 6225 | ++ | 6200 Series - Strikes for mortise or cylindrical devices | 1 | 0.06 | 0.06 |  |  | 12 |  | TRUE | [5 empty] | #FFFF0000 | FA-CADGEN ELECTRIC STRIKE | 1 | FALSE | FALSE | FALSE | [17 empty] | R1 |  |  | DESKTOP-7EIEB7A\acont | 2023-01-27 07:14 | THOR\acont | 2024-09-08 17:27 | Cloned from Von Duprin 6221 CLONED CLONED CLONED CLONED | [Alarm Controls, ALARM CONTROLS CORPORATION, ASSA ABLOY, Generic, HES, RCI, Von Duprin] [ACCESS CONTROL OUTPUT] [*] 1200L, 1200LB, 1200S, 1500, 1600, 4200, 5100, 600D, 600L, 600S, 6210, 6211, 6211AL, 6211WF, 6212, 6212WF, 6213, 6214, 6215, 6216, 6221, 62
fb525d76-27ba-46b3-8d63-65f69b9bc319 |  |  |  | North | Monaco Enterprises |  | Cards & Components |  |  |  | Card | TRUE | 227-965-CE MAIN BOARD |  |  | 1 | [6 empty] | TRUE | [5 empty] | #FFFFFFFF |  |  | FALSE | FALSE | FALSE | [20 empty] | AULAPTOP-PC\Aulaptop | 2019-04-20 03:50 | THOR\acont | 2024-10-09 10:48 |  |  | [Monaco Enterprises] 227-965-CE MAIN BOARD
1f288999-f277-4d93-99ba-65f8b6092027 |  |  |  | North | Gamewell FCI |  | Cards & Components |  |  |  | Card | TRUE | ZNAC-PS | + | Optional Class A converter card | 1 | 0.135 | 0.142 |  |  |  |  | TRUE | [5 empty] | #FFFFFFFF |  |  | FALSE | FALSE | FALSE | [20 empty] | DESKTOP-7EIEB7A\acont | 2021-08-20 07:15 | THOR\acont | 2024-10-09 10:48 | Cloned from Firelite ZNAC-PS
a95c77a0-d993-4741-8d7c-660147de1d14 |  |  |  | North | Autocall |  | Hardware |  |  |  | Hardware | TRUE | A49MP-AVVOWW | + | Mounting back plate in white. | 1 | 0 | 0 |  |  |  |  | TRUE | [5 empty] | #FFFFFFFF |  |  | FALSE | FALSE | FALSE | [20 empty] | DESKTOP-7EIEB7A\acont | 2021-11-14 10:46 | THOR\acont | 2024-10-09 10:48 | Cloned from Autocall A49MP-SOWW
b080d73c-cdf8-4cfd-8c2b-660fe6f21ee5 |  |  |  | North | Gamewell FCI |  | Cards & Components |  |  |  | Card | TRUE | GWF-7075 Main Board | + | Intelligent Fire Alarm Control Panel Main Board | 1 | 0.165 | 0.31 |  |  |  |  | TRUE | [5 empty] | #FFFFFFFF |  |  | FALSE | FALSE | FALSE | [14 empty] | FALSE | [7 empty] | THOR\acont | 2024-10-09 10:48 | Assembly Created Need Circuits | [Gamewell FCI, Honeywell] [VAC ] [120VAC] 7100 Main Board, FireVac IV (50W, 25V) Main Board, FireVac IV (50W, 70V) Main Board, FLEX 410 Main Board, GF505 Main Board, GF506R Main Board, GF510 Main Board, GFPS-6 Main Board, GFPS-9 Main Board, GWF402 Main B [Gamewell FCI, Honeywell] [VAC ] 7100 Main Board, FireVac IV (50W, 25V) Main Board, FireVac IV (50W, 70V) Main Board, FLEX 410 Main Board, GF505 Main Board, GF506R Main Board, GF510 Main Board, GFPS-6 Main Board, GFPS-9 Main Board, GWF402 Main Board, GWF | [Gamewell FCI] GWF-7075 Main Board
88256fa2-4a11-402b-acb2-66125174da3a |  |  |  | North | Edwards |  | Cards & Components |  |  |  | Card | TRUE | QS8-CPU-1-SP |  | OBSOLETE - CPU/Display with 1 Annunciator Option Space, Spanish | 1 | [6 empty] | TRUE | [5 empty] | #FFFFFFFF |  |  | FALSE | FALSE | FALSE | [14 empty] | FALSE | [7 empty] | THOR\acont | 2024-10-09 10:48
7b1008b2-c531-4bbf-a08e-6617946b02bc | NFPA 170 STROBE CEILING |  |  | North | Eaton Wheelock |  | Strobe |  |  |  | Module | TRUE | ELSTWC-NA | + | CEILING STROBE, WHITE, NONE, AMBER | 1 | [6 empty] | TRUE | TRUE |  |  |  |  | #FF0070C0 | FA-NFPA 170 STROBE CEILING | 1 | FALSE | FALSE | FALSE | 2020 | [16 empty] | C |  |  | DESKTOP-7EIEB7A\acont | 2021-05-18 16:39 | THOR\acont | 2024-09-08 17:27 | Cloned from Eaton Wheelock ELSTWC-AL | [Eaton Wheelock] [NAC] [24VDC] ELSTRC (C), ELSTRC-AL (C), ELSTRC-ALA (C), ELSTRC-NA (C), ELSTWC (C), ELSTWC-AL (C), ELSTWC-ALA (C), ELSTWC-EV (C), ELSTWC-NA (C)
7de145e9-6e74-4773-9a10-661e6ae41055 | NFPA 170 SMOKE DETECTOR |  |  | North | Edwards |  | Smoke Detector |  |  |  | Module | TRUE | SIGA-PS w/SIGA-AB4G BASE | ++ | Photoelectric Smoke Detector | 1 | 4.5e-05 | 4.5e-05 |  |  |  |  | FALSE | TRUE |  |  |  |  | #FFFF0000 | FA-NFPA 170 SMOKE DETECTOR | 1 | FALSE | FALSE | FALSE | 1408 | [13 empty] | FALSE | [7 empty] | THOR\acont | 2024-10-09 10:48 | 20191121 AC Detector with base | [Edwards, Kidde] [SLC EST MODULES/SENSORS] 01 [*] [iO64] DS-HFS (C), DS-PS (C), FX-HD w/IB4U BASE, FX-HD w/RB4U BASE, FX-HD w/SB4U BASE, FX-HD w/SB4U-LF BASE, FX-HD wB4U BASE, FX-PD w/B4U BASE (C), FX-PD w/IB4U BASE (C), FX-PD w/SB4U BASE (C), FX-PD w/SB [Edwards, Kidde] [SLC EST MODULES SENSORS] [*] [#2 SHARED ADDR ¦ SENSORS] KI-DDOS (C), SIGA2-COS w/SIGA-AB4G BASE, SIGA2-COS w/SIGA-AB4G-LF BASE, SIGA2-COS w/SIGA-AB4GT BASE, SIGA2-COS w/SIGA-IB BASE, SIGA2-COS w/SIGA-RB BASE, SIGA2-COS w/SIGA-SB BASE, S [Edwards, Kidde] [SLC EST SENSORS] [*] [#4 TYPE ADDR ¦ SENSORS] KI-DDOS (C), SIGA2-COS w/SIGA-AB4G BASE, SIGA2-COS w/SIGA-AB4G-LF BASE, SIGA2-COS w/SIGA-AB4GT BASE, SIGA2-COS w/SIGA-IB BASE, SIGA2-COS w/SIGA-RB BASE, SIGA2-COS w/SIGA-SB BASE, SIGA2-HCOS [Edwards, Kidde] [AUX POWER] FX-HD w/SB4U BASE, FX-PD w/SB4U BASE (C), FX-PHD w/SB4U BASE (C), KI-COD w/KI-ABST BASE (C), KI-HCD w/KI-ABST BASE, KI-HRD w/KI-ABST BASE, KI-PCD w/KI-ABST BASE (C), KI-PD w/KI-ABST BASE (C), KI-PHCD w/KI-ABST BASE (C), KI-PH [Edwards, Kidde] [SLC EST SENSORS] 01 [*] [EST3, iO1000] DS-HFS (C), DS-PS (C), FX-HD w/IB4U BASE, FX-HD w/RB4U BASE, FX-HD w/SB4U BASE, FX-HD w/SB4U-LF BASE, FX-HD wB4U BASE, FX-PD w/B4U BASE (C), FX-PD w/IB4U BASE (C), FX-PD w/SB4U BASE (C), FX-PD w/SB
2c5d5951-3f19-4e8f-af48-661eaa6f0561 | NFPA 170 SPEAKER STROBE CEILING |  |  | North | Eaton Wheelock |  | Speaker/Strobe |  |  |  | Module | TRUE | ET70WP-2475C-FW |  | Speaker/Strobe, ceiling, 24 VDC, WP, white | 1 | 0 | 0.155 |  |  |  |  | FALSE | TRUE |  |  |  |  | #FF0070C0 | FA-NFPA 170 SPEAKER STROBE CEILING | 1 | FALSE | FALSE | FALSE | 2020 | [13 empty] | FALSE |  |  | WP |  |  | DESKTOP-7SAL8M7\acont | 2020-11-17 11:41 | THOR\acont | 2024-09-08 17:27 | Cloned from Eaton Wheelock ET70WP-2475W-FW | [Eaton Wheelock, Hochiki] [NAC] [UL 1971] ET70WP-2475C-FR (C), ET70WP-2475C-FW (C) [Eaton Wheelock, Hochiki] [NAC] [UL 1638 @ 77°F] ET70WP-2475C-FR (C), ET70WP-2475C-FW (C) [Eaton Wheelock, Hochiki] [AUDIO 70.7v] [70V AUDIO] ET70WP-24115C-FR (C), ET70WP-24115C-FW (C), ET70WP-24135C-FR (C), ET70WP-24135C-FW (C), ET70WP-24135W-FR (C), ET70WP-24135W-FW (C), ET70WP-24177C-FR (C), ET70WP-24177C-FW (C), ET70WP-24185W-FR, ET70WP-2 [Eaton Wheelock, Hochiki] [AUDIO 25v] [25V AUDIO] ET70WP-24115C-FR (C), ET70WP-24115C-FW (C), ET70WP-24135C-FR (C), ET70WP-24135C-FW (C), ET70WP-24135W-FR (C), ET70WP-24135W-FW (C), ET70WP-24177C-FR (C), ET70WP-24177C-FW (C), ET70WP-24185W-FR, ET70WP-241
24440c80-1d9e-4a06-800d-66202dc17515 | CADGEN MOTION DETECTOR WALL |  |  | North | Bosch |  | Motion Detector |  |  |  | Module | TRUE | RFDL-11-CHI | ++ | Wireless motion detector, 35ft (11m) | 1 |  |  |  |  | 3 | [7 empty] | #FFFF0000 | FA-CADGEN MOTION DETECTOR WALL | 1 | FALSE | FALSE | FALSE | [17 empty] | RPT |  |  | DESKTOP-7EIEB7A\acont | 2022-07-26 16:46 | THOR\acont | 2024-09-08 17:27 | Cloned from Bosch RFDL-11-A CLONED | [BluePoint, Bosch] [BOSCH WIRELESS] [ALL DEVICES ++] BP01-302, BP02-202M, BP02-202P, BP02-A202M, BP02-A202P, BP02-A202PH, BP03-302, BP03-A102M, BP03-A102P, RFBT-A, RFDL-11, RFDL-11-A, RFDL-11-CHI, RFDW-RM, RFDW-RM-A, RFDW-RM-CHI, RFDW-SM, RFDW-SM-A, RFDW
0393d01f-1c5d-4145-b912-6623fa0d23c0 | NFPA 170 SMOKE CO DETECTOR |  |  | North | Potter |  | Smoke/CO Detector |  |  |  | Module | TRUE | PAD200-PCD w/PAD100-4DB | + | Photoelectric Smoke/CO Detector with 4" Standard Base | 1 | 0.0003 | 0.0003 |  |  |  |  | FALSE | TRUE |  |  |  |  | #FFFF0000 | FA-NFPA 170 SMOKE CO DETECTOR | 1 | FALSE | FALSE | FALSE | 1411 | [13 empty] | FALSE |  |  | 4DB |  |  | DESKTOP-7EIEB7A\acont | 2022-01-27 14:46 | THOR\acont | 2024-09-08 17:27 | Cloned from Potter PAD200-PHD w/PAD100-4DB | [Potter] [SLC PAD] [*] [#2 SHARED ADDR ¦ SENSORS] PAD100-CD w/PAD100-4DB, PAD100-CD w/PAD100-6DB, PAD100-CD w/PAD100-IB, PAD100-CD w/PAD100-LFSB, PAD100-CD w/PAD100-RB, PAD100-CD w/PAD100-SB, PAD100-CD w/PAD100-SPKB, PAD100-DUCT (C), PAD100-DUCTR (C), PA
8e5ffa3b-a4e9-4263-a195-6627c19a154f | NFPA 170 SMOKE DETECTOR |  |  | North | Silent Knight |  | Smoke Detector |  |  |  | Module | TRUE | SK-ACCLIMATE | ++ | Multi-criteria photoelectric smoke detector | 1 | 0.0003 | 0.0003 |  |  |  |  | FALSE | TRUE |  |  |  |  | #FFFF0000 | FA-NFPA 170 SMOKE DETECTOR | 1 | FALSE | FALSE | FALSE | 1408 | [13 empty] | FALSE | [7 empty] | THOR\acont | 2024-09-08 17:27 | 20191121 AC Detector without base | [Farenhyt, Silent Knight] [SLC MODULES/SENSORS] [#2 SLC ++] IDP-ACCLIMATE (C), IDP-BEAM (C), IDP-CONTROL-6, IDP-MON-10, IDP-MONITOR-2, IDP-RELAY-6, IDP-RELAYMON-2, IDP-ZONE, IDP-ZONE-6, OSI-RI-SK (C), SK-ACCLIMATE (C), SK-BEAM (C), SK-CONTROL-6, SK-MON-1 [Farenhyt, Silent Knight] [SLC MODULES SENSORS] [*] [#2 SHARED ADDR ¦ SENSORS] CO1224TR w/ IDP-MINIMON, CO1224TR w/ IDP-MONITOR, DNR w/IDP-PHOTO-R-W (C), DNR w/SK-PHOTO-R-W (C), DNRW w/IDP-PHOTO-R-W (C), DNRW w/SK-PHOTO-R-W (C), HFS-D (C), HFS-P (C), HFS [Silent Knight, System Sensor] [SLC SK SENSORS] [*] [#4 TYPE ADDR ¦ SENSORS] DNR w/SK-PHOTO-R-W (C), DNRW w/SK-PHOTO-R-W (C), HFS-D (C), HFS-P (C), HFS-PT (C), HFS-T (C), OSI-RI-SK (C), SK-ACCLIMATE (C), SK-BEAM (C), SK-DUCT-W w/SK-PHOTO-R-W (C), SK-FIRE
ff5d1711-ab73-4ce4-be92-6629f966825a | NFPA 170 HEAT DETECTOR |  |  | North | Secutron |  | Heat Detector |  |  |  | Module | TRUE | MRI-5251RB w/B210LP | ++ | Intelligent Heat Detector, 135°F fixed temperature with rate-of-rise detection, Standard Base | 1 | 0.0002 | 0.0065 |  |  |  |  | FALSE | TRUE |  |  | 2 inches H x 6.2 inches D |  | #FFFF0000 | FA-NFPA 170 HEAT DETECTOR | 1 | FALSE | FALSE | FALSE | 1408 | [13 empty] | FALSE | [5 empty] | DESKTOP-7EIEB7A\acont | 2023-06-24 19:47 | THOR\acont | 2024-09-08 17:27 | Cloned from Secutron MRI-2351AP w/300-6 CLONED CLONED CLONED CLONED | [Secutron] [SLC SENSORS] [*] [#4 TYPE ADDR ¦ SENSORS] 7251 (C), MRI-2251B w/B210LP (C), MRI-2251BR (C), MRI-2251TB w/B210LP (C), MRI-2251TMB w/B210LP (C), MRI-2351AP w/300-6 (C), MRI-2351RAP (C), MRI-2351TAP w/300-6 (C), MRI-5251B w/B210LP (C), MRI-5251H [Secutron] [SLC MODULES SENSORS] [*] [#2 SHARED ADDR ¦ SENSORS] 7251 (C), MRI-2251B w/B210LP (C), MRI-2251BR (C), MRI-2251TB w/B210LP (C), MRI-2251TMB w/B210LP (C), MRI-2351AP w/300-6 (C), MRI-2351RAP (C), MRI-2351TAP w/300-6 (C), MRI-5251B w/B210LP (C),
ac69cd76-29e5-40d0-8b45-662bb5decf6a | NFPA 170 HORN STROBE |  |  | North | Eaton Wheelock |  | Horn/Strobe |  |  |  | Module | TRUE | ELFHSW | + | WALL SOUNDER STROBE, WHITE, FIRE, LOW FREQ | 1 | [6 empty] | TRUE | [5 empty] | #FF0070C0 | FA-NFPA 170 HORN STROBE | 1 | FALSE | FALSE | FALSE | 2020 | [16 empty] | LF |  |  | DESKTOP-7EIEB7A\acont | 2021-05-13 07:50 | THOR\acont | 2024-09-08 17:27 | Cloned from Eaton Wheelock ELHSW | [Eaton Wheelock] [NAC] [24VDC, MAX] ELFHSR, ELFHSR-AL, ELFHSRC (C), ELFHSRC-AL (C), ELFHSRC-CO (C), ELFHSRC-N (C), ELFHSR-CO, ELFHSR-N, ELFHSW, ELFHSW-AL, ELFHSWC (C), ELFHSWC-AL (C), ELFHSWC-CO (C), ELFHSWC-N (C), ELFHSW-CO, ELFHSW-N
54d8312f-8f2d-4772-83a3-662f22018478 |  |  |  | North | System Sensor |  | Hardware |  |  |  | Hardware | TRUE | SBBGRL | + | Compact Wall Surface Mount BackBox, Red | 1 | [6 empty] | FALSE | [5 empty] | #FFFFFFFF |  |  | FALSE | FALSE | FALSE | [14 empty] | FALSE | [7 empty] | THOR\acont | 2024-10-09 10:48
cb7bf449-0435-44b1-bd07-6631be29cc68 | NFPA 170 ADDRESSABLE INPUT OUTPUT |  |  | North | Siemens |  | Addressable Module |  |  |  | Module | TRUE | HTRI-RZ | S54322-F12-A1 | Single Input Monitor Module with Relay - Country of Origin (non China) | 1 | 0.0013 | 0.0013 | [10 empty] | #FFFF0000 | FA-NFPA 170 ADDRESSABLE INPUT OUTPUT | 1 | FALSE | FALSE | FALSE | 1200 | [19 empty] | DESKTOP-7SAL8M7\acont | 2019-08-13 09:04 | THOR\acont | 2024-09-08 17:27 |  | [Siemens] [SLC MODULES SENSORS] [*] [#1 SHARED ADDR ¦ MODULES] AD-11P (C), FDBZ492 w/OP921 (C), FDBZ492-HR w/FDO421 (C), FDBZ492-HR w/OP921 (C), FDBZ492-R (C), FDCIO422, HCP, HCP-Z, HFPO-11, HFPT-11, HMS-D, HMS-DE, HMS-DP, HMS-DZ, HMS-S, HMS-SA, HMS-SE,
c12924b3-41b9-4947-9ae2-6635defc6fc1 | NFPA 170 SMOKE CO DETECTOR |  |  | North | Edwards |  | Smoke/CO Detector |  |  |  | Module | TRUE | SIGA-OSCD w/SIGA-AB4GT BASE | ++ | Multisensor Smoke and CO Detector | 1 | 3.2e-05 | 4.5e-05 |  |  |  |  | FALSE | TRUE |  |  |  |  | #FFFF0000 | FA-NFPA 170 SMOKE CO DETECTOR | 1 | FALSE | FALSE | FALSE | 1408 | [13 empty] | FALSE | [5 empty] | DESKTOP-7SAL8M7\acont | 2020-11-02 14:56 | THOR\acont | 2024-10-08 16:47 | Cloned from Edwards SIGA-OSD w/SIGA-AB4GT BASE | [Edwards, Kidde] [SLC EST SENSORS] [*] [#4 TYPE ADDR ¦ SENSORS] KI-DDOS (C), SIGA2-COS w/SIGA-AB4G BASE, SIGA2-COS w/SIGA-AB4G-LF BASE, SIGA2-COS w/SIGA-AB4GT BASE, SIGA2-COS w/SIGA-IB BASE, SIGA2-COS w/SIGA-RB BASE, SIGA2-COS w/SIGA-SB BASE, SIGA2-HCOS [Edwards, Kidde] [AUX POWER] KI-COD w/KI-ABDT BASE (C), KI-HCD w/KI-ABDT BASE, KI-HRD w/KI-ABDT BASE, KI-PCD w/KI-ABDT BASE (C), KI-PD w/KI-ABDT BASE (C), KI-PHCD w/KI-ABDT BASE (C), KI-PHD w/KI-ABDT BASE (C), KIR-COD w/KI-ABDT BASE (C), KIR-HCD w/KI-ABD [Edwards, Kidde] [SLC EST SENSORS] 01 [*] [EST3, iO1000] DS-HFS (C), DS-PS (C), FX-HD w/IB4U BASE, FX-HD w/RB4U BASE, FX-HD w/SB4U BASE, FX-HD w/SB4U-LF BASE, FX-HD wB4U BASE, FX-PD w/B4U BASE (C), FX-PD w/IB4U BASE (C), FX-PD w/SB4U BASE (C), FX-PD w/SB [Edwards, Kidde] [SLC EST MODULES/SENSORS] 01 [*] [iO64] DS-HFS (C), DS-PS (C), FX-HD w/IB4U BASE, FX-HD w/RB4U BASE, FX-HD w/SB4U BASE, FX-HD w/SB4U-LF BASE, FX-HD wB4U BASE, FX-PD w/B4U BASE (C), FX-PD w/IB4U BASE (C), FX-PD w/SB4U BASE (C), FX-PD w/SB [Edwards, Kidde] [SLC EST MODULES SENSORS] [*] [#2 SHARED ADDR ¦ SENSORS] KI-DDOS (C), SIGA2-COS w/SIGA-AB4G BASE, SIGA2-COS w/SIGA-AB4G-LF BASE, SIGA2-COS w/SIGA-AB4GT BASE, SIGA2-COS w/SIGA-IB BASE, SIGA2-COS w/SIGA-RB BASE, SIGA2-COS w/SIGA-SB BASE, S
7b6efba7-fda9-427b-9dd9-663d4edb0e2e | NFPA 170 FIRE PHONE |  |  | North | Edwards |  | Fire Phone |  |  |  | Module | TRUE | 6830-5A-4 |  | 4 State Handset Assembly, Red, 5' Cord, Push to Talk | 1 | [6 empty] | FALSE | [5 empty] | #FFFF0000 | FA-NFPA 170 FIRE PHONE | 1 | FALSE | FALSE | FALSE | [14 empty] | FALSE | [7 empty] | THOR\acont | 2024-09-08 17:27 |  | [Edwards, Gamewell FCI, MIRCOM, Silent Knight] [FFT] [FFT] 6700-0061, 6830-3, 6830-4, 6830-5A-4, 6830-6A-4, 6830-NY-F4, 6830-NY-S4, 6833-4, FFT-FPJ, FPJ, FT-300A
9f1a2a1e-5978-4f04-8464-663e3eb4453f | NFPA 170 SMOKE DETECTOR |  |  | North | Notifier |  | Smoke Detector |  |  |  | Module | TRUE | FSP-951 w/B200S-WH | ++ | Addressable low-profile photoelectric detector with sounder base, white | 1 | 0.0002 | 0.0045 |  |  |  |  | TRUE | [5 empty] | #FFFF0000 | FA-NFPA 170 SMOKE DETECTOR | 1 | FALSE | FALSE | FALSE | [20 empty] | THOR\acont | 2024-12-17 16:26 |  |  | Cloned from Notifier FCP-951 w/B200S-WH | [Notifier] [AUX POWER] FCP-951 w/B200S-WH, FSP-951 w/B200S-WH [Honeywell, Notifier, System Sensor] [SLC MODULES SENSORS] [*] [#2 SHARED ADDR ¦ SENSORS] 2251B (C), 2251-COPTIR (C), 2251-COPTIR w/B200S-WH (C), 2251TB (C), 2251TMB (C), 5251B (C), 5251B-WP (C), 5251H (C), 5251RB (C), 5251RB-WP (C), 7251 (C), 7251DH (C) [Notifier, System Sensor] [AUX POWER] 2251-COPTIR w/B200S-WH (C), B200S, B200SR, B200S-WH, B210LP, FCO-851 w/B200S (C), FCO-951 w/B200S-WH (C), FCP-951 w/B200S-WH, FPC-951 w/B200S-IV (C), FPC-951 w/B200S-WH (C), FPTI-951 w/B200S-IV (C), FPTI-951 w/B200S- [Honeywell, Notifier, System Sensor] [SLC SENSORS] [*] [#4 TYPE ADDR ¦ SENSORS] 2251B (C), 2251-COPTIR (C), 2251-COPTIR w/B200S-WH (C), 2251TB (C), 2251TMB (C), 5251B (C), 5251B-WP (C), 5251H (C), 5251RB (C), 5251RB-WP (C), 7251 (C), 7251DH (C), DH200LP
19d08b8e-d747-4f4b-a668-663fa5005aed | CADGEN DOOR CONTACT |  |  | North | Honeywell |  | Door Contact |  |  |  | Module | TRUE | 945T | ++ | Miniature Magnetic Contact with Screw Terminals, Surface Mount | 1 |  |  |  |  | 1.5 | [7 empty] | #FFFF0000 | FA-CADGEN DOOR CONTACT | 1 | FALSE | FALSE | FALSE | [17 empty] | REX |  |  | DESKTOP-7EIEB7A\acont | 2023-01-30 10:27 | THOR\acont | 2024-09-08 17:27 | Cloned from Honeywell 943WG | [Honeywell] [IDC] 01 [INPUT] 4939SN-WH, 4959SN, 7939-2, 7939WG, 7940, 940, 943WG, 945, 945T, 949, 950, PAL-T, PR-20445 [Honeywell] [ACCESS CONTROL INPUT] [*] [INPUT] 4939SN-WH, 4959SN, 7939-2, 7939WG, 7940, 940, 943WG, 945, 945T, 949, 950, PAL-T, PR-20445
94c4f554-4b48-4fdb-852a-6642b6ec20e6 | NFPA 170 HORN STROBE |  |  | North | Siemens |  | Horn/Strobe |  |  |  | Module | TRUE | SL2FSSWW-CO | S54329-F137-A1++ | Sounder-Strobe, Wall, Clear, White, CO | 1 | [12 empty] | #FF0070C0 | FA-NFPA 170 HORN STROBE | 1 | FALSE | FALSE | FALSE | 2023 | [16 empty] | LF |  |  | DESKTOP-7EIEB7A\acont | 2023-08-03 11:49 | THOR\acont | 2024-09-08 17:27 | Cloned from Siemens SL2HSWW-AL CLONED | [Siemens] [NAC] [24 VDC, HORN TEMPORAL] SL2FSSCR-AL (C), SL2FSSCR-CO (C), SL2FSSCR-F (C), SL2FSSCR-N (C), SL2FSSCW-AL (C), SL2FSSCW-CO (C), SL2FSSCW-F (C), SL2FSSCW-N (C), SL2FSSWR-AL, SL2FSSWR-CO, SL2FSSWR-F, SL2FSSWR-N, SL2FSSWW-CO, SL2FSSWW-F, SL2FSSW
05484fcf-0329-4f03-8679-6642bc3f6eeb |  |  |  | North | Bosch | [5 empty] | Module | TRUE | EVF-1181S-BLK | * | SUB WOOFER | 1 | [12 empty] | #FFFFFFFF |  |  | FALSE | FALSE | FALSE | [20 empty] | DESKTOP-7EIEB7A\acont | 2021-08-13 06:25 | THOR\acont | 2024-10-09 10:48
d4689710-5632-4473-8b10-6646e94428c6 | CADGEN MOTION DETECTOR WALL |  |  | North | Bosch |  | Motion Detector |  |  |  | Module | TRUE | ISC-CDL1-W15HE | ++ | Motion detector, 15m, FR | 1 | 0.015 | 0.035 |  |  | 12 |  | FALSE | [5 empty] | #FFFF0000 | FA-CADGEN MOTION DETECTOR WALL | 1 | FALSE | FALSE | FALSE | [14 empty] | FALSE | [5 empty] | DESKTOP-7EIEB7A\acont | 2022-07-26 11:36 | THOR\acont | 2024-09-08 17:27 | Cloned from Bosch ISC-CDL1-W15GE | [Bosch, Optex] [ACCESS CONTROL INPUT] [*] [INPUT] DS1101i, DS1102i, DS1103i, DS1108i, DS936 (C), DS9360 (C), DS936B (C), DS936-CHI (C), DS936-FRA (C), DS937 (C), DS9370 (C), DS9371 (C), DS939 (C), DS939-CHI (C), FX-360 (C), ISC-BDL2-W12G, ISC-BDL2-W12GE, [Bosch, Optex] [IDC] 01 [INPUT] DS1101i, DS1102i, DS1103i, DS1108i, DS936 (C), DS9360 (C), DS936B (C), DS936-CHI (C), DS936-FRA (C), DS937 (C), DS9370 (C), DS9371 (C), DS939 (C), DS939-CHI (C), FX-360 (C), ISC-BDL2-W12G, ISC-BDL2-W12GE, ISC-BDL2-W12HE, I [BluePoint, Bosch, Honeywell] [AUX POWER] [*] [12VDC ++] BP01-302, BP01-303, D125B, D185, DS1101i, DS1102i, DS1103i, DS1108i, DS936 (C), DS9360 (C), DS936B (C), DS936-CHI (C), DS936-FRA (C), DS937 (C), DS9370 (C), DS9371 (C), DS939 (C), DS939-CHI (C), EN
ffdcf431-bfde-4bc1-a19f-664a1c08c1b7 | NFPA 170 HORN STROBE CEILING |  |  | North | Eaton Wheelock |  | Horn/Strobe |  |  |  | Module | TRUE | ASWP-2475C-FW |  | NOTIFICATION, HORNSTROBE, WHITE, CEILING, 15CD, WP | 1 | 0 | 0.168 |  |  |  |  | FALSE | TRUE |  |  |  |  | #FF0070C0 | FA-NFPA 170 HORN STROBE CEILING | 1 | FALSE | FALSE | FALSE | 2013 | [13 empty] | FALSE |  |  | C¦WP |  |  |  |  | THOR\acont | 2024-09-08 17:27 |  | [Eaton Wheelock, Hochiki] [NAC] [24VDC, LOW DB UL 1638 @ 77°F] ASWP-2475C-FR (C), ASWP-2475C-FW (C), ASWP-2475W-FR, ASWP-2475W-FW [Eaton Wheelock, Hochiki] [NAC] [24VDC, LOW DB UL 1638 @ –40°F] ASWP-2475C-FR (C), ASWP-2475C-FW (C), ASWP-2475W-FR, ASWP-2475W-FW [Eaton Wheelock, Hochiki] [NAC] [24VDC, MED DB UL 1638 @ –40°F] ASWP-2475C-FR (C), ASWP-2475C-FW (C), ASWP-2475W-FR, ASWP-2475W-FW [Eaton Wheelock, Hochiki] [NAC] [24VDC, HIGH DB UL 1638 @ 77°F] ASWP-2475C-FR (C), ASWP-2475C-FW (C), ASWP-2475W-FR, ASWP-2475W-FW [Eaton Wheelock, Hochiki] [NAC] [24VDC, MED DB UL 1971] ASWP-2475C-FR (C), ASWP-2475C-FW (C) [Eaton Wheelock, Hochiki] [NAC] [24VDC, HIGH DB UL 1971] ASWP-2475C-FR (C), ASWP-2475C-FW (C) [Eaton Wheelock, Hochiki] [NAC] [24VDC, HIGH DB UL 1638 @ –40°F] ASWP-2475C-FR (C), ASWP-2475C-FW (C), ASWP-2475W-FR, ASWP-2475W-FW [Eaton Wheelock, Hochiki] [NAC] [24VDC, MED DB UL 1638 @ 77°F] ASWP-2475C-FR (C), ASWP-2475C-FW (C), ASWP-2475W-FR, ASWP-2475W-FW [Eaton Wheelock, Hochiki] [NAC] [24VDC, LOW DB UL 1971] ASWP-2475C-FR (C), ASWP-2475C-FW (C)
51048ed4-b902-4e5d-80b6-6651b6aaebeb | NFPA 170 SYNC MODULE |  |  | North | Edwards |  | Sync Module |  |  |  | Module | TRUE | G1M |  | Precision Sychronization Module - Snap Mount to Signal | 1 | [6 empty] | FALSE | [5 empty] | #FFFF0000 | FA-NFPA 170 SYNC MODULE | 1 | FALSE | FALSE | FALSE | 1300 | [13 empty] | FALSE | [7 empty] | THOR\acont | 2024-09-08 17:27 |  | [Edwards, Kidde] [NAC] [#2 NAC INPUT] EG1M, EG1M-RM, G1M, G1M-RM [Edwards, Kidde] [NAC] [#1 NAC INPUT] EG1M, EG1M-RM, G1M, G1M-RM | [Edwards, Kidde] EG1M, EG1M-RM, G1M, G1M-RM
a81b3828-72f9-4c97-86ea-6653213048e6 |  |  |  | North | Software House | Security/Access Control |  |  |  |  | Module | TRUE | USTAR016 |  |  | 1 | [12 empty] | #FFFFFFFF |  |  | FALSE | FALSE | FALSE | [20 empty] | THOR\acont | 2024-03-12 21:43 | THOR\acont | 2024-10-09 10:48
dfeb5870-071f-4c68-aa8d-665822d97a03 | NFPA 170 FIRE ALARM CONTROL UNIT | RISER FACP |  | North | Siemens |  | Fire Alarm Control Unit |  |  |  | Assembly | TRUE | SXL-EX |  | ASSEMBLY,Conventional Zone Fire Alarm Control Panel | 1 | [6 empty] | TRUE | [5 empty] | #FFFF0000 | FA-NFPA 170 FIRE ALARM CONTROL UNIT | 1 | FALSE | FALSE | FALSE | 202 | [8 empty] | 24,60 |  |  | 3.5 |  | TRUE | [5 empty] | DESKTOP-7SAL8M7\acont | 2018-11-23 10:16 | THOR\acont | 2024-09-08 17:27
b21591fd-c47e-4bf7-b706-6658863aebc7 | CADGEN DOOR CONTACT |  |  | North | Honeywell |  | Door Contact |  |  |  | Module | TRUE | PR-20445 | ++ | Magnetic Contact with Leads, Surface Mount | 1 |  |  |  |  | 1.5 | [7 empty] | #FFFF0000 | FA-CADGEN DOOR CONTACT | 1 | FALSE | FALSE | FALSE | [17 empty] | REX |  |  | DESKTOP-7EIEB7A\acont | 2023-01-30 10:30 | THOR\acont | 2024-09-08 17:27 | Cloned from Honeywell PAL-T | [Honeywell] [ACCESS CONTROL INPUT] [*] [INPUT] 4939SN-WH, 4959SN, 7939-2, 7939WG, 7940, 940, 943WG, 945, 945T, 949, 950, PAL-T, PR-20445 [Honeywell] [IDC] 01 [INPUT] 4939SN-WH, 4959SN, 7939-2, 7939WG, 7940, 940, 943WG, 945, 945T, 949, 950, PAL-T, PR-20445
140755e3-0e67-49a6-acb2-6658c89d09ca |  |  |  | North | Edwards |  | Hardware |  |  |  | Hardware | TRUE | FWUL5RAIDUKW7 |  | Workstation. Upgrade to Win7, add 500GB HD and 2GB Ram. (For old UL5 machines) | 1 | [6 empty] | FALSE | [5 empty] | #FFFFFFFF |  |  | FALSE | FALSE | FALSE | [14 empty] | FALSE | [7 empty] | THOR\acont | 2024-10-09 10:48
c947660f-9c0d-4474-b27a-666851730cb3 |  |  |  | North | MIRCOM | [5 empty] | Module | TRUE | QAA-4CLAS | new | Class ‘A’ (Style ‘Z’) Converter Module for QAA-5230S-70/25 and QAA-5230S-525-70/25 Amplifiers | 1 | [12 empty] | #FFFFFFFF |  |  | FALSE | FALSE | FALSE | [22 empty] | THOR\acont | 2024-10-09 10:48
72cf1ec3-0750-491d-9cc4-6668cd05d31d | NFPA 170 FIRE ALARM CONTROL UNIT | RISER FACP |  | North | Hochiki |  | Fire Alarm Control Unit |  |  |  | Assembly | TRUE | LA103K4-64 |  | FireNET L@TITUDE Analog Addressable Fire Alarm Control Panel, 4 Slot Standard Enclosure, 10.25 A Auto Voltage, 8-Loop Panel Module, Hochiki Protocol, Network Module, and Media Gateway™, Black, Printer / 48 Zone LEDs | 1 | [6 empty] | FALSE |  |  | *Refer to Install Sheet | 16.5in (W) x 23.2in (H) x 6in (D) | KM5FCRD (Optional Semi-Flush Mounting Kit) | #FFFF0000 | FA-NFPA 170 FIRE ALARM CONTROL UNIT | 1 | FALSE | FALSE | FALSE | 202 | [8 empty] | 7,12,18,28 |  |  | 10.25 |  | TRUE | [5 empty] | DESKTOP-7SAL8M7\acont | 2019-12-04 15:59 | THOR\acont | 2024-09-08 17:27 | Cloned from Hochiki LA103K1-64 CLONED
63b453da-b83f-4546-a6cd-667074432790 | NFPA 170 SPEAKER STROBE |  |  | North | Eaton Wheelock |  | Speaker/Strobe |  |  |  | Module | TRUE | E50-24W-FW |  | Speaker/Strobe, 24 VDC, , 25/70 Vrms, white | 1 | 0 | 0.145 |  |  |  |  | FALSE | FALSE |  |  |  |  | #FF0070C0 | FA-NFPA 170 SPEAKER STROBE | 1 | FALSE | FALSE | FALSE | 2019 | [13 empty] | FALSE | [7 empty] | THOR\acont | 2024-09-08 17:27 |  | [Eaton Wheelock] [NAC] E50-24W-FR, E50-24W-FW [Bosch, Eaton Wheelock] [AUDIO 70.7v] [70V AUDIO] E50-24MCW-FR, E50-24MCW-FW, E50-24MCWH-FR, E50-24MCWH-FW, E50-24W-FR, E50-24W-FW [Bosch, Eaton Wheelock] [AUDIO 25v] [25V AUDIO] E50-24MCW-FR, E50-24MCW-FW, E50-24MCWH-FR, E50-24MCWH-FW, E50-24W-FR, E50-24W-FW
c30da7e7-7360-4e3c-ac4b-6675597085e9 |  |  |  | North | Kidde |  | Cards & Components |  |  |  | Card | TRUE | VS1-R-2 Mainboard |  | Mainboard for VS1-R-2 assembly | 1 | 0.21 | 0.329 |  |  |  |  | TRUE | [5 empty] | #FFFFFFFF |  |  | FALSE | FALSE | FALSE | [14 empty] | FALSE | [7 empty] | THOR\acont | 2024-10-09 10:48 |  | [Edwards, Kidde, Macurco] [IDC] [#1 ALARM] 2IDC, 76-600000-001 Main Board, 76-800xxx-xxx Main Board, 77-600000-901 Main Board, 84-732001-901 Main Board, DVP-120 Mainboard, EST1-2Z Mainboard, FSP1004G Mainboard, FSP1004G-2 Mainboard, FSP1004GD Mainboard, [Edwards, Kidde, Macurco] [IDC] [#3 SUPERVISORY] 2IDC, 76-600000-001 Main Board, 76-800xxx-xxx Main Board, 77-600000-901 Main Board, 84-732001-901 Main Board, DVP-120 Mainboard, EST1-2Z Mainboard, FSP1004G Mainboard, FSP1004G-2 Mainboard, FSP1004GD Mainb [Edwards, Kidde, Macurco] [IDC] [#2 TROUBLE] 2IDC, 76-600000-001 Main Board, 76-800xxx-xxx Main Board, 77-600000-901 Main Board, 84-732001-901 Main Board, DVP-120 Mainboard, EST1-2Z Mainboard, FSP1004G Mainboard, FSP1004G-2 Mainboard, FSP1004GD Mainboard [Edwards, Kidde] [VAC ] 2IDC, 76-600000-001 Main Board, 76-800xxx-xxx Main Board, 77-600000-901 Main Board, 84-732001-901 Main Board, APS10A Mainboard, APS6A Mainboard, BPS10A Mainboard, BPS10A/230 Mainboard, BPS6A Mainboard, BPS6A/230 Mainboard, EST1-2Z | [Edwards, Kidde] FX-64R Mainboard, FX-64RD Mainboard, iO64G Mainboard, iO64G-2 Mainboard, iO64G-2-PG Mainboard, iO64G-2-SP Mainboard, iO64GD Mainboard, iO64GL Mainboard, iO64GL-F Mainboard, iO64G-PG Mainboard, iO64G-SP Mainboard, iO64R Mainboard, iO64R-2 [Edwards, Kidde] FX-64R Mainboard, FX-64RD Mainboard, iO64G Mainboard, iO64G-2 Mainboard, iO64G-2-PG Mainboard, iO64G-2-SP Mainboard, iO64GD Mainboard, iO64GL Mainboard, iO64GL-F Mainboard, iO64G-PG Mainboard, iO64G-SP Mainboard, iO64R Mainboard, iO64R-2 [Kidde] VS1-R-2 Mainboard [Edwards, Kidde] FX-64R Mainboard, FX-64RD Mainboard, iO64G Mainboard, iO64G-2 Mainboard, iO64G-2-PG Mainboard, iO64G-2-SP Mainboard, iO64GD Mainboard, iO64GL Mainboard, iO64GL-F Mainboard, iO64G-PG Mainboard, iO64G-SP Mainboard, iO64R Mainboard, iO64R-2 [Edwards, Kidde] FX-1000 Mainboard, FX-1000D Mainboard, FX-64RD Mainboard, iO1000G Mainboard, iO1000G-2 Mainboard, iO1000G-2-PG Mainboard, iO1000G-2-SP Mainboard, iO1000GC Mainboard, iO1000GD Mainboard, iO1000G-F Mainboard, iO1000G-PG Mainboard, iO1000G-S [Edwards, Kidde] FX-1000 Mainboard, FX-1000D Mainboard, FX-64RD Mainboard, iO1000G Mainboard, iO1000G-2 Mainboard, iO1000G-2-PG Mainboard, iO1000G-2-SP Mainboard, iO1000GC Mainboard, iO1000GD Mainboard, iO1000G-F Mainboard, iO1000G-PG Mainboard, iO1000G-S
f1acba92-5a28-4577-ba0a-66758e3d066b | NFPA 170 CELL COMM | NFPA 170 CELL COMM PS |  | North | NAPCO |  | Cellular Communicator |  |  |  | Assembly | TRUE | SLE-MAX2-CFBPS |  | Universal Fire Communicator, Dual SIM, Dual Path, Direct AC Power 120VAC Metal Housing w/ Provision for Plug-in TRF12 XFormer, 16VAC, 20VA (w/ provision for backup battery) | 1 | [6 empty] | TRUE | [5 empty] | #FFFF0000 | FA-NFPA 170 CELL COMM | 1 | FALSE | FALSE | FALSE | [9 empty] | 7 | 1 | 7 |  |  | TRUE | [5 empty] | XPS-17-9710\August | 2024-04-27 05:55 | XPS-17-9710\August | 2024-10-18 11:08 | Cloned from NAPCO New Part
a30b219a-126e-464d-bbd1-6675a77d37bc | NFPA 170 JUNCTION BOX |  |  | North | SAFE Fire Detection |  | Junction Box |  |  |  | Module | TRUE | TC1002 ELR |  |  | 1 | [6 empty] | FALSE | [5 empty] | #FF00B050 | FA-NFPA 170 JUNCTION BOX | 1 | FALSE | FALSE | FALSE | 6000 | [13 empty] | FALSE |  |  | ELR |  |  | AULAPTOP-PC\Aulaptop | 2018-09-03 05:15 | THOR\acont | 2024-09-08 17:27 | Cloned from Honeywell New Part | [SAFE Fire Detection] [Linear Heat] [LINLDR] SPLICE, TC1000 ELR, TC1002 ELR
c3eeb01d-47bd-46fb-a6e6-667ae51d42b1 |  |  |  | North | Advanced |  | Hardware |  |  |  | Hardware | TRUE | Mxp-515 | ++ | 3-position Key Switch - Trapped (requires 2 inputs) | 1 | [6 empty] | TRUE | [5 empty] | #FFFFFFFF |  |  | FALSE | FALSE | FALSE | [20 empty] | DESKTOP-7EIEB7A\acont | 2023-02-13 07:17 | THOR\acont | 2024-10-09 10:48 | Cloned from Advanced Mxp-511
4ac487a2-866a-45a4-93cb-667bb097ff78 | NFPA 170 FLAME DETECTOR |  |  | North | Notifier |  | Flame Detector |  |  |  | Module | TRUE | 30-2021-24 | ++ | Flame Detector, UV, 24 VDC | 1 | 0.012 | 0.1 |  |  |  |  | FALSE | FALSE |  |  |  |  | #FFFF0000 | FA-NFPA 170 FLAME DETECTOR | 1 | FALSE | FALSE | FALSE | 1401 | [13 empty] | FALSE |  |  | XP |  |  |  |  | THOR\acont | 2024-09-08 17:27 | 20191121 AC Detector without base | [Firelite, Macurco, Notifier, Silent Knight, System Sensor] [IDC] 01 [IDC 4-WIRE ++] 1251B (C), 1412B (C), 1424 (C), 2112/24AT (C), 2112/24S (C), 2112/24TS (C), 2112AITR (C), 2112ATR (C), 2112R (C), 2124AITR (C), 2124ATR (C), 2124R (C), 2151 w/B110RLP (C [Firelite, Macurco, Notifier, Silent Knight, System Sensor] [AUX POWER] [*] [AUX INPUT ++] 1251B (C), 1412B (C), 1424 (C), 2112/24AT (C), 2112/24S (C), 2112/24TS (C), 2112AITR (C), 2112ATR (C), 2112R (C), 2124AITR (C), 2124ATR (C), 2124R (C), 2151 w/B110
6cb6235a-bf09-49a4-8a1c-667ce471a59e | NFPA 170 STROBE CEILING |  |  | North | FCI |  | Strobe |  |  |  | Module | TRUE | SC2415/W | ++ | Ceiling mt. Strobe, 15 cd | 1 | 0 | 0.347 |  |  |  |  | FALSE | TRUE |  |  |  |  | #FF0070C0 | FA-NFPA 170 STROBE CEILING | 1 | FALSE | FALSE | FALSE | 2022 | [13 empty] | FALSE | [5 empty] | THOR\acont | 2025-02-25 16:14 | THOR\acont | 2025-02-25 16:20 | Cloned from Eaton Wheelock RS-2415W-FR | [Eaton Wheelock, FCI] [NAC] [DC MAX] RS-2415W-FR, SC2415/W (C)
a018ab3f-36a5-4a42-b8c0-667dcf8ae08a |  |  |  | North | Edwards |  | Hardware |  |  |  | Hardware | TRUE | G4RB |  | Surface Mount Box - Red | 1 | [6 empty] | FALSE | [5 empty] | #FFFFFFFF |  |  | FALSE | FALSE | FALSE | [14 empty] | FALSE | [7 empty] | THOR\acont | 2024-10-09 10:48
1e560e54-12cc-47e4-832f-667fb8cc05aa | NFPA 170 SMOKE DETECTOR |  |  | North | System Sensor |  | Smoke Detector |  |  |  | Module | TRUE | OSI-RA-SS | ++ | Conventional imaging beam smoke detector including reflector, UL listed | 1 | 0.011 | 0.0015 |  |  |  |  | FALSE | TRUE |  |  |  |  | #FFFF0000 | FA-NFPA 170 SMOKE DETECTOR | 1 | FALSE | FALSE | FALSE | 1408 | [13 empty] | FALSE |  |  | BT |  |  | DESKTOP-7SAL8M7\acont | 2020-11-17 09:55 | THOR\acont | 2024-09-08 17:27 | Cloned from System Sensor OSI-R-SS | [System Sensor] [IDC] 01 5621 (C), 5622 (C), 5623 (C), 5624 (C), OSI-RA-SS (C), OSI-R-SS (C) [System Sensor] [AUX POWER] [*] OSI-RA-SS (C), OSI-R-SS (C) | [System Sensor] OSI-RA-SS, OSI-R-SS
f0121ed8-4077-401f-b6dc-6680ab0cd952 |  |  |  | North | Bosch | [5 empty] | Module | TRUE | NDP-4502-Z12-RO | * | ***(Ross) Auto Dome 4000iPTZ 12x surface mount | 1 | [12 empty] | #FFFFFFFF |  |  | FALSE | FALSE | FALSE | [20 empty] | DESKTOP-7EIEB7A\acont | 2021-08-13 06:25 | THOR\acont | 2024-10-09 10:48
1bf2b4ce-2f03-4eef-88e9-6684863d0b60 | NFPA 170 HORN |  |  | North | Edwards |  | Horn |  |  |  | Module | TRUE | G4AWF-SP |  | Wall horn, white, FUEGO | 1 | [6 empty] | FALSE |  | GRSW-10 |  |  |  | #FF0070C0 | FA-NFPA 170 HORN | 1 | FALSE | FALSE | FALSE | 2010 | [13 empty] | FALSE | [5 empty] | DESKTOP-7SAL8M7\acont | 2019-08-29 12:20 | THOR\acont | 2024-09-08 17:27 |  | [Edwards, Kidde] [NAC] [VDC, LOW DB] EG4ARF, EG4ARF-FR, EG4ARF-SP, EG4ARN, EG4AWF, EG4AWF-FR, EG4AWF-SP, EG4AWN, G4ARF, G4ARF-FR, G4ARF-SP, G4ARN, G4AWF, G4AWF-FR, G4AWF-SP, G4AWN [Edwards, Kidde] [NAC] [VFWR, LOW DB] EG4ARF, EG4ARF-FR, EG4ARF-SP, EG4ARN, EG4AWF, EG4AWF-FR, EG4AWF-SP, EG4AWN, G4ARF, G4ARF-FR, G4ARF-SP, G4ARN, G4AWF, G4AWF-FR, G4AWF-SP, G4AWN [Edwards, Kidde] [NAC] [VFWR, HIGH DB] EG4ARF, EG4ARF-FR, EG4ARF-SP, EG4ARN, EG4AWF, EG4AWF-FR, EG4AWF-SP, EG4AWN, G4ARF, G4ARF-FR, G4ARF-SP, G4ARN, G4AWF, G4AWF-FR, G4AWF-SP, G4AWN [Edwards, Kidde] [NAC] [VDC, HIGH DB] EG4ARF, EG4ARF-FR, EG4ARF-SP, EG4ARN, EG4AWF, EG4AWF-FR, EG4AWF-SP, EG4AWN, G4ARF, G4ARF-FR, G4ARF-SP, G4ARN, G4AWF, G4AWF-FR, G4AWF-SP, G4AWN
c475bf10-6f81-4eaa-bbcf-6685eb1d1481 | NFPA 170 MANUAL PULL |  |  | North | Notifier |  | Manual Station |  |  |  | Module | TRUE | NBG-12LR | ++ | Dual action lexan Releasing station, keylock | 1 | [6 empty] | FALSE | FALSE |  |  |  |  | #FFFF0000 | FA-NFPA 170 MANUAL PULL | 1 | FALSE | FALSE | FALSE | 957 | [13 empty] | FALSE | [7 empty] | THOR\acont | 2024-09-08 17:27 |  | [Chemtronics, Firelite, MIRCOM, Notifier, System Sensor] [IDC] 01 [*] [IDC 2-WIRE ++] 1151 (C), 1151EIS (C), 1400 (C), 1451 (C), 1451DH (C), 1451DHHT (C), 2100AT (C), 2100S (C), 2100TR (C), 2100TS (C), 2151 w/B110LP (C), 2151 w/B116LP (C), 2151 w/B401 (C
524ebc58-0c70-49bc-905d-66862277203b |  |  |  | North | Gamewell FCI |  | Hardware |  |  |  | Hardware | TRUE | E3-BP | ++ | Inner door panel, blank, double size | 1 | [6 empty] | TRUE | [5 empty] | #FFFFFFFF |  |  | FALSE | FALSE | FALSE | [20 empty] | DESKTOP-7EIEB7A\acont | 2022-08-29 12:39 | THOR\acont | 2024-10-09 10:48 | Cloned from Gamewell FCI 1100-0450
8b49f7a0-2d0c-44e5-988c-668a52b0bc15 | EQUIPMENT ENCLOSURE |  |  | North | Bosch |  | Enclosure |  |  |  | Assembly | TRUE | D8108A | ++ | Attack resistant enclosure, large, grey | 1 | [10 empty] | (16 in. x 16 in. x 3.5 in. |  | #FFFF0000 | FA-EQUIPMENT ENCLOSURE | 1 | FALSE | FALSE | FALSE | [20 empty] | DESKTOP-7EIEB7A\acont | 2022-07-23 11:14 | THOR\acont | 2024-09-08 17:27 | Cloned from Bosch D8103
03075dd6-d5cd-4dbc-bc4e-668adbe8ca9e |  |  |  | North | Potter | [5 empty] | Assembly | TRUE | SPG-1000 RM |  | Serial Parallel Gateway Rack Mount | 1 | [6 empty] | FALSE | [5 empty] | #FFFFFFFF |  |  | FALSE | FALSE | FALSE | [9 empty] | 7,12,18 |  |  |  |  | TRUE | [7 empty] | THOR\acont | 2024-10-09 10:48
123aa760-9457-4cc9-8b1f-66923e10fc58 |  |  |  | North | Siemens | [5 empty] | Module | TRUE | TSM-1 | 500-696353 | DUCT DETECTOR TEST SWITCH REQ TR | 1 | [12 empty] | #FFFFFFFF |  |  | FALSE | FALSE | FALSE | [20 empty] | DESKTOP-7SAL8M7\acont | 2019-08-13 09:04 | THOR\acont | 2024-10-09 10:48
49d881fd-1dbc-4ff9-a89b-669475e2e5cf | NFPA 170 HORN STROBE |  |  | North | MIRCOM |  | Horn/Strobe |  |  |  | Module | TRUE | FHS-340R-WP | ++ | Wall Mount Weatherproof Horn/Strobe c/w weatherproof backbox, Red | 1 | [6 empty] | FALSE | [5 empty] | #FF0070C0 | FA-NFPA 170 HORN STROBE | 1 | FALSE | FALSE | FALSE | 2012 | [13 empty] | FALSE | [7 empty] | THOR\acont | 2024-09-08 17:27 |  | [MIRCOM] [NAC] [24 VDC, CONT, HIGH] FHS-340R-WP
80d0b0b7-ae13-4ac8-b945-669fb0930640 | NFPA 170 MANUAL PULL |  |  | North | Siemens |  | Manual Station |  |  |  | Module | TRUE | HMS-DE | S54321-A3-A1 | DOUBLE ACTION MANUAL STATION (SPANISH TEXT) | 1 | 0.0009 | 0.0009 | [10 empty] | #FFFF0000 | FA-NFPA 170 MANUAL PULL | 1 | FALSE | FALSE | FALSE | 957 | [19 empty] | DESKTOP-7SAL8M7\acont | 2019-08-13 09:04 | THOR\acont | 2024-09-08 17:27 |  | [Siemens] [SLC MODULES SENSORS] [*] [#1 SHARED ADDR ¦ MODULES] AD-11P (C), FDBZ492 w/OP921 (C), FDBZ492-HR w/FDO421 (C), FDBZ492-HR w/OP921 (C), FDBZ492-R (C), FDCIO422, HCP, HCP-Z, HFPO-11, HFPT-11, HMS-D, HMS-DE, HMS-DP, HMS-DZ, HMS-S, HMS-SA, HMS-SE,
61e5f1a6-668d-4b6f-a406-66a36d8db2e4 | NFPA 170 STROBE CEILING |  |  | North | Edwards |  | Strobe |  |  |  | Module | TRUE | GCWA-VMHB |  | Strobe, white, ALERT, 95, 115, 150, 177 cd, blue | 1 | 0 | 0.342 |  |  |  |  | FALSE | TRUE |  |  |  |  | #FF0070C0 | FA-NFPA 170 STROBE CEILING | 1 | FALSE | FALSE | FALSE | 2022 | [13 empty] | FALSE |  |  | C |  |  |  |  | THOR\acont | 2024-09-08 17:27 |  | [Edwards, Kidde] [NAC] [24 VDC] EGCF-S2VMH (C), EGCF-VMH (C), GCF-S2VMH (C), GCF-S7VMH (C), GCF-VMH (C), GCHFRF-S2VMCH (C), GCHFRF-S7VMCH (C), GCHFRN-S2VMCH (C), GCHFRN-S7VMCH (C), GCHFWA-S2VMAH (C), GCHFWA-S2VMCH (C), GCHFWA-S7VMAH (C), GCHFWA-S7VMCH (C [Edwards, Kidde] [NAC] [16 VDC] EGCF-S2VMH (C), EGCF-VMH (C), GCF-S2VMH (C), GCF-S7VMH (C), GCF-VMH (C), GCHFRF-S2VMCH (C), GCHFRF-S7VMCH (C), GCHFRN-S2VMCH (C), GCHFRN-S7VMCH (C), GCHFWA-S2VMAH (C), GCHFWA-S2VMCH (C), GCHFWA-S7VMAH (C), GCHFWA-S7VMCH (C
59b303a8-a8a4-4f74-b45b-66a371553796 |  |  |  | North | Simplex |  | Cards & Components |  |  |  | Card | TRUE | 4007-2504 |  | CSG with IP Communicator | 1 | 0.125 | 0.125 |  |  |  |  | TRUE | [5 empty] | #FFFFFFFF |  |  | FALSE | FALSE | FALSE | [20 empty] | THOR\acont | 2025-02-04 12:18 | THOR\acont | 2025-02-04 12:20 | Cloned from Simplex 4100-CSG-PNP
1a659e97-2457-425b-b28e-66a8e7b561ea | NFPA 170 SPEAKER STROBE CEILING |  |  | North | Edwards |  | Speaker/Strobe |  |  |  | Module | TRUE | GCWN-S7VMA |  | 70V Speaker/Strobe white, no markings, Standard cd, amber | 1 | 0 | 0.168 |  |  |  |  | FALSE | TRUE |  |  |  |  | #FF0070C0 | FA-NFPA 170 SPEAKER STROBE CEILING | 1 | FALSE | FALSE | FALSE | 2020 | [13 empty] | FALSE |  |  | C |  |  |  |  | THOR\acont | 2024-09-08 17:27 |  | [Edwards, Kidde] [NAC] [24 VDC] EGCFR-VM (C), EGCF-VM (C), GCFR-S7VM (C), GCFR-VM (C), GCF-S2VM (C), GCF-S7VM (C), GCF-VM (C), GCHFRF-S2VMC (C), GCHFRF-S7VMC (C), GCHFRN-S2VMC (C), GCHFRN-S7VMC (C), GCHFWA-S2VMA (C), GCHFWA-S2VMC (C), GCHFWA-S7VMA (C), G [Edwards, Kidde] [AUDIO 70.7v] [70V AUDIO] G4F-S7, G4F-S7V1575, G4F-S7VM, G4HFRF-S7, G4HFRF-S7VMC, G4HFRN-S7, G4HFRN-S7VMC, G4HFWA-S7, G4HFWA-S7VMA, G4HFWA-S7VMC, G4HFWF-S7, G4HFWF-S7VMC, G4HFWN-S7, G4HFWN-S7VMA, G4HFWN-S7VMB, G4HFWN-S7VMC, G4RF-S7, G4RF [Edwards, Kidde] [NAC] [16 VDC] EGCFR-VM (C), EGCF-VM (C), GCFR-S7VM (C), GCFR-VM (C), GCF-S2VM (C), GCF-S7VM (C), GCF-VM (C), GCHFRF-S2VMC (C), GCHFRF-S7VMC (C), GCHFRN-S2VMC (C), GCHFRN-S7VMC (C), GCHFWA-S2VMA (C), GCHFWA-S2VMC (C), GCHFWA-S7VMA (C), G
a7c08d90-b9b0-46b8-9738-66ab49081c2f | NFPA 170 SMOKE DETECTOR |  |  | North | Monaco Enterprises |  | Smoke Detector |  |  |  | Module | TRUE | 723-345-00 w/B501 | + | DETECTOR,SYSTEM:IONIZATION,15-32VDC,INTELLIGENT,HEAD | 1 | 0.0007 | 0.06 |  |  |  |  | FALSE | TRUE |  |  |  |  | #FFFF0000 | FA-NFPA 170 SMOKE DETECTOR | 1 | FALSE | FALSE | FALSE | 1408 | [13 empty] | FALSE |  |  | P |  |  | DESKTOP-7SAL8M7\acont | 2020-03-03 09:21 | THOR\acont | 2024-09-08 17:27 | Cloned from Monaco Enterprises 723-353-00 w/B501 | [Monaco Enterprises] [SLC MODULES/SENSORS] 01 [*] 721-121-00 w/B200SR-LF-WH (C), 721-121-00 w/B200SR-WH (C), 721-121-00 w/B210LP (C), 721-121-00 w/B224RB-WH (C), 721-121-00 w/B501 (C), 721-124-00 w/B200SR-LF-WH (C), 721-124-00 w/B200SR-WH (C), 721-124-00 [Monaco Enterprises] [SLC MODULES SENSORS] 01 [*] 708-026-01, 708-031-00, 721-121-00 w/B200SR-LF-WH (C), 721-121-00 w/B200SR-WH (C), 721-121-00 w/B210LP (C), 721-121-00 w/B224RB-WH (C), 721-121-00 w/B501 (C), 721-124-00 w/B200SR-LF-WH (C), 721-124-00 w/B [Monaco Enterprises] [SLC SENSORS] 01 [*] 721-121-00 w/B200SR-LF-WH (C), 721-121-00 w/B200SR-WH (C), 721-121-00 w/B210LP (C), 721-121-00 w/B224RB-WH (C), 721-121-00 w/B501 (C), 721-124-00 w/B200SR-LF-WH (C), 721-124-00 w/B200SR-WH (C), 721-124-00 w/B210L [Monaco Enterprises] [SLC SENSORS] 01 [*] 721-121-00 w/B200SR-LF-WH (C), 721-121-00 w/B200SR-WH (C), 721-121-00 w/B210LP (C), 721-121-00 w/B224RB-WH (C), 721-121-00 w/B501 (C), 721-124-00 w/B200SR-LF-WH (C), 721-124-00 w/B200SR-WH (C), 721-124-00 w/B210L
ba0973c7-e185-4559-81c9-66af70d22f61 |  |  |  | North | Edwards |  | Hardware |  |  |  | Hardware | TRUE | MN-FNS4HDK1 |  | MN-FNS4 Series switch holder bracket. Used with MN-BRKT Series. | 1 | [6 empty] | FALSE | [5 empty] | #FFFFFFFF |  |  | FALSE | FALSE | FALSE | [14 empty] | FALSE | [7 empty] | THOR\acont | 2024-10-09 10:48
52df65c5-8cd1-49ca-8d83-66b2abdffd12 |  |  |  | North | Notifier |  | Hardware |  |  |  | Hardware | TRUE | RJ31X | + | Telephone Jack for UDACT Cords | 1 | [6 empty] | TRUE | [5 empty] | #FFFFFFFF |  |  | FALSE | FALSE | FALSE | [20 empty] | DESKTOP-7EIEB7A\acont | 2022-04-15 16:02 | THOR\acont | 2024-10-09 10:48
1f3cbbc5-3507-4c58-b9d0-66bc381d62b9 |  |  |  | North | MIRCOM | [5 empty] | Module | TRUE | QMT-5302NV | new | Master Network Telephone Module for FLEXNET-MNS Vertical Mount. For use in BBX-FXMNS. | 1 | [12 empty] | #FFFFFFFF |  |  | FALSE | FALSE | FALSE | [20 empty] | THOR\acont | 2024-02-24 16:13 | THOR\acont | 2024-10-09 10:48
601b0247-d1c3-419e-a69b-66c5fa009b94 | NFPA 170 SMOKE DETECTOR |  |  | North | Hochiki |  | Smoke Detector |  |  |  | Module | TRUE | ALO-V w/YBN-NSA-47 STANDARD BASE | ALN-V SMOKE SENSOR | ALO-V SMOKE SENSOR w/YBN-NSA-47 STANDARD BASE | 1 | 0.00034 | 0.0085 |  |  |  |  | TRUE | TRUE |  |  |  |  | #FFFF0000 | FA-NFPA 170 SMOKE DETECTOR | 1 | FALSE | FALSE | FALSE | 1408 | [19 empty] | XPS-17-9710\August | 2024-12-21 05:20 | XPS-17-9710\August | 2024-12-21 05:23 | Cloned from Hochiki ALN-V w/YBN-NSA-4 STANDARD BASE | [Hochiki] [SLC HOCHIKI] 03 [SLC] ALO-V w/ASBL7 LOW FREQUENCY SOUNDER BASE (C), ALO-V w/HSB-NSA-67 STANDARD BASE (C), ALO-V w/YBN-NSA-47 STANDARD BASE (C)
e0cd231e-69d5-4f42-8d89-66c6d5c2331c |  |  |  | North | Bosch | [5 empty] | Module | TRUE | LBC3491/12-US | * | horn/loudspeaker 10 W RMS-Light Gray | 1 | [12 empty] | #FFFFFFFF |  |  | FALSE | FALSE | FALSE | [20 empty] | DESKTOP-7EIEB7A\acont | 2021-08-13 06:25 | THOR\acont | 2024-10-09 10:48
fa22db5c-cbff-42e9-8891-66ccf4be7fb3 | NFPA 170 SPEAKER WALL |  |  | North | Edwards |  | Speaker |  |  |  | Module | TRUE | WGSWA | ++ | Outdoor rated speaker, wall, white, alert | 1 | [6 empty] | FALSE | FALSE |  |  |  |  | #FF0070C0 | FA-NFPA 170 SPEAKER WALL | 1 | FALSE | FALSE | FALSE | 2021 | [13 empty] | FALSE |  |  | WP |  |  | THOR\acont | 2024-04-09 09:04 | THOR\acont | 2024-09-08 17:27 | Cloned from Edwards WGSRF CLONED CLONED CLONED | [Edwards, Hochiki, Kidde] [AUDIO 70.7v] [70V AUDIO] EG4SRF, EG4SRN, EG4SVRF, EG4SVRN, EG4SVWA, EG4SVWF, EG4SVWN, EG4SWA, EG4SWF, EG4SWN, G4SRF, G4SRN, G4SVRF, G4SVRN, G4SVWA, G4SVWF, G4SVWN, G4SWA, G4SWF, G4SWN, WGSRA, WGSRF, WGSRF-FR, WGSRF-SP, WGSRN, W [Edwards, Hochiki, Kidde] [AUDIO 25v] [25V AUDIO] EG4SRF, EG4SRN, EG4SVRF, EG4SVRN, EG4SVWA, EG4SVWF, EG4SVWN, EG4SWA, EG4SWF, EG4SWN, G4SRF, G4SRN, G4SVRF, G4SVRN, G4SVWA, G4SVWF, G4SVWN, G4SWA, G4SWF, G4SWN, WGSRA, WGSRF, WGSRF-FR, WGSRF-SP, WGSRN, WGS
c158d84b-6ffb-4bc2-b77d-66cde6ae04c2 |  |  |  | North | Autocall |  | Cards & Components |  |  |  | Card | TRUE | A010-9404 Main Board | ++ | Main Board/Power Supply | 1 | 0.316 | 0.43 | 8 |  |  |  | TRUE | [5 empty] | #FFFFFFFF |  |  | FALSE | FALSE | FALSE | [14 empty] | TRUE | [5 empty] | DESKTOP-7EIEB7A\acont | 2022-10-10 10:02 | THOR\acont | 2024-10-09 10:48 | Cloned from Autocall A010-9622 Main Board |  | [Autocall] A010-9404 Main Board
66446abf-55dc-4fad-a49f-66cebdd6bae6 | NFPA 170 FIRE ALARM CONTROL UNIT | RISER FACP |  | North | Edwards |  | Fire Alarm Control Unit |  |  |  | Assembly | TRUE | iO1000G-2-SP |  | FACP, 1-4 Loop, 1000pt max, 4 Cl B NACs, gray, 230v, Spanish | 1 | [6 empty] | FALSE | [5 empty] | #FFFF0000 | FA-NFPA 170 FIRE ALARM CONTROL UNIT | 1 | FALSE | FALSE | FALSE | 202 | [8 empty] | 7,12,18 |  |  |  |  | TRUE | [7 empty] | THOR\acont | 2024-09-08 17:27
40445a82-0a1d-41da-8dc3-66d3e06da0a9 | NFPA 170 ASPIRATING SMOKE DETECTOR |  |  | North | Simplex |  | Air Sampling Detection |  |  |  | Module | TRUE | 4098-VEP-A00-1P | ++ | VESDA-E VEP, one pipe with LEDs | 5 | [6 empty] | FALSE |  |  |  | 13.8 in. x 8.9 in. x 5.3 in. (350 mm x 225 mm x 135 mm) |  | #FFFF0000 | FA-NFPA 170 ASPIRATING SMOKE DETECTOR | 1 | FALSE | FALSE | FALSE | [14 empty] | FALSE | [5 empty] | THOR\acont | 2024-03-15 07:14 | THOR\acont | 2024-09-08 17:27 | Cloned from Autocall A4098-VEP-A00-1P | [Autocall, Simplex] [IDNet] [MODULES ++] 2080-9056, 2080-9057, 2080-9067, 2080-9068, 2080-9069, 2080-9070, 4009-9201 Main Board, 4009-9401 Main Board, 4010-9901, 4090-5261, 4090-9001, 4090-9002, 4090-9005, 4090-9006, 4090-9008, 4090-9116, 4098-9019 (Cont [Autocall, Simplex, Xtralis] [IDC] [#1] 4098-VEP-A00-1P, 4098-VEP-A00-P, 4098-VEP-A10-P, 4098-VES-A00-P, 4098-VES-A10-P, A4098-VEP-A00-1P, A4098-VEP-A00-P, A4098-VEP-A10-P, A4098-VES-A00-P, A4098-VES-A10-P, VEP-A00-1P, VEP-A00-1P-NTF, VEP-A00-P, VEP-A10- [Autocall, Simplex, Xtralis] [IDC] [#5] 4098-VEP-A00-1P, 4098-VEP-A00-P, 4098-VEP-A10-P, 4098-VES-A00-P, 4098-VES-A10-P, A4098-VEP-A00-1P, A4098-VEP-A00-P, A4098-VEP-A10-P, A4098-VES-A00-P, A4098-VES-A10-P, VEP-A00-1P, VEP-A00-1P-NTF, VEP-A00-P, VEP-A10- [Autocall, Simplex, Xtralis] [IDC] [#2] 4098-VEP-A00-1P, 4098-VEP-A00-P, 4098-VEP-A10-P, 4098-VES-A00-P, 4098-VES-A10-P, A4098-VEP-A00-1P, A4098-VEP-A00-P, A4098-VEP-A10-P, A4098-VES-A00-P, A4098-VES-A10-P, VEP-A00-1P, VEP-A00-1P-NTF, VEP-A00-P, VEP-A10- [Autocall, Simplex] [RS-485] 4098-VEP-A00-1P, 4098-VEP-A00-P, 4098-VEP-A10-P, 4098-VES-A00-P, 4098-VES-A10-P, A4098-VEP-A00-1P, A4098-VEP-A00-P, A4098-VEP-A10-P, A4098-VES-A00-P, A4098-VES-A10-P [Autocall, Simplex, Xtralis] [IDC] [#3] 4098-VEP-A00-1P, 4098-VEP-A00-P, 4098-VEP-A10-P, 4098-VES-A00-P, 4098-VES-A10-P, A4098-VEP-A00-1P, A4098-VEP-A00-P, A4098-VEP-A10-P, A4098-VES-A00-P, A4098-VES-A10-P, VEP-A00-1P, VEP-A00-1P-NTF, VEP-A00-P, VEP-A10- [Autocall, Simplex] [AUX POWER] [ASPIRATOR SETTING 1, ASPIRATOR SETTING 5] 4098-VEP-A00-1P, A4098-VEP-A00-1P [Autocall, Simplex, Xtralis] [IDC] [#4] 4098-VEP-A00-1P, 4098-VEP-A00-P, 4098-VEP-A10-P, 4098-VES-A00-P, 4098-VES-A10-P, A4098-VEP-A00-1P, A4098-VEP-A00-P, A4098-VEP-A10-P, A4098-VES-A00-P, A4098-VES-A10-P, VEP-A00-1P, VEP-A00-1P-NTF, VEP-A00-P, VEP-A10-
ebf3d9f4-5642-44a0-8c61-66da3517a006 | NFPA 170 MANUAL PULL |  |  | North | Edwards |  | Manual Station |  |  |  | Module | TRUE | SIGI-271 |  | Fire Alarm Station, European Operation | 1 | 0.00025 | 0.0004 |  |  |  |  | FALSE | [5 empty] | #FFFF0000 | FA-NFPA 170 MANUAL PULL | 1 | FALSE | FALSE | FALSE | 957 | [13 empty] | FALSE | [7 empty] | THOR\acont | 2024-09-08 17:27 |  | [Edwards, Kidde] [SLC EST MODULES] 03 [*] [EST3, iO1000] 76-330002-101, 84-330002-001, FX-270, FX-278, GSA-M270, GSA-M270P, GSA-M278, SIGA-270, SIGA-278, SIGA-CT1, SIGA-CT1I, SIGA-IO, SIGA-MIO, SIGA-MM1, SIGI-271 [Edwards, Kidde] [SLC EST MODULES/SENSORS] 03 [*] [iO64] 76-330002-101, 84-330002-001, FX-270, FX-278, GSA-M270, GSA-M270P, GSA-M278, SIGA-270, SIGA-278, SIGA-CT1, SIGA-CT1I, SIGA-IO, SIGA-MIO, SIGA-MM1, SIGI-271 [Edwards, Kidde] [SLC EST MODULES] [*] [#3 TYPE ADDR ¦ MODULES] GSA-UIO2R, GSA-UIO6, GSA-UIO6R, RZI16-2, SIGA-270, SIGA-270P, SIGA-278, SIGA-AA30, SIGA-AA50, SIGA-CC1, SIGA-CC1S, SIGA-CC2, SIGA-CC2A, SIGA-CR, SIGA-CR2, SIGA-CRH, SIGA-CRR, SIGA-CT1, SIGA- [Edwards, Kidde, Monaco Enterprises] [IDC] 01 1534-1, 200-GAOF, 270A-DPO, 270A-SPO, 270-DOC, 270-DOC-B, 270-DOC-F, 270-DPO, 270-GAO, 270-GAOB, 270-GAO-DOC, 270-GAO-DOCF, 270P-DPO, 270P-SPO, 270-SPO, 270-SPOW, 270-SPOWB, 270-SPOWF, 271-KR1/SR/GS, 276A-REL [Edwards, Kidde] [SLC EST MODULES SENSORS] [*] [#1 SHARED ADDR ¦ MODULES] GSA-UIO2R, GSA-UIO6, GSA-UIO6R, RZI16-2, SIGA-270, SIGA-270P, SIGA-278, SIGA-AA30, SIGA-AA50, SIGA-CC1, SIGA-CC1S, SIGA-CC2, SIGA-CC2A, SIGA-CR, SIGA-CR2, SIGA-CRH, SIGA-CRR, SIGA-
b37cd282-79a8-43cd-89a2-66e09fb5cb0e | NFPA 170 HORN STROBE |  |  | North | Eaton Wheelock |  | Horn/Strobe |  |  |  | Module | TRUE | LLFHSR | F | NOTIFICATION, HORNSTROBE, WALL, RED, 520HZ | 1 | 0 | 0.292 |  |  |  |  | FALSE | FALSE |  |  |  |  | #FF0070C0 | FA-NFPA 170 HORN STROBE | 1 | FALSE | FALSE | FALSE | 2012 | [13 empty] | FALSE | [7 empty] | THOR\acont | 2024-09-08 17:27 |  | [Eaton Wheelock] [NAC] LLFHSR
f9788a24-71d7-462e-92af-66ef38219180 | NFPA 170 BELL |  |  | North | System Sensor |  | Bell |  |  |  | Module | TRUE | SSM24-6 |  | Alarm Bell 6" 24VDC, red | 1 | 0 | 0.0535 |  |  |  |  | FALSE | FALSE |  |  |  |  | #FFFF0000 | FA-NFPA 170 BELL | 1 | FALSE | FALSE | FALSE | 2000 | [13 empty] | FALSE | [7 empty] | THOR\acont | 2024-09-08 17:27 |  | [Hochiki, Monaco Enterprises, System Sensor] [NAC] 581-473-00, B6-24, SSM24-10, SSM24-6, SSM24-8
1e3d0b68-7a4e-40c7-ad43-66f095a3acc5 |  |  |  | North | Kidde |  | Cards & Components |  |  |  | Card | TRUE | VS1-G-2-PG Mainboard |  | Mainboard for VS1-G-2-PG assembly | 1 | 0.21 | 0.329 |  |  |  |  | TRUE | [5 empty] | #FFFFFFFF |  |  | FALSE | FALSE | FALSE | [14 empty] | FALSE | [7 empty] | THOR\acont | 2024-10-09 10:48 |  | [Edwards, Kidde, Macurco] [IDC] [#1 ALARM] 2IDC, 76-600000-001 Main Board, 76-800xxx-xxx Main Board, 77-600000-901 Main Board, 84-732001-901 Main Board, DVP-120 Mainboard, EST1-2Z Mainboard, FSP1004G Mainboard, FSP1004G-2 Mainboard, FSP1004GD Mainboard, [Edwards, Kidde] [VAC ] 2IDC, 76-600000-001 Main Board, 76-800xxx-xxx Main Board, 77-600000-901 Main Board, 84-732001-901 Main Board, APS10A Mainboard, APS6A Mainboard, BPS10A Mainboard, BPS10A/230 Mainboard, BPS6A Mainboard, BPS6A/230 Mainboard, EST1-2Z [Edwards, Kidde, Macurco] [IDC] [#2 TROUBLE] 2IDC, 76-600000-001 Main Board, 76-800xxx-xxx Main Board, 77-600000-901 Main Board, 84-732001-901 Main Board, DVP-120 Mainboard, EST1-2Z Mainboard, FSP1004G Mainboard, FSP1004G-2 Mainboard, FSP1004GD Mainboard [Edwards, Kidde, Macurco] [IDC] [#3 SUPERVISORY] 2IDC, 76-600000-001 Main Board, 76-800xxx-xxx Main Board, 77-600000-901 Main Board, 84-732001-901 Main Board, DVP-120 Mainboard, EST1-2Z Mainboard, FSP1004G Mainboard, FSP1004G-2 Mainboard, FSP1004GD Mainb | [Kidde] VS1-G-2-PG Mainboard [Edwards, Kidde] FX-1000 Mainboard, FX-1000D Mainboard, FX-64RD Mainboard, iO1000G Mainboard, iO1000G-2 Mainboard, iO1000G-2-PG Mainboard, iO1000G-2-SP Mainboard, iO1000GC Mainboard, iO1000GD Mainboard, iO1000G-F Mainboard, iO1000G-PG Mainboard, iO1000G-S [Edwards, Kidde] FX-1000 Mainboard, FX-1000D Mainboard, FX-64RD Mainboard, iO1000G Mainboard, iO1000G-2 Mainboard, iO1000G-2-PG Mainboard, iO1000G-2-SP Mainboard, iO1000GC Mainboard, iO1000GD Mainboard, iO1000G-F Mainboard, iO1000G-PG Mainboard, iO1000G-S [Edwards, Kidde] FX-64R Mainboard, FX-64RD Mainboard, iO64G Mainboard, iO64G-2 Mainboard, iO64G-2-PG Mainboard, iO64G-2-SP Mainboard, iO64GD Mainboard, iO64GL Mainboard, iO64GL-F Mainboard, iO64G-PG Mainboard, iO64G-SP Mainboard, iO64R Mainboard, iO64R-2 [Edwards, Kidde] FX-64R Mainboard, FX-64RD Mainboard, iO64G Mainboard, iO64G-2 Mainboard, iO64G-2-PG Mainboard, iO64G-2-SP Mainboard, iO64GD Mainboard, iO64GL Mainboard, iO64GL-F Mainboard, iO64G-PG Mainboard, iO64G-SP Mainboard, iO64R Mainboard, iO64R-2 [Edwards, Kidde] FX-64R Mainboard, FX-64RD Mainboard, iO64G Mainboard, iO64G-2 Mainboard, iO64G-2-PG Mainboard, iO64G-2-SP Mainboard, iO64GD Mainboard, iO64GL Mainboard, iO64GL-F Mainboard, iO64G-PG Mainboard, iO64G-SP Mainboard, iO64R Mainboard, iO64R-2
000571f9-8db7-4a3a-aa0e-66f44c37ca8a |  |  |  | North | Edwards |  | Hardware |  |  |  | Hardware | TRUE | PT-1P-220 |  | System Printer, 220Vac, 50-60 Hz. | 1 | [6 empty] | FALSE | [5 empty] | #FFFFFFFF |  |  | FALSE | FALSE | FALSE | [14 empty] | FALSE | [7 empty] | THOR\acont | 2024-10-09 10:48
31e665b4-2167-4573-9971-66f6f998472e | NFPA 170 HORN STROBE |  |  | North | Eaton Wheelock |  | Horn/Strobe |  |  |  | Module | TRUE | EL3RSPSTA-NW | ++ | Outdoor speaker/strobe, amber, white, none | 1 | [6 empty] | TRUE | [5 empty] | #FF0070C0 | FA-NFPA 170 HORN STROBE | 1 | FALSE | FALSE | FALSE | 2020 | [16 empty] | WP |  |  | THOR\acont | 2025-01-28 12:39 | THOR\acont | 2025-01-28 12:43 | Cloned from Eaton Wheelock EL3RSPST-FR | [Eaton Wheelock] [AUDIO 70.7v] [70V AUDIO] EL3RSPK-NR, EL3RSPK-NW, EL3RSPSTA-ALW, EL3RSPSTA-NW, EL3RSPST-FR, EL3RSPST-FW, EL4XSPK-NR, EL4XSPK-NW, EL4XSPSTA-ALW, EL4XSPSTA-NW, EL4XSPST-FR, EL4XSPST-FW [Eaton Wheelock] [AUDIO 25v] [25V AUDIO] EL3RSPK-NR, EL3RSPK-NW, EL3RSPSTA-ALW, EL3RSPSTA-NW, EL3RSPST-FR, EL3RSPST-FW, EL4XSPK-NR, EL4XSPK-NW, EL4XSPSTA-ALW, EL4XSPSTA-NW, EL4XSPST-FR, EL4XSPST-FW [Eaton Wheelock] [NAC] [16-33 VFWR] EL3RSPSTA-ALW, EL3RSPSTA-NW, EL4XSPSTA-ALW, EL4XSPSTA-NW
22484177-5fb2-4a79-9365-66fe2fad8011 |  |  |  | North | Bosch | [5 empty] | Module | TRUE | NUC-51051-F2 | * | 5 MP IP MICRODOME EDN 25MM | 1 | [12 empty] | #FFFFFFFF |  |  | FALSE | FALSE | FALSE | [20 empty] | DESKTOP-7EIEB7A\acont | 2021-08-13 06:25 | THOR\acont | 2024-10-09 10:48
70a22fc7-4ddb-43c4-afa1-670098589a5b | NFPA 170 HORN |  |  | North | Siemens |  | Horn |  |  |  | Module | TRUE | SL2HWW-N | S54329-F86-A1++ | Horn, Wall, White, Fire | 1 | [12 empty] | #FF0070C0 | FA-NFPA 170 HORN | 1 | FALSE | FALSE | FALSE | 2010 | [19 empty] | DESKTOP-7EIEB7A\acont | 2023-08-02 11:29 | THOR\acont | 2024-09-08 17:27 | Cloned from Siemens SL2MTWW-F | [Siemens] [NAC] [24 VDC, HORN HIGH] SL2HCR-N (C), SL2HCW-N (C), SL2HWR-N, SL2HWW-N
cdc84ffe-7ae3-4cfb-95d5-6700b8299fa7 |  |  |  | North | Notifier |  | Hardware |  |  |  | Hardware | TRUE | BAT-1250-BP |  | 10-unit bulk pack of BAT-1250 (12 V 5 AH) | 1 | [6 empty] | FALSE | [5 empty] | #FFFFFFFF |  |  | FALSE | FALSE | FALSE | [14 empty] | FALSE | [5 empty] | DESKTOP-7SAL8M7\acont | 2020-07-07 09:46 | THOR\acont | 2024-10-09 10:48 | Cloned from Notifier BAT-12260-BP CLONED
14fac32b-58b0-40f7-aa54-670224f84da3 |  |  |  | North | Potter | [5 empty] | Module | TRUE | LCD-AN |  | LCD Annunciator for PFC-8500 | 1 | [6 empty] | FALSE | [5 empty] | #FFFFFFFF |  |  | FALSE | FALSE | FALSE | [14 empty] | FALSE | [7 empty] | THOR\acont | 2024-10-09 10:48
e75a344b-2bfa-4de7-84a0-670b49b40c1f | NFPA 170 SPEAKER STROBE |  |  | North | Monaco Enterprises |  | Speaker/Strobe |  |  |  | Module | TRUE | 580-111-00 | ++ | Speaker Strobe, White, Type I, Wall-mount, Indoor, 12V or 24V, Red ALERT lettering, clear lens | 1 | 0 | 0.063 |  |  |  |  | FALSE | [5 empty] | #FF0070C0 | FA-NFPA 170 SPEAKER STROBE | 1 | FALSE | FALSE | FALSE | 2019 | [13 empty] | FALSE | [5 empty] | DESKTOP-7SAL8M7\acont | 2020-03-02 16:40 | THOR\acont | 2024-09-08 17:27 | Cloned from System Sensor SPSWL-CLR-ALERT | [Monaco Enterprises] [AUDIO 25v] [25V AUDIO] 580-111-00 [Monaco Enterprises] [NAC] [VDC] 580-111-00 [Monaco Enterprises] [AUDIO 70.7v] [70V AUDIO] 580-111-00
a9f2da19-91f1-4411-a3ee-670c3a9d44c5 | CADGEN PROXIMITY READER |  |  | North | ProdataKey, Inc. | Security/Access Control | Prox Reader |  |  |  | Module | TRUE | RDRG |  | Single Gang Reader | 1 | 0.03 | 0.03 |  |  |  |  | TRUE | [5 empty] | #FFFF0000 | FA-CADGEN PROXIMITY READER | 1 | FALSE | FALSE | FALSE | [20 empty] | DESKTOP-7EIEB7A\acont | 2022-02-12 08:34 | THOR\acont | 2024-09-08 17:27 | Cloned from ProdataKey, Inc. RDRM | [ProdataKey, Inc.] [CARD READER INPUT] [*] RDRG, RDRM
4e868bc4-4d65-4216-a74b-671381139b07 |  |  |  | North | Stanley Security Solutions |  | Cards & Components |  |  |  | Card | TRUE | VIP-50 Main Board |  | PANEL COMPONENT, INTELLIGENT 50 WATT AMPLIFIER | 1 | 0.35 | 1.2 |  |  |  |  | TRUE | [5 empty] | #FFFFFFFF |  |  | FALSE | FALSE | FALSE | [14 empty] | FALSE | [5 empty] | THOR\acont | 2024-04-05 15:12 | THOR\acont | 2024-10-09 10:48 | Cloned from Silent Knight EVS-50W MAIN BOARD | [Silent Knight, Stanley Security Solutions] [SBUS] [SBUS ++] 5496 Main Board, 5895XL Main Board, EVS-100W MAIN BOARD, EVS-125W MAIN BOARD, EVS-50W MAIN BOARD, EVS-INT50W, VIP-50 Main Board [Silent Knight, Stanley Security Solutions] [VBUS] EVS-100W MAIN BOARD, EVS-125W MAIN BOARD, EVS-50W MAIN BOARD, EVS-INT50W, EVS-LOC, EVS-RCU, VIP-50 Main Board [Farenhyt, Silent Knight, Stanley Security Solutions] [VAC ] 5104B Main Board, 5204 Main Board, 5207 Main Board, 5208 Main Board, 5495 Main Board, 5496 Main Board, 5499 Main Board, 5600 Main Board, 5700 Main Board, 5808 Main Board, 5820XL Main Board, 588 | [Farenhyt, Silent Knight, Stanley Security Solutions] EVS-125W MAIN BOARD, EVS-50W MAIN BOARD, EVS-CE4, VIP-50, VIP-50 Main Board, VIP-CE4
d92a4a8c-772d-48bb-8063-6714b5a5566b | NFPA 170 HORN STROBE |  |  | North | Gentex |  | Horn/Strobe |  |  |  | Module | TRUE | WGEC24-75WWLP |  | 24 Volt Low Profile Evacuation Outdoor Horn/Strobe, Weather Proof, Wall, White, Low Profile | 1 | 0 | 0.198 |  |  |  |  | FALSE | [5 empty] | #FF0070C0 | FA-NFPA 170 HORN STROBE | 1 | FALSE | FALSE | FALSE | 2012 | [13 empty] | FALSE | [7 empty] | THOR\acont | 2024-09-08 17:27 |  | [Bosch, Gentex, Hochiki, VES] [NAC] [UL MAX] VF4007-X0, WGEC24-75PWR, WGEC24-75PWRLP, WGEC24-75PWW, WGEC24-75PWWLP, WGEC24-75WR, WGEC24-75WRLP, WGEC24-75WW, WGEC24-75WWLP, WHEC24-75WR, WHEC24-75WW
63b38a78-6e41-430e-acde-6717e7b9dec2 |  |  |  | North | Edwards |  | Cards & Components |  |  |  | Card | TRUE | APS6A Mainboard |  | Mainboard for APS6A assembly | 1 | 0.07 | 0.27 |  |  |  |  | TRUE | [5 empty] | #FFFFFFFF |  |  | FALSE | FALSE | FALSE | [14 empty] | FALSE | [7 empty] | THOR\acont | 2024-10-09 10:48 |  | [Altronix, Edwards, Harrington, Kidde] [NAC Trigger] AL1002ULADA Main Board, AL1002ULADA Main Board, APS10A Mainboard, APS6A Mainboard, BPS10A Mainboard, BPS10A/230 Mainboard, BPS6A Mainboard, BPS6A/230 Mainboard, MIRBPS10A Mainboard, MIRBPS10A/230 Mainb [Edwards, Kidde] [VAC ] 2IDC, 76-600000-001 Main Board, 76-800xxx-xxx Main Board, 77-600000-901 Main Board, 84-732001-901 Main Board, APS10A Mainboard, APS6A Mainboard, BPS10A Mainboard, BPS10A/230 Mainboard, BPS6A Mainboard, BPS6A/230 Mainboard, EST1-2Z | [Edwards, Kidde] APS10A Mainboard, APS6A Mainboard, BPS10A Mainboard, BPS10A/230 Mainboard, BPS6A Mainboard, BPS6A/230 Mainboard, MIRBPS10A Mainboard, MIRBPS10A/230 Mainboard, MIRBPS6A Mainboard, MIRBPS6A/230 Mainboard
22998dee-ae62-4542-ac06-6723179a8e99 | NFPA 170 SPEAKER STROBE |  |  | North | Edwards |  | Speaker/Strobe |  |  |  | Module | TRUE | G4-S7VM |  | 70V Speaker/Strobe, White, running man, 15, 30, 75, 110 cd | 1 | 0 | 0.294 |  |  |  |  | FALSE | [5 empty] | #FF0070C0 | FA-NFPA 170 SPEAKER STROBE | 1 | FALSE | FALSE | FALSE | 2019 | [13 empty] | FALSE | [7 empty] | THOR\acont | 2024-09-08 17:27 |  | [Edwards, Kidde] [NAC] [16 VDC] G4ERA-A, G4ERA-B, G4ERA-G, G4ERA-R, G4ERF-C, G4ERN-A, G4ERN-B, G4ERN-C, G4ERN-G, G4ERN-R, G4EWA-A, G4EWA-B, G4EWA-G, G4EWA-R, G4EWF-C, G4EWN-A, G4EWN-B, G4EWN-C, G4EWN-G, G4EWN-R, G4F-S2V1575, G4F-S2VM, G4F-S7V1575, G4F-S7 [Edwards, Kidde] [NAC] [24 VDC] G4ERA-A, G4ERA-B, G4ERA-G, G4ERA-R, G4ERF-C, G4ERN-A, G4ERN-B, G4ERN-C, G4ERN-G, G4ERN-R, G4EWA-A, G4EWA-B, G4EWA-G, G4EWA-R, G4EWF-C, G4EWN-A, G4EWN-B, G4EWN-C, G4EWN-G, G4EWN-R, G4F-S2V1575, G4F-S2VM, G4F-S7V1575, G4F-S7 [Edwards, Kidde] [AUDIO 70.7v] [70V AUDIO] G4F-S7, G4F-S7V1575, G4F-S7VM, G4HFRF-S7, G4HFRF-S7VMC, G4HFRN-S7, G4HFRN-S7VMC, G4HFWA-S7, G4HFWA-S7VMA, G4HFWA-S7VMC, G4HFWF-S7, G4HFWF-S7VMC, G4HFWN-S7, G4HFWN-S7VMA, G4HFWN-S7VMB, G4HFWN-S7VMC, G4RF-S7, G4RF
e510a030-1b86-49c0-9719-67262c93e209 |  |  |  | North | Silent Knight |  | Cards & Components |  |  |  | Card | TRUE | SK-FSL | ++ | Fiber Module, single-mode | 1 | 0.079 | 0.079 |  |  |  |  | TRUE | [5 empty] | #FFFFFFFF |  |  | FALSE | FALSE | FALSE | [14 empty] | FALSE | [5 empty] | DESKTOP-7SAL8M7\acont | 2020-09-14 11:24 | THOR\acont | 2024-10-09 10:48 | Cloned from Silent Knight SK-FML | [Silent Knight] [Fiber Optic] [NETWORK ++] SK-FML, SK-FSL | [Silent Knight] SK-FML, SK-FSL
094e97fc-0780-4833-9746-672deca7ca41 | NFPA 170 HEAT DETECTOR |  |  | North | Edwards |  | Heat Detector |  |  |  | Module | TRUE | SIGA-HRS w/SIGA-IB BASE | ++ | Heat Detector, 15F ROR, 135F Fixed Temperature | 1 | 4.5e-05 | 4.5e-05 |  |  |  |  | FALSE | [5 empty] | #FFFF0000 | FA-NFPA 170 HEAT DETECTOR | 1 | FALSE | FALSE | FALSE | 1403 | [13 empty] | FALSE | [7 empty] | THOR\acont | 2024-10-08 16:33 | 20191121 AC Detector with base | [Edwards, Kidde] [SLC EST SENSORS] [*] [#4 TYPE ADDR ¦ SENSORS] KI-DDOS (C), SIGA2-COS w/SIGA-AB4G BASE, SIGA2-COS w/SIGA-AB4G-LF BASE, SIGA2-COS w/SIGA-AB4GT BASE, SIGA2-COS w/SIGA-IB BASE, SIGA2-COS w/SIGA-RB BASE, SIGA2-COS w/SIGA-SB BASE, SIGA2-HCOS [Edwards, Kidde] [SLC EST MODULES SENSORS] [*] [#2 SHARED ADDR ¦ SENSORS] KI-DDOS (C), SIGA2-COS w/SIGA-AB4G BASE, SIGA2-COS w/SIGA-AB4G-LF BASE, SIGA2-COS w/SIGA-AB4GT BASE, SIGA2-COS w/SIGA-IB BASE, SIGA2-COS w/SIGA-RB BASE, SIGA2-COS w/SIGA-SB BASE, S [Edwards, Kidde] [SLC EST SENSORS] 01 [*] [EST3, iO1000] DS-HFS (C), DS-PS (C), FX-HD w/IB4U BASE, FX-HD w/RB4U BASE, FX-HD w/SB4U BASE, FX-HD w/SB4U-LF BASE, FX-HD wB4U BASE, FX-PD w/B4U BASE (C), FX-PD w/IB4U BASE (C), FX-PD w/SB4U BASE (C), FX-PD w/SB [Edwards, Kidde] [SLC EST MODULES/SENSORS] 01 [*] [iO64] DS-HFS (C), DS-PS (C), FX-HD w/IB4U BASE, FX-HD w/RB4U BASE, FX-HD w/SB4U BASE, FX-HD w/SB4U-LF BASE, FX-HD wB4U BASE, FX-PD w/B4U BASE (C), FX-PD w/IB4U BASE (C), FX-PD w/SB4U BASE (C), FX-PD w/SB
2ae4bf50-ad1b-4b31-bd76-672e1793617c | CADGEN PROXIMITY READER |  |  | North | Hirsch Electronics | Security/Access Control | Prox Reader |  |  |  | Module | TRUE | 8356ABT | ++ | TS ScramblePad SC HF Card Reader | 1 | 0.27 | 0.3 |  |  | 12 |  | FALSE |  | MB2, MB5, MB5-S, MB8, MB9, UMK |  | Face: 5.75 in (14.6 cm) H x 4.5 in (11.4 cm) W x .625 in (1.6 cm) D Body: 4.5 in (11.4 cm) H x 3.5 in (8.9 cm) W x 1.75 in (4.4 cm) D |  | #FFFF0000 | FA-CADGEN PROXIMITY READER | 1 | FALSE | FALSE | FALSE | 5000 | [13 empty] | FALSE | [5 empty] | DESKTOP-QGO6JOK\acont | 2023-12-28 07:42 | THOR\acont | 2024-09-08 17:27 | Cloned from Hirsch 8352ABT CLONED | [Bosch, Hirsch Electronics] [CARD READER INPUT] [*] [ALL DEVICES ++] 8330ABT, 8332AB, 8336AB, 8350ABT, 8352ABT, 8356ABT, ARD–AYK12, ARD–SER10–WI, ARD–SER40–WI, ARD–SER90–WI, ARD–SERK40–WI
aefb254f-ed4c-4ddb-9456-673a36ba06ff |  |  |  | North | Notifier |  | Hardware |  |  |  | Hardware | TRUE | BAT-12400 | + | (1) 12V 40 AH BATTERY | 1 | [6 empty] | FALSE | [5 empty] | #FFFFFFFF |  |  | FALSE | FALSE | FALSE | [14 empty] | FALSE | [5 empty] | DESKTOP-7EIEB7A\acont | 2021-04-06 17:06 | THOR\acont | 2024-10-09 10:48 | Cloned from Power Sonic PS-12400
463e4681-98c0-46d4-82c5-67404b6f8ad4 | NFPA 170 MANUAL PULL |  |  | North | Siemens |  | Manual Station |  |  |  | Module | TRUE | MSM-K-15 | 500-698222 | MSM-K-15 - METAL MANUAL STATION / CAT 15 KEYLOCK | 1 | [12 empty] | #FFFF0000 | FA-NFPA 170 MANUAL PULL | 1 | FALSE | FALSE | FALSE | [20 empty] | DESKTOP-7SAL8M7\acont | 2019-08-13 09:04 | THOR\acont | 2024-09-08 17:27 |  | [Siemens] [IDC] 01 AW-1, CPYEC-2-24, CPY-MRS, CPY-MTS, MH-501, MSM-EXP, MSM-GR, MSM-INST, MSM-K, MSM-K-15, MSM-KD, MSM-KD-30, MSM-KD-WP, MSM-K-WP, SXL-EX Main Board, SZE-4X, XMH-501
f202a280-88ab-4587-871f-6742cb9d9078 | NFPA 170 FIRE ALARM CONTROL UNIT | RISER FACP |  | North | Monaco Enterprises |  | Fire Alarm Control Unit |  |  |  | Assembly | TRUE | 227-969-xx |  | MAAP-X point reporting, addressable, fire alarm control, mass notification, voice evacuation panel, integrated radio transceiver—single comm: One AAC II backplane for ADCs/SOCs One ADC supporting 198 addressable devices One SOC, 25 VAC RMS, 32W audio output NEMA 3R surface-mount red enclosure24" H x 24" W x 8" D Two 12V/18 Ah batteries | 1 | [12 empty] | #FFFF0000 | FA-NFPA 170 FIRE ALARM CONTROL UNIT | 1 | FALSE | FALSE | FALSE | 202 | [8 empty] | 18 |  |  |  |  | TRUE | [5 empty] | AULAPTOP-PC\Aulaptop | 2019-04-20 03:50 | THOR\acont | 2024-09-08 17:27
bd4b4fca-b9a8-49ca-a177-6743b90b0d57 | NFPA 170 HEAT DETECTOR |  |  | North | Gamewell FCI |  | Heat Detector |  |  |  | Module | TRUE | ATD-L3R w/B501-WHITE | + | Thermal heat detector, 135°F rate of rise, bright white, Velociti w/ 4” Flangeless mounting base, bright white | 1 | 0.0002 | 0.0045 |  |  |  |  | FALSE | TRUE | FLUSH |  | 4" SQ. DEEP | 3 "O" PLASTER RING | #FFFF0000 | FA-NFPA 170 HEAT DETECTOR | 1 | FALSE | FALSE | FALSE | 1403 | [13 empty] | FALSE |  |  | 135°, 4" |  |  | DESKTOP-7SAL8M7\acont | 2019-05-06 10:45 | THOR\acont | 2024-09-08 17:27 | 20191121 AC Detector with base | [Gamewell FCI] [SLC MODULES SENSORS] [*] [#2 SHARED ADDR ¦ SENSORS] ADPF (C), ASD-PL2F w/B200S-LF-WH (C), ASD-PL2F w/B210LP (C), ASD-PL2FR (C), ASD-PL3 w/B200S-LF-WH (C), ASD-PL3 w/B200SR-LF-WH (C), ASD-PL3 w/B200SR-WH (C), ASD-PL3 w/B224BI-WH (C), ASD-P [Gamewell FCI] [SLC SENSORS] [*] [#4 TYPE ADDR ¦ SENSORS] ADPF (C), ASD-PL2F w/B200S-LF-WH (C), ASD-PL2F w/B210LP (C), ASD-PL2FR (C), ASD-PL3 w/B200S-LF-WH (C), ASD-PL3 w/B200SR-LF-WH (C), ASD-PL3 w/B200SR-WH (C), ASD-PL3 w/B224BI-WH (C), ASD-PL3 w/B224R
076d6084-37e5-4d17-a377-674484dd1466 | NFPA 170 SMOKE CO DETECTOR |  |  | North | Edwards |  | Smoke/CO Detector |  |  |  | Module | TRUE | SIGA-OSCD w/SIGA-IB BASE | ++ | Multisensor Smoke and CO Detector | 1 | 3.2e-05 | 4.5e-05 |  |  |  |  | FALSE | TRUE |  |  |  |  | #FFFF0000 | FA-NFPA 170 SMOKE CO DETECTOR | 1 | FALSE | FALSE | FALSE | 1410 | [13 empty] | FALSE | [5 empty] | HOMEAUGUSTXPS-1\aucon | 2021-01-17 11:59 | THOR\acont | 2024-10-08 16:47 | Cloned from Edwards SIGA2-PHCOS w/SIGA-IB BASE | [Edwards, Kidde] [SLC EST SENSORS] 01 [*] [EST3, iO1000] DS-HFS (C), DS-PS (C), FX-HD w/IB4U BASE, FX-HD w/RB4U BASE, FX-HD w/SB4U BASE, FX-HD w/SB4U-LF BASE, FX-HD wB4U BASE, FX-PD w/B4U BASE (C), FX-PD w/IB4U BASE (C), FX-PD w/SB4U BASE (C), FX-PD w/SB [Edwards, Kidde] [SLC EST SENSORS] [*] [#4 TYPE ADDR ¦ SENSORS] KI-DDOS (C), SIGA2-COS w/SIGA-AB4G BASE, SIGA2-COS w/SIGA-AB4G-LF BASE, SIGA2-COS w/SIGA-AB4GT BASE, SIGA2-COS w/SIGA-IB BASE, SIGA2-COS w/SIGA-RB BASE, SIGA2-COS w/SIGA-SB BASE, SIGA2-HCOS [Edwards, Kidde] [SLC EST MODULES/SENSORS] 01 [*] [iO64] DS-HFS (C), DS-PS (C), FX-HD w/IB4U BASE, FX-HD w/RB4U BASE, FX-HD w/SB4U BASE, FX-HD w/SB4U-LF BASE, FX-HD wB4U BASE, FX-PD w/B4U BASE (C), FX-PD w/IB4U BASE (C), FX-PD w/SB4U BASE (C), FX-PD w/SB [Edwards, Kidde] [SLC EST MODULES SENSORS] [*] [#2 SHARED ADDR ¦ SENSORS] KI-DDOS (C), SIGA2-COS w/SIGA-AB4G BASE, SIGA2-COS w/SIGA-AB4G-LF BASE, SIGA2-COS w/SIGA-AB4GT BASE, SIGA2-COS w/SIGA-IB BASE, SIGA2-COS w/SIGA-RB BASE, SIGA2-COS w/SIGA-SB BASE, S
5441a115-5266-41fa-8821-674505a2dc24 | NFPA 170 FLOW DETECTOR |  |  | North | Potter |  | Flow Detector |  |  |  | Module | TRUE | VSG | + | Waterflow Alarm Switch for Low Flow | 1 | [6 empty] | FALSE | [5 empty] | #FFFF0000 | FA-NFPA 170 FLOW DETECTOR | 1 | FALSE | FALSE | FALSE |  |  |  | 7770-0328:0001 | [10 empty] | FALSE | [7 empty] | THOR\acont | 2024-09-08 17:27 |  | [Potter] [IDC] 01 OSYSU Series, OSYSU-CRH, OSYSU-EX, OSYSU-EX-O, PCVS Series, PCVS-CRH, PIVS-U-EX, PIVSU-EX-O, PS10 Series, PS10-EX, PS15, PS25, PS40 Series, PS40-EX, RBVS, VSG, VSR Series, VSR-10, VSR-AT, VSR-C, VSR-CF, VSR-FE-2, VSR-FEX Series, VSR-S S [Farenhyt, Generic, N/A, Notifier, Potter, Silent Knight] [AUX POWER] [BELL POWER ++] FURNISHED BY OTHERS, PS10 Series, PS10-EX, VSG, VSR Series, VSR-10, VSR-AT, VSR-C, VSR-CF, VSR-FE-2, VSR-FEX Series, VSR-S Series, VSR-SF, VSR-SFG, VSR-SFT, VSR-SG, VSR
3c62d46c-b93c-4408-936c-674515b91ed2 | NFPA 170 MANUAL PULL |  |  | North | MIRCOM |  | Manual Station |  |  |  | Module | TRUE | MPS-802MP | ++ | Estación Manual de doble acción, direccionable, protocolo MP de dos etapas, con listado ULC | 1 | 0.002 | 0.0033 |  |  | 30 | 15 | FALSE |  |  |  | 5 ½” H x 4 1/8” W x 1 3/8” D |  | #FFFF0000 | FA-NFPA 170 MANUAL PULL | 1 | FALSE | FALSE | FALSE | 957 | [13 empty] | FALSE | [5 empty] | THOR\acont | 2024-08-12 14:32 | THOR\acont | 2024-09-08 17:27 | Cloned from MIRCOM MPS-802MP | [MIRCOM] [SLC MODULES SENSORS] [*] [#1 SHARED ADDR ¦ MODULES] CR-6, CZ-6, IM-10, MIX-100P, MIX-100R, MIX-100S, MIX-100X, MIX-101P, MIX-4040, MIX-4040M, MIX-4041, MIX-4045, MIX-4045-M, MIX-4046, MIX-M500DM, MIX-M500DMAP, MIX-M500FP, MIX-M500M, MIX-M500MAP
4edc077d-5be8-4032-b64b-674e2a0a00ea | NFPA 170 SPEAKER CEILING |  |  | North | MIRCOM |  | Speaker |  |  |  | Module | TRUE | SPP-104-25 | ++ | Ceiling mounted speaker 25V White | 1 | [6 empty] | FALSE | TRUE |  |  |  |  | #FF0070C0 | FA-NFPA 170 SPEAKER CEILING | 1 | FALSE | FALSE | FALSE | 2019 | [13 empty] | FALSE |  |  | C |  |  | DESKTOP-7EIEB7A\acont | 2022-08-30 11:53 | THOR\acont | 2024-09-08 17:27 | Cloned from System Sensor SPCRL | [MIRCOM] [AUDIO 25v] [25V AUDIO] SPP-104-25 (C), SPP-104-25R (C), SPPS-104-25 (C), SPPS-104-25H (C), SPPS-104-25HR (C), SPPS-104-25R (C)
396fb87d-73da-4412-a459-674ea629a3b7 | NFPA 170 SPEAKER CEILING |  |  | North | Kidde |  | Speaker |  |  |  | Module | TRUE | EGCSRF |  | Speaker, Ceiling, Red, FIRE | 1 | [6 empty] | FALSE | TRUE |  |  |  |  | #FF0070C0 | FA-NFPA 170 SPEAKER CEILING | 1 | FALSE | FALSE | FALSE | 2019 | [13 empty] | FALSE |  |  | C |  |  | DESKTOP-7EIEB7A\acont | 2021-05-24 09:24 | THOR\acont | 2024-09-08 17:27 | Cloned from Edwards GCSRF | [Edwards, Kidde] [AUDIO 70.7v] [70V AUDIO] EGCSRF (C), EGCSRN (C), EGCSVHRF (C), EGCSVHRF-FR (C), EGCSVHRF-SP (C), EGCSVHRN (C), EGCSVHWA (C), EGCSVHWF (C), EGCSVHWF-FR (C), EGCSVHWF-SP (C), EGCSVHWN (C), EGCSVRF (C), EGCSVRN (C), EGCSVWA (C), E [Edwards, Kidde] [AUDIO 25v] [25V AUDIO] EGCSRF (C), EGCSRN (C), EGCSVHRF (C), EGCSVHRF-FR (C), EGCSVHRF-SP (C), EGCSVHRN (C), EGCSVHWA (C), EGCSVHWF (C), EGCSVHWF-FR (C), EGCSVHWF-SP (C), EGCSVHWN (C), EGCSVRF (C), EGCSVRN (C), EGCSVWA (C), EGC
2099c591-f2e6-415f-834d-674f50457ffd | NFPA 170 ADDRESSABLE OUTPUT MODULE |  |  | North | Bosch |  | Addressable Control/Relay |  |  |  | Module | TRUE | FLM-325-2R4-8A | ++ | Dual relay module, 8A | 1 | 0.00072 | 0.01 |  |  | 24 |  | FALSE | FALSE |  |  |  |  | #FFFF0000 | FA-NFPA 170 ADDRESSABLE OUTPUT MODULE | 1 | FALSE | FALSE | FALSE | 1100 | [13 empty] | FALSE |  |  | RM |  |  | DESKTOP-7EIEB7A\acont | 2021-06-09 11:11 | THOR\acont | 2024-09-08 17:27 | Cloned from Bosch FLM-325-2R4-2A | [Bosch] [SLC MODULES SENSORS] [#03 MODULES ++] FLM-325-2I4, FLM-325-2R4-2A, FLM-325-2R4-2AI, FLM-325-2R4-8A, FLM-325-2R4-8AI [Bosch] [SLC BOSCH MODULES SENSORS] [*] [#02 MODULES ++] FLM-325-2I4, FLM-325-2R4-2A, FLM-325-2R4-2AI, FLM-325-2R4-8A, FLM-325-2R4-8AI, FLM-325A, FLM-325-CZM4, FLM-325-I4-A, FLM-325-I4-AI, FLM-325-IM, FLM-325-NA4, FLM-325-NAI4, FMM-325A, FMM-325A-D, FMM- [Bosch] [AUX POWER] [OPTIONAL RELAY INPUT ++] B308, D130, D133, D134, D8129, FLM-325-2R4-2A, FLM-325-2R4-2AI, FLM-325-2R4-8A, FLM-325-2R4-8AI | [Bosch] FLM-325-2R4-2A, FLM-325-2R4-2AI, FLM-325-2R4-8A, FLM-325-2R4-8AI
6f38d52c-4fb9-48db-bf47-67501f13f48f | NFPA 170 HEAT DETECTOR |  |  | North | Notifier |  | Heat Detector |  |  |  | Module | TRUE | FST-951-IV w/B224RB-IV | ++ | Low-profile 135°F fixed thermal sensor. Ivory. FlashS-can and CLIP mode. Relay Base | 1 | 0.0002 | 0.0045 |  |  |  |  | FALSE | TRUE | FLUSH |  | 4" SQ. DEEP | 3 "O" PLASTER RING | #FFFF0000 | FA-NFPA 170 HEAT DETECTOR | 1 | FALSE | FALSE | FALSE | 1403 |  |  | 7272-0028:0206 | [10 empty] | FALSE | [5 empty] | DESKTOP-7EIEB7A\acont | 2021-05-14 10:47 | THOR\acont | 2024-09-08 17:27 | Cloned from Notifier FST-951-IV w/B501-IV | [Honeywell, Notifier, System Sensor] [SLC MODULES SENSORS] [*] [#2 SHARED ADDR ¦ SENSORS] 2251B (C), 2251-COPTIR (C), 2251-COPTIR w/B200S-WH (C), 2251TB (C), 2251TMB (C), 5251B (C), 5251B-WP (C), 5251H (C), 5251RB (C), 5251RB-WP (C), 7251 (C), 7251DH (C) [Honeywell, Notifier, System Sensor] [SLC SENSORS] [*] [#4 TYPE ADDR ¦ SENSORS] 2251B (C), 2251-COPTIR (C), 2251-COPTIR w/B200S-WH (C), 2251TB (C), 2251TMB (C), 5251B (C), 5251B-WP (C), 5251H (C), 5251RB (C), 5251RB-WP (C), 7251 (C), 7251DH (C), DH200LP
1a2cdec4-22de-4f2a-9bd8-675197d4c408 | NFPA 170 HEAT DETECTOR |  |  | North | Hochiki |  | Heat Detector |  |  |  | Module | TRUE | ACD-V w/YBN-NSA-4 STANDARD BASE | ACD-V MULTI-CRITERIA SENSOR | ACD-V MULTI-CRITERIA SENSOR w/YBN-NSA-4 STANDARD BASE HEAT/CO | 1 | 0.00045 | 0.0072 |  |  |  |  | TRUE | TRUE |  | *Refer to Install Sheet |  |  | #FFFF0000 | FA-NFPA 170 HEAT DETECTOR | 1 | FALSE | FALSE | FALSE | 1403 | [16 empty] | CO |  |  | DESKTOP-7SAL8M7\acont | 2019-12-04 11:23 | THOR\acont | 2024-09-08 17:27 | Cloned from Hochiki ACD-V w/YBN-NSA-4 STANDARD BASE | [Hochiki] [SLC HOCHIKI] 01 [*] [SLC] ACD-V w/ASBL SOUNDER BASE (C), ACD-V w/HSB-NSA-6 STANDARD BASE (C), ACD-V w/SCI-B4 SHORT CIRCUIT ISOLATOR BASE (C), ACD-V w/SCI-B6 SHORT CIRCUIT ISOLATOR BASE (C), ACD-V w/YBN-NSA-4 STANDARD BASE (C), ATG-EA w/ASB SOU
4459313d-7420-4d67-be27-675967b46198 | NFPA 170 ADDRESSABLE OUTPUT MODULE |  |  | North | Fike |  | Addressable Control/Relay |  |  |  | Module | TRUE | 55-023 |  | Dual Relay Module | 1 | 0.00045 | 0.00054 |  |  |  |  | FALSE | TRUE |  |  |  |  | #FFFF0000 | FA-NFPA 170 ADDRESSABLE OUTPUT MODULE | 1 | FALSE | FALSE | FALSE | 1100 | [13 empty] | FALSE | [7 empty] | THOR\acont | 2024-09-08 17:27 | 20180820 Added By AuC | [Fike] [AUX POWER] 20-1063, 20-1064, 20-1343, 55-019/020 (C), 55-021 (C), 55-023 (C), 55-043, 55-047, 55-048, 55-050, 55-055, 55-056, 55-060, 55-061, 60-1028 (C), 60-1039 (C), 60-1040 (C), 63-028/029 (C), 63-1021 (C), 63-1052 (C), 63-1053 (C), 63-1056 (C [Fike] [SLC FIKE] [*] [#1 SHARED ADDR ¦ ALL] 20-1063, 20-1064, 20-1343, 55-019/020 (C), 55-021 (C), 55-023 (C), 55-041, 55-042, 55-043, 55-045, 55-046, 55-047, 55-048, 55-050, 55-052, 55-055, 55-056, 55-060, 55-061, 60-1028 (C), 60-1039 (C), 60-1040 (C),
1953dcba-e7de-413a-a27f-676316895427 |  |  |  | North | WINLAND | Environmental |  |  |  |  | Module | TRUE | EA-WMFS |  |  | 1 | [12 empty] | #FFFFFFFF |  |  | FALSE | FALSE | FALSE | [20 empty] | THOR\acont | 2024-03-12 21:43 | THOR\acont | 2024-10-09 10:48
12cf08ff-16ce-4f7f-9b48-676619cb0acc | NFPA 170 FIRE PHONE |  |  | North | Simplex |  | Fire Phone |  |  |  | Module | TRUE | 2084-9006 | ++ | Firefighter Telephone Assembly with 2975-9053 backbox | 1 | [6 empty] | FALSE | [5 empty] | #FFFF0000 | FA-NFPA 170 FIRE PHONE | 1 | FALSE | FALSE | FALSE | [14 empty] | FALSE | [5 empty] | THOR\acont | 2025-02-04 12:31 |  |  | Cloned from Autocall A2084-9006 | [Autocall, Potter, Simplex] [FFT] [FFT] 2084-9001, 2084-9002, 2084-9003, 2084-9006, 2084-9007, 2084-9014, 2084-9018, 2084-9023, 2084-9024, A2084-9001, A2084-9002, A2084-9003, A2084-9006, A2084-9007, A2084-9014, A2084-9018, A2084-9023, A2084-9024, FFT-FPJ
da5b1020-96a3-4e1b-ace7-6767a8ffd980 | NFPA 170 FIRE PHONE |  |  | North | Potter |  | Fire Phone |  |  |  | Module | TRUE | FFT-FPJ | + | Telephone Jack | 1 | [6 empty] | FALSE | [5 empty] | #FFFF0000 | FA-NFPA 170 FIRE PHONE | 1 | FALSE | FALSE | FALSE | [14 empty] | FALSE | [5 empty] | DESKTOP-7EIEB7A\acont | 2022-03-09 09:23 | THOR\acont | 2024-09-08 17:27 | Cloned from Potter PVC-FJ | [Autocall, Potter, Simplex] [FFT] [FFT] 2084-9001, 2084-9002, 2084-9003, 2084-9006, 2084-9007, 2084-9014, 2084-9018, 2084-9023, 2084-9024, A2084-9001, A2084-9002, A2084-9003, A2084-9006, A2084-9007, A2084-9014, A2084-9018, A2084-9023, A2084-9024, FFT-FPJ
4de8ae8c-d8c6-44ac-b0d5-676882068329 |  |  |  | North | Software House | Security/Access Control |  |  |  |  | Module | TRUE | IP-ACM2A-CAN |  |  | 1 | [12 empty] | #FFFFFFFF |  |  | FALSE | FALSE | FALSE | [20 empty] | THOR\acont | 2024-03-12 21:43 | THOR\acont | 2024-10-09 10:48
894e04c4-8eb5-44ae-a71f-676a12797acd |  |  |  | North | Farenhyt |  | Cards & Components |  |  |  | Card | TRUE | ECS-50W-70V | + | 70V, 50 Watt Audio Amplifier Module | 1 | 0.1 | 0.235 |  |  |  |  | TRUE | FALSE |  |  |  |  | #FFFFFFFF |  |  | FALSE | FALSE | FALSE | [14 empty] | FALSE | [5 empty] | DESKTOP-7EIEB7A\acont | 2021-12-08 14:03 | THOR\acont | 2024-10-09 10:48 | Cloned from Firelite ECC-50W-70V | [Farenhyt] [VBUS] ECS-125DA (25V) Main Board, ECS-125DA (70V) Main Board, ECS-125W (25V), ECS-125W (70V), ECS-50BDA Main Board (100W, 25V), ECS-50BDA Main Board (100W, 70V), ECS-50W Main Board (50W, 25V), ECS-50W Main Board (50W, 70V), ECS-50W-25V, E [Farenhyt] [SBUS] ECS-125DA (25V) Main Board, ECS-125DA (70V) Main Board, ECS-125W (25V), ECS-125W (70V), ECS-50BDA Main Board (100W, 25V), ECS-50BDA Main Board (100W, 70V), ECS-50W Main Board (50W, 25V), ECS-50W Main Board (50W, 70V), ECS-50W-25V, E
ced18eed-62af-4b67-a77b-676ab8ba4359 | NFPA 170 ADDRESSABLE OUTPUT MODULE |  |  | North | Fike |  | Addressable Control/Relay |  |  |  | Module | TRUE | 55-047 |  | Supervised Control Module Isolator Version | 1 | [6 empty] | FALSE | [5 empty] | #FFFF0000 | FA-NFPA 170 ADDRESSABLE OUTPUT MODULE | 1 | FALSE | FALSE | FALSE | 1100 | [13 empty] | FALSE |  |  | C¦ISO |  |  |  |  | THOR\acont | 2024-09-08 17:27 |  | [Fike] [AUX POWER] 20-1063, 20-1064, 20-1343, 55-019/020 (C), 55-021 (C), 55-023 (C), 55-043, 55-047, 55-048, 55-050, 55-055, 55-056, 55-060, 55-061, 60-1028 (C), 60-1039 (C), 60-1040 (C), 63-028/029 (C), 63-1021 (C), 63-1052 (C), 63-1053 (C), 63-1056 (C [Fike] [SLC FIKE] [*] [#1 SHARED ADDR ¦ ALL] 20-1063, 20-1064, 20-1343, 55-019/020 (C), 55-021 (C), 55-023 (C), 55-041, 55-042, 55-043, 55-045, 55-046, 55-047, 55-048, 55-050, 55-052, 55-055, 55-056, 55-060, 55-061, 60-1028 (C), 60-1039 (C), 60-1040 (C),
2971ab86-105b-4b02-bf32-676c2687d38a |  |  |  | North | Simplex |  | Hardware |  |  |  | Hardware | TRUE | 2099-9804 | + | Replacement break-rod | 1 | [6 empty] | TRUE | [5 empty] | #FFFFFFFF |  |  | FALSE | FALSE | FALSE | [20 empty] | DESKTOP-7EIEB7A\acont | 2022-02-21 12:48 | THOR\acont | 2024-10-09 10:48 | Cloned from Simplex 2099-9820
04bfcf56-d08f-4a86-981d-67752d2b05a4 |  |  |  | North | Edwards |  | Cards & Components |  |  |  | Card | TRUE | 4-24L18S | + | 24 Indicator 18 Control Display Module | 1 | 0.00852 | 0.00852 |  |  |  |  | TRUE | [5 empty] | #FFFFFFFF |  |  | FALSE | FALSE | FALSE | [20 empty] | DESKTOP-7SAL8M7\acont | 2019-12-13 12:52 | THOR\acont | 2024-10-09 10:48
5b0c6862-0834-480d-a095-6777801c2103 |  |  |  | North | Edwards |  | Hardware |  |  |  | Hardware | TRUE | 2-WB3 |  | OBSOLETE - Gray Wallbox | 1 | [6 empty] | FALSE | [5 empty] | #FFFFFFFF |  |  | FALSE | FALSE | FALSE | [14 empty] | FALSE | [7 empty] | THOR\acont | 2024-10-09 10:48
f62bf7d3-3575-4268-bb4b-677c30b676ff | NFPA 170 SMOKE DETECTOR |  |  | North | System Sensor |  | Smoke Detector |  |  |  | Module | TRUE | BEAM1224S | ++ | Reflective Beam Detector, 4-wire, Integral Sensitivity Test | 1 | 0.017 | 0.0385 |  |  |  |  | FALSE | TRUE |  |  |  |  | #FFFF0000 | FA-NFPA 170 SMOKE DETECTOR | 1 | FALSE | FALSE | FALSE | 1408 | [13 empty] | FALSE |  |  | BT |  |  | AULAPTOP-PC\Aulaptop | 2019-03-07 15:04 | THOR\acont | 2024-09-08 17:27 | 20191121 AC Detector without base | [Firelite, Macurco, Notifier, Silent Knight, System Sensor] [IDC] 01 [IDC 4-WIRE ++] 1251B (C), 1412B (C), 1424 (C), 2112/24AT (C), 2112/24S (C), 2112/24TS (C), 2112AITR (C), 2112ATR (C), 2112R (C), 2124AITR (C), 2124ATR (C), 2124R (C), 2151 w/B110RLP (C [Firelite, Macurco, Notifier, Silent Knight, System Sensor] [AUX POWER] [*] [AUX INPUT ++] 1251B (C), 1412B (C), 1424 (C), 2112/24AT (C), 2112/24S (C), 2112/24TS (C), 2112AITR (C), 2112ATR (C), 2112R (C), 2124AITR (C), 2124ATR (C), 2124R (C), 2151 w/B110
fd678d44-f04f-4720-81a7-678735c7a955 |  |  |  | North | Siemens |  | Hardware |  |  |  | Hardware | TRUE | FHD2003-U3 | S54400-C42-A1 | Outer door (2HU, 2 win, bl) | 1 | [6 empty] | FALSE | [5 empty] | #FFFFFFFF |  |  | FALSE | FALSE | FALSE | [20 empty] | AULAPTOP-PC\Aulaptop | 2019-04-08 04:31 | THOR\acont | 2024-10-09 10:48 | Cloned from Siemens New Part CLONED
a8391fe3-3cf2-4c29-b299-678b4ee009b3 |  |  |  | North | Siemens | [5 empty] | Module | TRUE | MS-NY | 500-694516 | NYC PLATE FOR MS-F SERIES | 1 | [12 empty] | #FFFFFFFF |  |  | FALSE | FALSE | FALSE | [20 empty] | DESKTOP-7SAL8M7\acont | 2019-08-13 09:04 | THOR\acont | 2024-10-09 10:48
46f39ec2-ee67-4709-8e50-67926018b579 | NFPA 170 SPEAKER CEILING |  |  | North | System Sensor |  | Speaker |  |  |  | Module | TRUE | SPCW | ++ | Speaker only | 1 | [6 empty] | FALSE | TRUE |  |  |  |  | #FF0070C0 | FA-NFPA 170 SPEAKER CEILING | 1 | FALSE | FALSE | FALSE | 2019 | [13 empty] | FALSE | [5 empty] | THOR\acont | 2024-07-29 12:32 | THOR\acont | 2024-09-08 17:27 | Cloned from System Sensor SPCWK | [BluePoint, System Sensor] [AUDIO 70.7v] [70V AUDIO] BP04-311P, SPCR (C), SPCW (C), SPCWK (C), SPRK, SPSCWH (C), SPSCWHK (C), SPSCWHK-P (C), SPSCWK (C), SPSCWK-CLR-ALERT (C), SPSRHK, SPSRK, SPSRK-P, SPSWK, SPSWK-CLR-ALERT, SPSWK-P, SPWK [BluePoint, System Sensor] [AUDIO 25v] [25V AUDIO] BP04-311P, SPCR (C), SPCW (C), SPCWK (C), SPRK, SPSCWH (C), SPSCWHK (C), SPSCWHK-P (C), SPSCWK (C), SPSCWK-CLR-ALERT (C), SPSRHK, SPSRK, SPSRK-P, SPSWK, SPSWK-CLR-ALERT, SPSWK-P, SPWK
42917bce-a7ba-45c2-a3c2-67a8afa44423 | NFPA 170 HORN STROBE CEILING |  |  | North | Gentex |  | Horn/Strobe |  |  |  | Module | TRUE | SSPKCR |  | Speaker Ceiling, 25 or 70.7 Vrms, 1/8 to 4 watts, red | 1 | [6 empty] | FALSE | TRUE |  |  |  |  | #FF0070C0 | FA-NFPA 170 HORN STROBE CEILING | 1 | FALSE | FALSE | FALSE | 2013 | [13 empty] | FALSE |  |  | C |  |  |  |  | THOR\acont | 2024-09-08 17:27
05100bbd-316a-49c3-9bd5-67a8dcc62002 |  |  |  | North | Bosch | [5 empty] | Module | TRUE | DS778 | * | DETECTOR MOTION PIR COVERAGE AREA 200X15 | 1 | [12 empty] | #FFFFFFFF |  |  | FALSE | FALSE | FALSE | [20 empty] | DESKTOP-7EIEB7A\acont | 2021-08-13 06:25 | THOR\acont | 2024-10-09 10:48
67d3cfe9-ffcc-47ef-9074-67aba9bc6e51 | NFPA 170 MANUAL PULL |  |  | North | Edwards |  | Manual Station |  |  |  | Module | TRUE | 277B-1120 |  | Pull Station, lexan, key reset, wire leads | 1 | [6 empty] | FALSE | [5 empty] | #FFFF0000 | FA-NFPA 170 MANUAL PULL | 1 | FALSE | FALSE | FALSE | 957 | [13 empty] | FALSE | [7 empty] | THOR\acont | 2024-09-08 17:27 |  | [Edwards, Kidde, Monaco Enterprises] [IDC] 01 1534-1, 200-GAOF, 270A-DPO, 270A-SPO, 270-DOC, 270-DOC-B, 270-DOC-F, 270-DPO, 270-GAO, 270-GAOB, 270-GAO-DOC, 270-GAO-DOCF, 270P-DPO, 270P-SPO, 270-SPO, 270-SPOW, 270-SPOWB, 270-SPOWF, 271-KR1/SR/GS, 276A-REL
e5b8d4ce-a3f4-446c-9743-67b47320e9d4 | NFPA 170 FIRE ALARM CONTROL UNIT | RISER FACP |  | North | Farenhyt |  | Fire Alarm Control Unit |  |  |  | Assembly | TRUE | IFP-300ECS | ++ | Emergency Communication System with FACP, Red Cabinet | 1 | [6 empty] | FALSE |  |  |  | 21.59”W x 28.10”H x 5.05”D |  | #FFFF0000 | FA-NFPA 170 FIRE ALARM CONTROL UNIT | 1 | FALSE | FALSE | FALSE | 202 | [8 empty] | 7,12,18,35,55 |  | 18 |  |  | TRUE | [5 empty] | DESKTOP-7EIEB7A\acont | 2023-02-27 16:55 | THOR\acont | 2024-09-08 17:27 | Cloned from Farenhyt IFP-300
5f602e4c-4155-405a-ba0e-67bf54dea30c | NFPA 170 SPEAKER STROBE |  |  | North | Kidde |  | Speaker/Strobe |  |  |  | Module | TRUE | INT-3A-RS25 |  | 30cdW, 15cdC Strobe, Re-Ent Speaker, 25V 2, 4, 8, 15w | 1 | [6 empty] | FALSE | [5 empty] | #FF0070C0 | FA-NFPA 170 SPEAKER STROBE | 1 | FALSE | FALSE | FALSE | 2019 | [13 empty] | FALSE | [5 empty] | AUGUSTALIEN\aucon | 2024-05-21 15:58 | THOR\acont | 2024-10-09 10:48 | Cloned from Edwards 757-3A-RS25
fe004d59-a96e-44d7-86aa-67c1aa7e8973 | NFPA 170 ADDRESSABLE INPUT MONITOR MODULE |  |  | North | MIRCOM |  | Addressable Module |  |  |  | Module | TRUE | MIX-100P | ++ | Intelligent Addressable Priority Monitor Module | 1 | 0.0006 | 0.0046 |  |  |  |  | FALSE |  |  |  | 4.0” W x 4.0” H x 1.3” D |  | #FFFF0000 | FA-NFPA 170 ADDRESSABLE INPUT MONITOR MODULE | 1 | FALSE | FALSE | FALSE | 1000 | [13 empty] | FALSE | [5 empty] | THOR\acont | 2024-04-03 11:55 | THOR\acont | 2024-09-08 17:27 | Cloned from MIRCOM MIX-101P | [MIRCOM] [SLC MODULES] [*] [#3 TYPE ADDR ¦ MODULES] CR-6, CZ-6, IM-10, MIX-100P, MIX-100R, MIX-100S, MIX-101P, MIX-4040, MIX-4040M, MIX-4041, MIX-4045, MIX-4045-M, MIX-4046, MIX-M500DM, MIX-M500DMAP, MIX-M500FP, MIX-M500M, MIX-M500MAP, MIX-M500R, MIX-M50 [MIRCOM] [SLC MODULES SENSORS] [*] [#1 SHARED ADDR ¦ MODULES] CR-6, CZ-6, IM-10, MIX-100P, MIX-100R, MIX-100S, MIX-100X, MIX-101P, MIX-4040, MIX-4040M, MIX-4041, MIX-4045, MIX-4045-M, MIX-4046, MIX-M500DM, MIX-M500DMAP, MIX-M500FP, MIX-M500M, MIX-M500MAP | [MIRCOM] MIX-100P, MIX-101P, MIX-M502M, MIX-M502MAP
fa54f4bf-590f-4e88-abdb-67c1b6a0bf46 |  |  |  | North | Hochiki |  | Cards & Components |  |  |  | Card | TRUE | S772 |  | 16 Channel I/O Interface Panel Module - Future | 1 | [6 empty] | TRUE | [5 empty] | #FFFFFFFF |  |  | FALSE | FALSE | FALSE | [20 empty] | DESKTOP-GHR3H5U\Anthony | 2019-11-27 07:44 | THOR\acont | 2024-10-09 10:48 | Cloned from Hochiki S792
2bc6ad84-fe67-4a3b-a157-67c9b6379420 | NFPA 170 SMOKE DETECTOR |  |  | North | MIRCOM |  | Smoke Detector |  |  |  | Module | TRUE | MIX-4010 w/MIX-4001 | + | Photoelectric Smoke Detector (Non-Isolated) | 1 | 0.00016 | 0.0032 |  |  |  |  | FALSE | TRUE |  |  |  |  | #FFFF0000 | FA-NFPA 170 SMOKE DETECTOR | 1 | FALSE | FALSE | FALSE | 1408 | [13 empty] | FALSE |  |  | P |  |  | DESKTOP-7EIEB7A\acont | 2022-03-09 09:22 | THOR\acont | 2024-09-08 17:27 | Cloned from MIRCOM MIX-2251AP w/B210LP | [MIRCOM] [SLC SENSORS] [*] [#4 TYPE ADDR ¦ SENSORS] DNR w/MIX-2251BR (C), DNR w/MIX-2351RAP (C), MIX-1251AP w/B200SR-LF-WH (C), MIX-1251AP w/B200SR-WH (C), MIX-1251AP w/B210LP (C), MIX-1251AP w/B224RB-WH (C), MIX-1251AP w/B501 (C), MIX-1251B w/B200SR-LF- [MIRCOM] [SLC MODULES SENSORS] [*] [#2 SHARED ADDR ¦ SENSORS] DNR w/MIX-2251BR (C), DNR w/MIX-2351RAP (C), MIX-1251AP w/B200SR-LF-WH (C), MIX-1251AP w/B200SR-WH (C), MIX-1251AP w/B210LP (C), MIX-1251AP w/B224RB-WH (C), MIX-1251AP w/B501 (C), MIX-1251B w/
81ce5238-4f88-4628-8ad2-67d33bb67644 | NFPA 170 SPEAKER STROBE |  |  | North | Potter |  | Speaker/Strobe |  |  |  | Module | TRUE | WCSPKSTR-24AW |  | Weatherproof Alert Amber Speaker/Strobe, Wall, White | 1 | 0 | 0.148 |  |  |  |  | FALSE | [5 empty] | #FF0070C0 | FA-NFPA 170 SPEAKER STROBE | 1 | FALSE | FALSE | FALSE | 2019 |  |  | 7320-0328:0206 | [10 empty] | FALSE | [7 empty] | THOR\acont | 2024-09-08 17:27 |  | [Gentex, Hochiki, Potter] [AUDIO 70.7v] [70V AUDIO] CSPKSTR-24AR (C), CSPKSTR-24AW (C), CSPKSTR-24BR (C), CSPKSTR-24BW (C), CSPKSTR-24GR (C), CSPKSTR-24GW (C), CSPKSTR-24RR (C), CSPKSTR-24RW (C), FASPKR-R (C), FASPKR-W (C), FASPKR-WR, FASPKR-WW, FASPK-WP [Potter] [NAC] [UL MAX] CSPKSTR-24AR (C), CSPKSTR-24AW (C), WCSPKSTR-24AR, WCSPKSTR-24AW [Gentex, Hochiki, Potter] [AUDIO 25v] [25V AUDIO] CSPKSTR-24AR (C), CSPKSTR-24AW (C), CSPKSTR-24BR (C), CSPKSTR-24BW (C), CSPKSTR-24GR (C), CSPKSTR-24GW (C), CSPKSTR-24RR (C), CSPKSTR-24RW (C), FASPKR-R (C), FASPKR-W (C), FASPKR-WR, FASPKR-WW, FASPK-WPR,
7e840d77-a929-4c4b-b95d-67d3b0348925 | NFPA 170 LCD ANNNUNCIATOR DISPLAY | RISER ANNUNCIATOR |  | North | Edwards |  | LCD Annunciator |  |  |  | Module | TRUE | RLCD-C-SP |  | LCD Ann, 4x20 LCD, w/common LEDs & Ctrls, white, Spanish | 1 | 0.099 | 0.115 |  |  |  |  | FALSE | [5 empty] | #FFFF0000 | FA-NFPA 170 LCD ANNNUNCIATOR DISPLAY | 1 | FALSE | FALSE | FALSE | 257 | [8 empty] | 7,12,18 |  |  |  |  | FALSE | [7 empty] | THOR\acont | 2024-09-08 17:27 |  | [Edwards, Kidde] [RS-485] GCI (C), GCIX (C), K-RLCD-C, K-RLCD-CR, K-RLCD-R, RLCD, RLCD-C, RLCD-CF, RLCD-C-PG, RLCD-CR, RLCD-C-SP, RLCD-F, RLCD-PG, RLCD-SP, RLED24 Mainboard, RLED24R Mainboard, RLED-C Mainboard, RLED-CF Mainboard, RLED-CR Mainboard [Edwards, Kidde] [AUX POWER] [*] K-RLCD-C, K-RLCD-CR, K-RLCD-R, RLCD, RLCD-C, RLCD-CF, RLCD-C-PG, RLCD-CR, RLCD-C-SP, RLCD-F, RLCD-PG, RLCD-SP
2b425e41-3976-4474-9299-67d70fbf7929 |  |  |  | North | Farenhyt |  | Cards & Components |  |  |  | Card | TRUE | 5815XL | ++ | SLC Loop Expander | 1 | 0.055 | 0.125 |  |  |  |  | TRUE |  |  |  | 4.2” H (10.7 cm): 4.8” W (12.2 cm) |  | #FFFFFFFF |  |  | FALSE | FALSE | FALSE | [14 empty] | FALSE | [5 empty] | DESKTOP-7EIEB7A\acont | 2023-02-24 12:00 | THOR\acont | 2024-10-09 10:48 | Cloned from Silent Knight 5815XL | [Farenhyt] [SBUS] [*] [SBUS ++] 5815XL, 6815, ECS-RCU, RA-100, RA-1000, RA-1000R, RA-2000 | [Farenhyt, Silent Knight] 5815XL, 5815XL w/RMK5815, 6815, 6815 w/RMK5815
1ce19947-0700-4fe5-80a8-67d734ad0922 | NFPA 170 SMOKE DETECTOR |  |  | North | Potter |  | Smoke Detector |  |  |  | Module | TRUE | PAD200-PD w/PAD100-RB | + | Photoelectric Smoke Detector with 6" Base with One Form-C Relay Contact | 1 | 0.0005 | 0.0005 |  |  |  |  | FALSE | TRUE |  |  |  |  | #FFFF0000 | FA-NFPA 170 SMOKE DETECTOR | 1 | FALSE | FALSE | FALSE | 1408 | [13 empty] | FALSE |  |  | RB |  |  | DESKTOP-7EIEB7A\acont | 2021-09-01 13:28 | THOR\acont | 2024-09-08 17:27 | Cloned from Potter PAD100-PD w/PAD100-RB | [Potter] [SLC PAD] [*] [#2 SHARED ADDR ¦ SENSORS] PAD100-CD w/PAD100-4DB, PAD100-CD w/PAD100-6DB, PAD100-CD w/PAD100-IB, PAD100-CD w/PAD100-LFSB, PAD100-CD w/PAD100-RB, PAD100-CD w/PAD100-SB, PAD100-CD w/PAD100-SPKB, PAD100-DUCT (C), PAD100-DUCTR (C), PA
1aab91f3-6c66-49ea-a5d6-67d7bd56437b | NFPA 170 SPEAKER WALL |  |  | North | Edwards |  | Speaker |  |  |  | Module | TRUE | G4HFWF-S7 |  | 70V Speaker, White, running man, FIRE | 1 | [6 empty] | FALSE | [5 empty] | #FF0070C0 | FA-NFPA 170 SPEAKER WALL | 1 | FALSE | FALSE | FALSE | 2021 | [13 empty] | FALSE | [7 empty] | THOR\acont | 2024-09-08 17:27 |  | [Edwards, Kidde] [AUDIO 70.7v] [70V AUDIO] G4F-S7, G4F-S7V1575, G4F-S7VM, G4HFRF-S7, G4HFRF-S7VMC, G4HFRN-S7, G4HFRN-S7VMC, G4HFWA-S7, G4HFWA-S7VMA, G4HFWA-S7VMC, G4HFWF-S7, G4HFWF-S7VMC, G4HFWN-S7, G4HFWN-S7VMA, G4HFWN-S7VMB, G4HFWN-S7VMC, G4RF-S7, G4RF
be09114b-7b30-48dd-8bc7-67ddba0c9cb0 |  |  |  | North | Farenhyt |  | Cards & Components |  |  |  | Card | TRUE | ECS-CE6 (70V) | + | Speaker Circuit/Zone Expander Module | 1 | 0.02 | 0.189 |  |  |  |  | TRUE | FALSE |  |  |  |  | #FFFFFFFF |  |  | FALSE | FALSE | FALSE | [14 empty] | FALSE | [5 empty] | DESKTOP-7EIEB7A\acont | 2021-12-08 14:03 | THOR\acont | 2024-10-09 10:48 | Cloned from Firelite ECC-CE6 (70V) |  | [Farenhyt, Firelite] ECC-CE6 (70V), ECS-CE6 (70V)
0b774875-a2ba-490c-8509-67df7cf74d46 |  |  |  | North | Potter | [5 empty] | Module | TRUE | PVC-WS |  | Warden Station | 1 | [6 empty] | FALSE | [5 empty] | #FFFFFFFF |  |  | FALSE | FALSE | FALSE | [14 empty] | FALSE | [7 empty] | THOR\acont | 2024-10-09 10:48
6138b5eb-cf99-4d62-992c-67e17899cc59 | NFPA 170 VALVE SUPERVISORY SWITCH |  |  | North | Potter |  | Valve Supervisory Switch |  |  |  | Module | TRUE | PIVS-U-EX | + | Explosion Proof Post Indicator Valve Switch | 1 | [6 empty] | FALSE | [5 empty] | #FFFF0000 | FA-NFPA 170 VALVE SUPERVISORY SWITCH | 1 | FALSE | FALSE | FALSE | [14 empty] | FALSE | [7 empty] | THOR\acont | 2024-09-08 17:27 |  | [Potter] [IDC] 01 OSYSU Series, OSYSU-CRH, OSYSU-EX, OSYSU-EX-O, PCVS Series, PCVS-CRH, PIVS-U-EX, PIVSU-EX-O, PS10 Series, PS10-EX, PS15, PS25, PS40 Series, PS40-EX, RBVS, VSG, VSR Series, VSR-10, VSR-AT, VSR-C, VSR-CF, VSR-FE-2, VSR-FEX Series, VSR-S S
1ff35f3c-bdd2-4db7-8f5b-67e3ec0fa325 | NFPA 170 EM STROBE WALL |  |  | North | Siemens |  | Strobe |  |  |  | Module | TRUE | ST-CMC-RETRO-R-MNS | S54301-Z107-A1+ | MNS Clear Strobe, multi Candela − Wall Mount, Red [RETRO PLATE] − ‘ALERT’ | 1 | [12 empty] | #FF0070C0 | FA-NFPA 170 EM STROBE WALL | 1 | FALSE | FALSE | FALSE | 2008 | [19 empty] | DESKTOP-7SAL8M7\acont | 2019-08-13 09:04 | THOR\acont | 2024-09-08 17:27 | B,T | [Siemens] [NAC] [VDC CEILING] SET-CMC-CR-MNS-ALERT (C), SET-CMC-CW-MNS-ALERT (C), SET-CMC-R-MNS-ALERT, SET-CMC-W-MNS-ALERT, ST-CMC-CR-MNS-ALRT (C), ST-CMC-CW-MNS-ALRT (C), ST-CMC-RETRO-R-MNS, ST-CMC-RETRO-W-MNS, ST-CMC-R-MNS-ALERT, ST-CMC-W-MNS-ALERT [Siemens] [NAC] [VDC WALL] SET-CMC-CR-MNS-ALERT (C), SET-CMC-CW-MNS-ALERT (C), SET-CMC-R-MNS-ALERT, SET-CMC-W-MNS-ALERT, ST-CMC-CR-MNS-ALRT (C), ST-CMC-CW-MNS-ALRT (C), ST-CMC-RETRO-R-MNS, ST-CMC-RETRO-W-MNS, ST-CMC-R-MNS-ALERT, ST-CMC-W-MNS-ALERT [Siemens] [NAC] [VFWR CEILING] SET-CMC-CR-MNS-ALERT (C), SET-CMC-CW-MNS-ALERT (C), SET-CMC-R-MNS-ALERT, SET-CMC-W-MNS-ALERT, ST-CMC-CR-MNS-ALRT (C), ST-CMC-CW-MNS-ALRT (C), ST-CMC-RETRO-R-MNS, ST-CMC-RETRO-W-MNS, ST-CMC-R-MNS-ALERT, ST-CMC-W-MNS-ALERT [Siemens] [NAC] [VFWR WALL] SET-CMC-CR-MNS-ALERT (C), SET-CMC-CW-MNS-ALERT (C), SET-CMC-R-MNS-ALERT, SET-CMC-W-MNS-ALERT, ST-CMC-CR-MNS-ALRT (C), ST-CMC-CW-MNS-ALRT (C), ST-CMC-RETRO-R-MNS, ST-CMC-RETRO-W-MNS, ST-CMC-R-MNS-ALERT, ST-CMC-W-MNS-ALERT
7f7c8c99-84a6-46ba-b2e3-67e46da8849f |  |  |  | North | Siemens | [5 empty] | Module | TRUE | ST-25 | 500-649711 | ST-25 2.5 FT SAMPLING TUBE | 1 | [12 empty] | #FFFFFFFF |  |  | FALSE | FALSE | FALSE | [20 empty] | DESKTOP-7SAL8M7\acont | 2019-08-13 09:04 | THOR\acont | 2024-10-09 10:48
49626aa9-0edb-4434-8d8f-67e4eed179e7 | NFPA 170 HORN |  |  | North | Siemens |  | Horn |  |  |  | Module | TRUE | LFS-F-W | S54329-A2-A1 | Low Frequency Sounder / "Fire" Text / White | 1 | [12 empty] | #FF0070C0 | FA-NFPA 170 HORN | 1 | FALSE | FALSE | FALSE | [17 empty] | LF |  |  | DESKTOP-7SAL8M7\acont | 2019-08-13 09:04 | THOR\acont | 2024-09-08 17:27 |  | [Siemens] [NAC] [VFWR CONTINUOUS] LFS-AL-R, LFS-AL-W, LFS-CO-R, LFS-CO-W, LFS-F-R, LFS-F-W, LFS-N-R, LFS-N-W [Siemens] [NAC] [VDC CONTINUOUS] LFS-AL-R, LFS-AL-W, LFS-CO-R, LFS-CO-W, LFS-F-R, LFS-F-W, LFS-N-R, LFS-N-W
21924aa0-b32c-4653-8bf6-67e849a67673 | NFPA 170 DOCUMENT BOX |  |  | North | Space Age Electronics |  | Miscellaneous |  |  |  | Assembly | TRUE | SSU00690 | + | Fire Alarm Document Cabinet w/8GB USB Drive (ACE-11), Red with Custom Logo | 1 | 0 | 0 |  |  |  |  | TRUE |  | Surface Mounted |  |  |  | #FFFF0000 | FA-NFPA 170 DOCUMENT BOX | 1 | FALSE | FALSE | FALSE | [20 empty] | DESKTOP-7EIEB7A\acont | 2022-05-03 14:24 | THOR\acont | 2024-09-08 17:27 | Cloned from Space Age Electronics SSU00672
caa33f15-45c5-4af2-ac9d-67e8a4794bb2 |  |  |  | North | Edwards |  | Cards & Components |  |  |  | Card | TRUE | 2-TEL |  | OBSOLETE - Fire Fighter's Master Telephone | 1 | [6 empty] | TRUE | [5 empty] | #FFFFFFFF |  |  | FALSE | FALSE | FALSE | [14 empty] | FALSE | [7 empty] | THOR\acont | 2024-10-09 10:48
290ee36a-780c-416d-aa31-67e9c1fa4999 | NFPA 170 NOTIFICATION CIRCUIT EXTENDER PANEL | RISER NAC |  | North | Advanced |  | Notification Circuit Extender Panel |  |  |  | Assembly | TRUE | AX-PSN-64 |  | 6A Conventional Power Supply with 4 Outputs | 1 | [6 empty] | FALSE | [5 empty] | #FFFF0000 | FA-NFPA 170 NOTIFICATION CIRCUIT EXTENDER PANEL | 1 | FALSE | FALSE | FALSE | 212 | [8 empty] | 7,12,18 |  |  |  |  | TRUE | [7 empty] | THOR\acont | 2024-09-08 17:27
e0f2e661-e8b7-487c-bd8b-67ef12f68b67 |  |  |  | North | Edwards |  | Cards & Components |  |  |  | Card | TRUE | CRCXF |  | 120/16.5V Power Transformer | 1 | [6 empty] | TRUE | [5 empty] | #FFFFFFFF |  |  | FALSE | FALSE | FALSE | [14 empty] | FALSE | [7 empty] | THOR\acont | 2024-10-09 10:48
a8059a8b-b8fe-458d-a8d1-67f09aeeeda9 | NFPA 170 FIRE ALARM CONTROL UNIT | RISER FACP |  | North | Edwards |  | Fire Alarm Control Unit |  |  |  | Assembly | TRUE | iO64GL |  | FACP, 1 Loop, 64pt, 2 Cl B NACs, gray, 120v, w/ 16 RY LED, Cdn | 1 | [6 empty] | FALSE | [5 empty] | #FFFF0000 | FA-NFPA 170 FIRE ALARM CONTROL UNIT | 1 | FALSE | FALSE | FALSE | 202 | [8 empty] | 7,12,18,26 |  | 10 |  |  | TRUE | [7 empty] | THOR\acont | 2024-09-08 17:27
32dd2f94-37a3-4d52-8575-67f26fbb47e3 | NFPA 170 MANUAL PULL |  |  | North | MIRCOM |  | Manual Station |  |  |  | Module | TRUE | MS-703U | + | Blue Single Action Emergency Manual Station c/w 2 Form “C” Contacts | 1 | [6 empty] | FALSE | [5 empty] | #FFFF0000 | FA-NFPA 170 MANUAL PULL | 1 | FALSE | FALSE | FALSE | 957 | [13 empty] | FALSE | [5 empty] | DESKTOP-7EIEB7A\acont | 2023-04-19 10:59 | THOR\acont | 2024-09-08 17:27 | Cloned from MIRCOM MS-702 CLONED | [MIRCOM] [IDC] 04 MS-701, MS-701U, MS-702, MS-703U, MS-704U, MS-710U
505f264f-d7ff-40e5-bbf1-67f62b4767d8 | BP MANUAL STATION |  |  | North | BluePoint |  | Manual Station |  |  |  | Module | TRUE | BP02-202M | ++ | Medical Pull Station (RF-BR) | 1 | [6 empty] | FALSE | [5 empty] | #FFFF0000 | FA-BP MANUAL STATION | 1 | FALSE | FALSE | FALSE | 957 | [13 empty] | FALSE |  |  | M |  |  | THOR\acont | 2024-03-20 12:15 | THOR\acont | 2024-09-08 17:27 | Cloned from BluePoint BP02-202P | [BluePoint, Bosch] [BOSCH WIRELESS] [ALL DEVICES ++] BP01-302, BP02-202M, BP02-202P, BP02-A202M, BP02-A202P, BP02-A202PH, BP03-302, BP03-A102M, BP03-A102P, RFBT-A, RFDL-11, RFDL-11-A, RFDL-11-CHI, RFDW-RM, RFDW-RM-A, RFDW-RM-CHI, RFDW-SM, RFDW-SM-A, RFDW
cb7b4ec3-6df4-4252-85af-67f758c07d2e | NFPA 170 HORN |  |  | North | Eaton Wheelock |  | Horn |  |  |  | Module | TRUE | HS-24-W |  | Horn, 24 VDC, white | 1 | 0 | 0.094 |  |  |  |  | FALSE | FALSE |  |  |  |  | #FF0070C0 | FA-NFPA 170 HORN | 1 | FALSE | FALSE | FALSE | 2010 | [13 empty] | FALSE | [7 empty] | THOR\acont | 2024-09-08 17:27 |  | [Bosch, Eaton Wheelock] [NAC] HS-24-R, HS-24-W
98ceab4d-467e-49f9-a9dd-67fa8daafaa3 |  |  |  | North | Simplex |  | Cards & Components |  |  |  | Card | TRUE | 4100-5101 | ++ | Expansion Power Supply (XPS) | 1 | 0.05 | 0.05 |  |  |  |  | TRUE | [5 empty] | #FFFFFFFF |  |  | FALSE | FALSE | FALSE | [14 empty] | FALSE | [5 empty] | AULAPTOP-PC\Aulaptop | 2019-07-02 18:59 | THOR\acont | 2024-10-09 10:48 | Cloned from Simplex 4100-2152 |  | [Simplex] 4100-5101
efce903e-165d-4e08-acbb-67ff6fcc9114 |  |  |  | North | Bosch | [5 empty] | Module | TRUE | NDA-U-CMT-RO | * | ***(Ross)corner mount adapter | 1 | [12 empty] | #FFFFFFFF |  |  | FALSE | FALSE | FALSE | [20 empty] | DESKTOP-7EIEB7A\acont | 2021-08-13 06:25 | THOR\acont | 2024-10-09 10:48
9dc2fdb6-b873-485b-bb0f-68039a817ca2 | BP MANUAL STATION |  |  | North | BluePoint |  | Manual Station |  |  |  | Module | TRUE | BP02-203P | ++ | Police Pull Station (RF-DMP) | 1 | [6 empty] | FALSE | [5 empty] | #FFFF0000 | FA-BP MANUAL STATION | 1 | FALSE | FALSE | FALSE | 957 | [13 empty] | FALSE |  |  | P |  |  | THOR\acont | 2024-03-20 12:09 | THOR\acont | 2024-09-08 17:27 | Cloned from BluePoint BP02-202P | [BluePoint, DMP] [DMP WIRELESS] [WIRELESS] 1103, 1126R, 1135, 1164 (C), 1164NS (C), 1165H (C), 1168 (C), 1181-R, 1182, 1183-135F, 1183-135R, 1184-W (C), BP01-303, BP02-203M, BP02-203P, BP02-A203M, BP02-A203P, BP02-A203PH, BP03-303, BP03-A103M, BP03-A103P
e5547e61-661c-4721-8a77-6804d778883a | NFPA 170 SPEAKER STROBE CEILING |  |  | North | Edwards |  | Speaker/Strobe |  |  |  | Module | TRUE | GCWN-S2VMB |  | 25V Speaker/Strobe white, no markings, Standard cd, blue | 1 | 0 | 0.318 |  |  |  |  | FALSE | TRUE |  |  |  |  | #FF0070C0 | FA-NFPA 170 SPEAKER STROBE CEILING | 1 | FALSE | FALSE | FALSE | 2020 | [13 empty] | FALSE |  |  | C |  |  |  |  | THOR\acont | 2024-09-08 17:27 |  | [Edwards, Kidde] [AUDIO 25v] [25V AUDIO] EGCF-S2VMH (C), G4F-S2, G4F-S2V1575, G4F-S2VM, G4HFRF-S2, G4HFRF-S2VMC, G4HFRN-S2, G4HFRN-S2VMC, G4HFWA-S2, G4HFWA-S2VMA, G4HFWA-S2VMC, G4HFWF-S2, G4HFWF-S2VMC, G4HFWN-S2, G4HFWN-S2VMA, G4HFWN-S2VMC, G4RF-S2, G4RF [Edwards, Kidde] [NAC] [16 VDC] EGCFR-VM (C), EGCF-VM (C), GCFR-S7VM (C), GCFR-VM (C), GCF-S2VM (C), GCF-S7VM (C), GCF-VM (C), GCHFRF-S2VMC (C), GCHFRF-S7VMC (C), GCHFRN-S2VMC (C), GCHFRN-S7VMC (C), GCHFWA-S2VMA (C), GCHFWA-S2VMC (C), GCHFWA-S7VMA (C), G [Edwards, Kidde] [NAC] [24 VDC] EGCFR-VM (C), EGCF-VM (C), GCFR-S7VM (C), GCFR-VM (C), GCF-S2VM (C), GCF-S7VM (C), GCF-VM (C), GCHFRF-S2VMC (C), GCHFRF-S7VMC (C), GCHFRN-S2VMC (C), GCHFRN-S7VMC (C), GCHFWA-S2VMA (C), GCHFWA-S2VMC (C), GCHFWA-S7VMA (C), G
faefd11c-89d6-43c5-85bf-680a560c4fb1 | NFPA 170 SPEAKER STROBE |  |  | North | Siemens |  | Speaker/Strobe |  |  |  | Module | TRUE | SEFH-MC-R-ALERT | S54329-A27-A1 | SPK-ST,WALL,ALR,R | 1 | [12 empty] | #FF0070C0 | FA-NFPA 170 SPEAKER STROBE | 1 | FALSE | FALSE | FALSE | 2019 | [19 empty] | DESKTOP-7SAL8M7\acont | 2019-08-13 09:04 | THOR\acont | 2024-09-08 17:27 |  | [Siemens] [AUDIO 25v] [25V AUDIO] SEFH-AHMC-CW-ALERT (C), SEFH-AMC-CW-ALERT (C), SEFH-AMC-W-ALERT, SEFH-CR (C), SEFH-CW (C), SEFH-HMC-CR (C), SEFH-HMC-CR-ALERT (C), SEFH-HMC-CW (C), SEFH-HMC-CW-ALERT (C), SEFH-HMC-R, SEFH-HMC-W, SEFH-MC-CR (C), SEFH-MC-C [Siemens] [NAC] [VDC] SEFH-AMC-W-ALERT, SEFH-MC-R, SEFH-MC-R-ALERT, SEFH-MC-W, SEFH-MC-W-ALERT, SEFH-MC-W-BLANK, SEF-MC-R, SEF-MC-W, SEH-MC-R, SEH-MC-R-ALERT, SEH-MC-R-B, SEH-MC-W, SEH-MC-W-ALERT, SEH-MC-W-B, SEH-MC-W-BLANK [Siemens] [AUDIO 70.7v] [70V AUDIO] SEFH-AHMC-CW-ALERT (C), SEFH-AMC-CW-ALERT (C), SEFH-AMC-W-ALERT, SEFH-CR (C), SEFH-CW (C), SEFH-HMC-CR (C), SEFH-HMC-CR-ALERT (C), SEFH-HMC-CW (C), SEFH-HMC-CW-ALERT (C), SEFH-HMC-R, SEFH-HMC-W, SEFH-MC-CR (C), SEFH-MC
b078b049-31eb-4f46-bf16-680cdbf77cda | NFPA 170 ADDRESSABLE OUTPUT MODULE |  |  | North | Edwards |  | Addressable Control/Relay |  |  |  | Module | TRUE | SIGA-MCR | ++ | - Six Module Positions | 1 | 0.0001 | 0.0001 |  |  |  |  | TRUE | [5 empty] | #FFFF0000 | FA-NFPA 170 ADDRESSABLE OUTPUT MODULE | 1 | FALSE | FALSE | FALSE | [14 empty] | FALSE | [7 empty] | THOR\acont | 2024-10-08 16:26 |  | [Edwards, Kidde] [SLC EST MODULES] 04 [*] [EST3, iO1000 ] FX-RLY, GSA-CR, GSA-CRH, GSA-CRR, GSA-MCR, GSA-MCRR, SIGA-CR, SIGA-CR2, SIGA-CRH, SIGA-CRR, SIGA-MCR, SIGA-MCRR [Edwards, Kidde] [SLC EST MODULES/SENSORS] 05 [*] [iO64] FX-ISO, FX-RLY, GSA-CR, GSA-CRH, GSA-CRR, GSA-MCR, GSA-MCRR, SIGA-CR, SIGA-CR2, SIGA-CRH, SIGA-CRR, SIGA-MCR, SIGA-MCRR [Edwards, Kidde] [SLC EST MODULES SENSORS] [*] [#1 SHARED ADDR ¦ MODULES] GSA-UIO2R, GSA-UIO6, GSA-UIO6R, RZI16-2, SIGA-270, SIGA-270P, SIGA-278, SIGA-AA30, SIGA-AA50, SIGA-CC1, SIGA-CC1S, SIGA-CC2, SIGA-CC2A, SIGA-CR, SIGA-CR2, SIGA-CRH, SIGA-CRR, SIGA- [Edwards, Kidde] [SLC EST MODULES] [*] [#3 TYPE ADDR ¦ MODULES] GSA-UIO2R, GSA-UIO6, GSA-UIO6R, RZI16-2, SIGA-270, SIGA-270P, SIGA-278, SIGA-AA30, SIGA-AA50, SIGA-CC1, SIGA-CC1S, SIGA-CC2, SIGA-CC2A, SIGA-CR, SIGA-CR2, SIGA-CRH, SIGA-CRR, SIGA-CT1, SIGA- [Edwards, Kidde] [SLC EST MODULES] 01 [*] [EST3, iO1000 ] FX-2WIRE, FX-IDC1A, FX-IDC1B, FX-IDC2B, FX-IDCWS, FX-ISO, FX-NAC, GSA-CC1, GSA-CC1S, GSA-CC2, GSA-CT1, GSA-CT2, GSA-IO, GSA-MAB, GSA-MCC1, GSA-MCC1S, GSA-MCC2, GSA-MCT2, GSA-MIO, GSA-MM1, GSA-MRM1
7f917a5c-c158-4770-bbb4-6811521f6389 |  |  |  | North | Gamewell FCI |  | Cards & Components |  |  |  | Card | TRUE | ANX-SR |  | Addressable Node Expander-Single Ring | 1 | 0.065 | 0.065 |  |  |  |  | TRUE | [5 empty] | #FFFFFFFF |  |  | FALSE | FALSE | FALSE | [14 empty] | FALSE | [7 empty] | THOR\acont | 2024-10-09 10:48
87917fc9-bc91-4614-8ba9-6811773c0d4d | NFPA 170 TTL |  |  | North | Space Age Electronics |  | Miscellaneous |  |  |  | Module | TRUE | SSU00471 | Accessories | TTS Tool-Less Terminal Strip - White | 1 | 0 | 0 |  |  |  |  | TRUE |  | Surface Mounted |  |  |  | #FFFF0000 | FA-NFPA 170 TTL | 1 | FALSE | FALSE | FALSE | 205 | [19 empty] | DESKTOP-7EIEB7A\acont | 2023-06-05 09:35 | THOR\acont | 2024-09-08 17:27 | Cloned from Space Age Electronics SSU00470 | [Generic, N/A, Space Age Electronics] [JUNCTION PASSTHROUGH] [#8] CLASS A RETURN, END OF LINE DEVICE, END OF LINE RESISTOR, FIBER PATCH PANEL, FIRE ALARM TERMINAL CABINET, FURNISHED BY OTHERS, FURNISHED BY OTHERS, JUNCTION BOX, JUNCTION BOX CEILING, LINE [Generic, N/A, Space Age Electronics] [JUNCTION PASSTHROUGH] [#7] CLASS A RETURN, END OF LINE DEVICE, END OF LINE RESISTOR, FIBER PATCH PANEL, FIRE ALARM TERMINAL CABINET, FURNISHED BY OTHERS, FURNISHED BY OTHERS, JUNCTION BOX, JUNCTION BOX CEILING, LINE [Generic, N/A, Space Age Electronics] [JUNCTION PASSTHROUGH] [#6] CLASS A RETURN, END OF LINE DEVICE, END OF LINE RESISTOR, FIBER PATCH PANEL, FIRE ALARM TERMINAL CABINET, FURNISHED BY OTHERS, FURNISHED BY OTHERS, JUNCTION BOX, JUNCTION BOX CEILING, LINE [Generic, N/A, Space Age Electronics] [JUNCTION PASSTHROUGH] [#3] CLASS A RETURN, END OF LINE DEVICE, END OF LINE RESISTOR, FIBER PATCH PANEL, FIRE ALARM TERMINAL CABINET, FURNISHED BY OTHERS, FURNISHED BY OTHERS, JUNCTION BOX, JUNCTION BOX CEILING, LINE [Generic, N/A, Space Age Electronics] [JUNCTION PASSTHROUGH] 02 [ALL DEVICES ++] CLASS A RETURN, END OF LINE DEVICE, END OF LINE RESISTOR, FIBER PATCH PANEL, FIRE ALARM TERMINAL CABINET, FURNISHED BY OTHERS, FURNISHED BY OTHERS, JUNCTION BOX, JUNCTION BO [Generic, N/A, Space Age Electronics] [JUNCTION PASSTHROUGH] [#4] CLASS A RETURN, END OF LINE DEVICE, END OF LINE RESISTOR, FIBER PATCH PANEL, FIRE ALARM TERMINAL CABINET, FURNISHED BY OTHERS, FURNISHED BY OTHERS, JUNCTION BOX, JUNCTION BOX CEILING, LINE [Generic, N/A, Space Age Electronics] [JUNCTION PASSTHROUGH] [#2] CLASS A RETURN, END OF LINE DEVICE, END OF LINE RESISTOR, FIBER PATCH PANEL, FIRE ALARM TERMINAL CABINET, FURNISHED BY OTHERS, FURNISHED BY OTHERS, JUNCTION BOX, JUNCTION BOX CEILING, LINE [Generic, N/A, Space Age Electronics] [JUNCTION PASSTHROUGH] [#5] CLASS A RETURN, END OF LINE DEVICE, END OF LINE RESISTOR, FIBER PATCH PANEL, FIRE ALARM TERMINAL CABINET, FURNISHED BY OTHERS, FURNISHED BY OTHERS, JUNCTION BOX, JUNCTION BOX CEILING, LINE
35657c56-5cbc-44cd-a741-68126468927e | NFPA 170 FIRE ALARM CONTROL UNIT | RISER FACP |  | North | Gamewell FCI |  | Fire Alarm Control Unit |  |  |  | Assembly | TRUE | SLP-BLK |  | S3 Series Panel w/Backbox, DACT-E3, RPT-E3-UTP, SLC-PM, LCD-SLP and 7.0 A Power Supply | 1 | [6 empty] | FALSE | [5 empty] | #FFFF0000 | FA-NFPA 170 FIRE ALARM CONTROL UNIT | 1 | FALSE | FALSE | FALSE | 202 | [8 empty] | 7,12,18 |  |  |  |  | TRUE | [7 empty] | THOR\acont | 2024-09-08 17:27
2a3edbfc-7458-434c-bd49-6814facfd904 |  |  |  | North | Eaton Wheelock |  | Hardware |  |  |  | Hardware | TRUE | IOB-W |  | Weatherproof backbox | 1 | [6 empty] | TRUE | [5 empty] | #FFFFFFFF |  |  | FALSE | FALSE | FALSE | [20 empty] | DESKTOP-7EIEB7A\acont | 2020-12-11 12:18 | THOR\acont | 2024-10-09 10:48
ce8e1765-c1a1-406e-9893-6815652ab4f4 | NFPA 170 DOOR HOLDER |  |  | North | RSG |  | Door Holder |  |  |  | Module | TRUE | DH(24120)SPC |  | Door Holder, Surface Mount, Chrome | 1 | 0.02 | 0.04 |  |  |  |  | TRUE | [5 empty] | #FFFF0000 | FA-NFPA 170 DOOR HOLDER | 1 | FALSE | FALSE | FALSE | 2500 | [19 empty] | DESKTOP-7SAL8M7\acont | 2019-04-02 09:18 | THOR\acont | 2024-09-08 17:27 | Cloned from RSG DH(1224)SPC | [Bosch, Hochiki, N/A, Notifier, Potter, Rixson, RSG, Silent Knight, System Sensor] [AUX POWER] [DOOR RELEASE] ADI_K7-998TRI689, D370, D370C, DH Series, DH(1224)FPC, DH(1224)GPC, DH(1224)RPC, DH(1224)SPC, DH(24120)FPC, DH(24120)GPC, DH(24120)GPC2, DH(2412 [Bosch, Generic, Hochiki, N/A, Notifier, Potter, Rixson, RSG, Silent Knight, System Sensor] [RELAY] [DOOR RELEASE] 110VAC DOOR HOLDER, ADI_K7-998TRI689, D370, D370C, DH Series, DH(1224)FPC, DH(1224)GPC, DH(1224)RPC, DH(1224)SPC, DH(24120)FPC, DH(24120)GP [ASSA ABLOY, Bosch, Hochiki, N/A, Notifier, Potter, Rixson, RSG, Silent Knight, System Sensor] [AUX POWER] [DOOR RELEASE] 7200, ADI_K7-998TRI689, D370, D370C, DH Series, DH(1224)FPC, DH(1224)GPC, DH(1224)RPC, DH(1224)SPC, DH(24120)FPC, DH(24120)GPC, DH(2 [RSG] [AUX POWER] [*] DH(1224)FPC, DH(1224)GPC, DH(1224)RPC, DH(1224)SPC, DH(24120)FPC, DH(24120)GPC, DH(24120)GPC2, DH(24120)RPC, DH(24120)SPC
f9011b1f-681f-4c10-8a41-68178cdd500f |  |  |  | North | Kidde | [5 empty] | Module | TRUE | IB4U |  | Vigilant series isolator detector base | 1 | [6 empty] | FALSE | [5 empty] | #FFFFFFFF |  |  | FALSE | FALSE | FALSE | [14 empty] | FALSE | [5 empty] | AULAPTOP-PC\Aulaptop | 2018-09-03 13:55 | THOR\acont | 2024-10-09 10:48
200b3198-6cca-457b-a99e-681be410ad29 | NFPA 170 FIRE ALARM CONTROL UNIT | RISER FACP |  | North | NAPCO |  | Fire Alarm Control Unit |  |  |  | Assembly | TRUE | MA-3000 | + | MAGNUM ALERT 3000 SERIES PANEL | 1 | [6 empty] | TRUE | [5 empty] | #FFFF0000 | FA-NFPA 170 FIRE ALARM CONTROL UNIT | 1 | FALSE | FALSE | FALSE | 202 | [8 empty] | 7 | 2 | 7 |  |  | TRUE | [5 empty] | DESKTOP-7EIEB7A\acont | 2023-01-31 09:55 | THOR\acont | 2024-09-08 17:27 | Cloned from NAPCO FL-FACP-LTEVS
86d48dd2-217f-4421-b9d7-681dae787d75 | NFPA 170 SMOKE DETECTOR |  |  | North | Siemens |  | Smoke Detector |  |  |  | Module | TRUE | ILI-1 |  | Addressable Ionization Detector, 300 ft./min | 1 | 0.0012 | 0.0015 |  |  |  |  | FALSE | TRUE |  |  |  |  | #FFFF0000 | FA-NFPA 170 SMOKE DETECTOR | 1 | FALSE | FALSE | FALSE | 1408 | [13 empty] | FALSE | [5 empty] | DESKTOP-7EIEB7A\acont | 2021-04-12 15:15 | THOR\acont | 2024-09-08 17:27 | Cloned from Siemens FDO421 | [Siemens] [SLC MODULES SENSORS] [*] [#2 SHARED ADDR ¦ SENSORS] FDBZ492 w/OP921 (C), FDBZ492-HR w/FDO421 (C), FDBZ492-HR w/OP921 (C), FDO421 (C), FDO421 w/DB-11 BASE (C), FDOT421 w/DB-11 BASE (C), FDOT421 w/DB2-HR BASE (C), FDT421 w/DB-11 BASE, FP-11 w/DB
48a7d767-6021-4667-98a7-681f33f3b9d4 | NFPA 170 HORN |  |  | North | Kidde |  | Horn |  |  |  | Module | TRUE | EG1AWF |  | Horn, Wall, White, FIRE | 1 | [12 empty] | #FF0070C0 | FA-NFPA 170 HORN | 1 | FALSE | FALSE | FALSE | 2010 | [19 empty] | DESKTOP-7SAL8M7\acont | 2019-04-05 23:27 | THOR\acont | 2024-09-08 17:27 |  | [Edwards, Kidde] [NAC] [16 VDC, LOW] EG1ARF, EG1ARN, EG1AWF, EG1AWN, G1ARF, G1ARN, G1AWF, G1AWN [Edwards, Kidde] [NAC] [16 VFWR, LOW] EG1ARF, EG1ARN, EG1AWF, EG1AWN, G1ARF, G1ARN, G1AWF, G1AWN [Edwards, Kidde] [NAC] [16 VFWR, HIGH] EG1ARF, EG1ARN, EG1AWF, EG1AWN, G1ARF, G1ARN, G1AWF, G1AWN [Edwards, Kidde] [NAC] [16 VDC, HIGH] EG1ARF, EG1ARN, EG1AWF, EG1AWN, G1ARF, G1ARN, G1AWF, G1AWN
eca99d03-870f-4498-b71f-682015e153cb | CADGEN BURGLAR ALARM CONTROL PANEL |  |  | North | Interlogix | Security/Access Control | Burglar Alarm Control Panel |  |  |  | Module | TRUE | HUB ZW-6400 |  | Interlogix HUB Security Panel | 1 | [6 empty] | FALSE | [5 empty] | #FFFF0000 | FA-CADGEN BURGLAR ALARM CONTROL PANEL | 1 | FALSE | FALSE | FALSE | 101 | [13 empty] | FALSE | [7 empty] | THOR\acont | 2024-09-08 17:27
072c3e6e-3b58-4df8-b7ac-6820f52b59a3 |  |  |  | North | Bosch | [5 empty] | Module | TRUE | D167 | * | Earth Ground Clamp | 1 | [12 empty] | #FFFFFFFF |  |  | FALSE | FALSE | FALSE | [20 empty] | DESKTOP-7EIEB7A\acont | 2021-08-13 06:25 | THOR\acont | 2024-10-09 10:48
3c1ae477-c966-4a79-b7fc-682613d94e40 |  |  |  | North | Hochiki |  | Cards & Components |  |  |  | Card | TRUE | HCA-4D (4-ZONES) WITH DIALER Main Board | + | Main Board | 1 | 0.16 | 0.29 |  |  |  |  | TRUE | [5 empty] | #FFFFFFFF |  |  | FALSE | FALSE | FALSE | [20 empty] | DESKTOP-GHR3H5U\Anthony | 2019-11-26 15:53 | THOR\acont | 2024-10-09 10:48
b0c69da4-775e-4b44-bc9a-682fdd4a8615 |  |  |  | North | Autocall |  | Hardware |  |  |  | Hardware | TRUE | A100-0644 | + | 120V ES-PS PDM Harness | 1 | 0 | 0 |  |  |  |  | TRUE | [5 empty] | #FFFFFFFF |  |  | FALSE | FALSE | FALSE | [20 empty] | DESKTOP-QGO6JOK\acont | 2021-08-18 09:04 | THOR\acont | 2024-10-09 10:48 | Cloned from AutoCall A100-2300
03ab1bc1-96af-4f88-a68a-6835e596f28e | NFPA 170 FIRE ALARM CONTROL UNIT | RISER FACP |  | North | Autocall |  | Fire Alarm Control Unit |  |  |  | Assembly | TRUE | A100-9131 |  | 4100ES Master Controller Assembly, no display, no operator interface, 9 A system power supply/battery charger (SPS), 250 point IDNet interface, 3 NACs, auxiliary relay, and external RUI communications interface | 1 | 0 | 0 |  |  |  |  | TRUE | [5 empty] | #FFFF0000 | FA-NFPA 170 FIRE ALARM CONTROL UNIT | 1 | FALSE | FALSE | FALSE | 202 | [8 empty] | 7,12,18,33,50,110 |  |  |  |  | TRUE | [5 empty] | DESKTOP-0D6CQVA\lousc | 2019-07-06 11:19 | THOR\acont | 2024-09-08 17:27 | Cloned from AutoCall A100-9111
d7263245-8c9d-4397-888d-6837e50c2da6 | NFPA 170 FIRE ALARM CONTROL UNIT | RISER FACP |  | North | Kidde |  | Fire Alarm Control Unit |  |  |  | Assembly | TRUE | VS1-GL-F |  | FACP, 1 Loop, 64pt, 2 Cl B NACs, gray, 120v, w/ 16 Led, FCdn | 1 | [6 empty] | FALSE | [5 empty] | #FFFF0000 | FA-NFPA 170 FIRE ALARM CONTROL UNIT | 1 | FALSE | FALSE | FALSE | 202 | [8 empty] | 7,12,18 |  |  |  |  | TRUE | [7 empty] | THOR\acont | 2024-09-08 17:27
b3f411c3-6588-4da8-981d-683c7abc99aa | NFPA 170 DUCT SMOKE DETECTOR |  |  | North | Siemens |  | Duct Smoke Detector |  |  |  | Module | TRUE | FDBZ492-R | S54319-B24-A1 | DUCT HOUSING - 2 WIRE WITH RELAY FOR CONVENTIONAL SYSTEMS | 1 | [7 empty] | TRUE |  |  |  |  | #FFFF0000 | FA-NFPA 170 DUCT SMOKE DETECTOR | 1 | FALSE | FALSE | FALSE | 1400 | [16 empty] | R |  |  | DESKTOP-7SAL8M7\acont | 2019-08-13 09:04 | THOR\acont | 2024-09-08 17:27 | 20191121 AC Detector without base | [Siemens] [SLC MODULES SENSORS] [*] [#1 SHARED ADDR ¦ MODULES] AD-11P (C), FDBZ492 w/OP921 (C), FDBZ492-HR w/FDO421 (C), FDBZ492-HR w/OP921 (C), FDBZ492-R (C), FDCIO422, HCP, HCP-Z, HFPO-11, HFPT-11, HMS-D, HMS-DE, HMS-DP, HMS-DZ, HMS-S, HMS-SA, HMS-SE, | [Siemens] FDBZ492 w/OP921, FDBZ492-HR w/FDO421, FDBZ492-HR w/OP921, FDBZ492-PR, FDBZ492-R
33918010-6770-429e-9667-683ca44f208b | NFPA 170 SPEAKER STROBE CEILING |  |  | North | Siemens |  | Speaker/Strobe |  |  |  | Module | TRUE | SL2SPSCW-FB | S54329-F167-A1++ | Speaker-Strobe, Ceiling, Clear, White, Pictogram | 1 | [7 empty] | TRUE |  |  |  |  | #FF0070C0 | FA-NFPA 170 SPEAKER STROBE CEILING | 1 | FALSE | FALSE | FALSE | 2023 | [16 empty] | C |  |  | DESKTOP-7EIEB7A\acont | 2023-08-03 08:10 | THOR\acont | 2024-09-08 17:27 | Cloned from Siemens SL2SPSWW-FB | [Siemens] [AUDIO 70.7v] [70V AUDIO] SL2SPSCR-A (C), SL2SPSCR-AL (C), SL2SPSCR-ALA (C), SL2SPSCR-F (C), SL2SPSCR-FB (C), SL2SPSCR-N (C), SL2SPSCR-NA (C), SL2SPSCW-A (C), SL2SPSCW-AL (C), SL2SPSCW-ALA (C), SL2SPSCW-F (C), SL2SPSCW-FB (C), SL2SPSCW-N (C), S [Siemens] [NAC] [16.0 – 33.0 VDC] SL2SCR-A (C), SL2SCR-AL (C), SL2SCR-ALA (C), SL2SCR-ALB (C), SL2SCR-F (C), SL2SCR-FB (C), SL2SCR-N (C), SL2SCR-NA (C), SL2SCR-NB (C), SL2SCW-A (C), SL2SCW-AL (C), SL2SCW-ALA (C), SL2SCW-ALB (C), SL2SCW-EV (C), SL2SCW-F ( [Siemens] [AUDIO 25v] [25V AUDIO] SL2SPSCR-A (C), SL2SPSCR-AL (C), SL2SPSCR-ALA (C), SL2SPSCR-F (C), SL2SPSCR-FB (C), SL2SPSCR-N (C), SL2SPSCR-NA (C), SL2SPSCW-A (C), SL2SPSCW-AL (C), SL2SPSCW-ALA (C), SL2SPSCW-F (C), SL2SPSCW-FB (C), SL2SPSCW-N (C), SL2
6821774e-b994-422e-ae43-683e5dc33a78 | NFPA 170 SPEAKER STROBE CEILING |  |  | North | Edwards |  | Speaker/Strobe |  |  |  | Module | TRUE | GCWA-S7VMC |  | 70V Speaker/Strobe white, ALERT, 15, 30, 75, 95 cd, clear | 1 | 0 | 0.168 |  |  |  |  | FALSE | TRUE |  |  |  |  | #FF0070C0 | FA-NFPA 170 SPEAKER STROBE CEILING | 1 | FALSE | FALSE | FALSE | 2020 | [13 empty] | FALSE |  |  | C |  |  |  |  | THOR\acont | 2024-09-08 17:27 |  | [Edwards, Kidde] [NAC] [24 VDC] EGCFR-VM (C), EGCF-VM (C), GCFR-S7VM (C), GCFR-VM (C), GCF-S2VM (C), GCF-S7VM (C), GCF-VM (C), GCHFRF-S2VMC (C), GCHFRF-S7VMC (C), GCHFRN-S2VMC (C), GCHFRN-S7VMC (C), GCHFWA-S2VMA (C), GCHFWA-S2VMC (C), GCHFWA-S7VMA (C), G [Edwards, Kidde] [AUDIO 70.7v] [70V AUDIO] G4F-S7, G4F-S7V1575, G4F-S7VM, G4HFRF-S7, G4HFRF-S7VMC, G4HFRN-S7, G4HFRN-S7VMC, G4HFWA-S7, G4HFWA-S7VMA, G4HFWA-S7VMC, G4HFWF-S7, G4HFWF-S7VMC, G4HFWN-S7, G4HFWN-S7VMA, G4HFWN-S7VMB, G4HFWN-S7VMC, G4RF-S7, G4RF [Edwards, Kidde] [NAC] [16 VDC] EGCFR-VM (C), EGCF-VM (C), GCFR-S7VM (C), GCFR-VM (C), GCF-S2VM (C), GCF-S7VM (C), GCF-VM (C), GCHFRF-S2VMC (C), GCHFRF-S7VMC (C), GCHFRN-S2VMC (C), GCHFRN-S7VMC (C), GCHFWA-S2VMA (C), GCHFWA-S2VMC (C), GCHFWA-S7VMA (C), G
1560eb70-bd46-43de-9aa9-684363194cf9 | CADGEN SIREN |  |  | North | Edwards |  | Notification Appliance |  |  |  | Module | TRUE | 5520D-AW |  | Horn/Siren, 24Vdc | 1 | [6 empty] | FALSE | [5 empty] | #FFFF0000 | FA-CADGEN SIREN | 1 | FALSE | FALSE | FALSE | [14 empty] | FALSE | [7 empty] | THOR\acont | 2024-09-08 17:27 |  | [Edwards] [NAC] [20-24 VDC] 5520D-AW
98593cbb-1a1e-4b8f-933c-684689cccdb1 |  |  |  | North | Eaton Wheelock |  | Cards & Components |  |  |  | Card | TRUE | SPRM-GP |  | Description2 | 1 | [6 empty] | TRUE | [5 empty] | #FFFFFFFF |  |  | FALSE | FALSE | FALSE | [14 empty] | FALSE | [5 empty] | DESKTOP-7SAL8M7\acont | 2018-10-18 09:04 | THOR\acont | 2024-10-09 10:48
fa900007-8b4c-4732-af55-684719d5a636 | NFPA 170 ABORT SWITCH |  |  | North | Edwards |  | Switch |  |  |  | Module | TRUE | RELA-ABT | + | Releasing Abort Station | 1 | [6 empty] | FALSE | [5 empty] | #FFFF0000 | FA-NFPA 170 ABORT SWITCH | 1 | FALSE | FALSE | FALSE | 900 | [13 empty] | FALSE | [7 empty] | THOR\acont | 2024-09-08 17:27 |  | [Edwards, Kidde, Monaco Enterprises] [IDC] 01 1534-1, 200-GAOF, 270A-DPO, 270A-SPO, 270-DOC, 270-DOC-B, 270-DOC-F, 270-DPO, 270-GAO, 270-GAOB, 270-GAO-DOC, 270-GAO-DOCF, 270P-DPO, 270P-SPO, 270-SPO, 270-SPOW, 270-SPOWB, 270-SPOWF, 271-KR1/SR/GS, 276A-REL
d5e34792-91d4-496d-be09-6847bfc8a58c | NFPA 170 AMPLIFIER RACK | RISER AMP |  | North | Potter |  | Amplifier |  |  |  | Assembly | TRUE | PVC-DPS25 (25V) | + | Distributed Panel, Single Channel, 25W | 1 | [6 empty] | FALSE | [5 empty] | #FFFF0000 | FA-NFPA 170 AMPLIFIER RACK | 1 | FALSE | FALSE | FALSE | 300 | [8 empty] | 7,12,18 |  |  |  | 25 | TRUE | [5 empty] | DESKTOP-7SAL8M7\acont | 2020-11-03 16:06 | THOR\acont | 2024-09-08 17:27 | Cloned from Hochiki FNVDPS25 (25V)
d0b16631-3d12-4382-98e6-68497322ada8 | NFPA 170 NON ADDRESSABLE RELAY |  |  | North | Autocall |  | Non-Addressable Relay |  |  |  | Module | TRUE | A2098-9737 | + | Supervised Relay, mounts remote or in base electrical box For use with A4098-9791 base | 1 | 0 | 0 |  |  |  |  | TRUE | [5 empty] | #FFFF0000 | FA-NFPA 170 NON ADDRESSABLE RELAY | 1 | FALSE | FALSE | FALSE | 1300 | [19 empty] | DESKTOP-0D6CQVA\lousc | 2019-07-07 15:54 | THOR\acont | 2024-09-08 17:27 | Cloned from AutoCall A2098-9735 | [Autocall, Simplex] [AUX POWER] [RELAY POWER (OPTIONAL)] 2098-9737, 4098-9714 w/4098-9791 (C), 4098-9733 w/4098-9791 (C), 4098-9734 w/4098-9791 (C), A2098-9737, A4098-9714 w/A4098-9791 (C), A4098-9733 w/A4098-9791 (C), A4098-9734 w/A4098-9791 (C) [Autocall, Simplex] [RELAY] 2098-9737, 4090-9008, 4098-9822, 4098-9843, 4098-9860, A2098-9735, A2098-9737, A2098-9739, A4090-9008, A4098-9822, A4098-9860
d423dde5-c24d-4b12-a32e-684c256c1502 | NFPA 170 HORN STROBE CEILING |  |  | North | Hochiki |  | Horn/Strobe |  |  |  | Module | TRUE | ASWP-24MCCH-FW | ++ | ASWP weatherproof horn strobe, xenon, ceiling, white, FIRE, clear lens, 24V, outdoor | 1 | 0 | 0.315 |  |  |  |  | FALSE | TRUE |  | *Refer to Install Sheet |  |  | #FF0070C0 | FA-NFPA 170 HORN STROBE CEILING | 1 | FALSE | FALSE | FALSE | 2013 | [13 empty] | FALSE |  |  | C¦WP |  |  |  |  | THOR\acont | 2024-09-08 17:27 |  | [Eaton Wheelock, Hochiki] [NAC] [24VDC, LOW DB] ASWP-24MCCH-FR (C), ASWP-24MCCH-FW (C) [Eaton Wheelock, Hochiki] [NAC] [24VDC, HIGH DB] ASWP-24MCCH-FR (C), ASWP-24MCCH-FW (C)
40546db6-6400-4c19-a81c-684ee5b46d17 |  |  |  | North | Notifier |  | Hardware |  |  |  | Hardware | TRUE | ADDR-D4 |  | Four-tier-sized door designed for use with a CA-2 chassis mounted in the top rows. BLACK. | 1 | [6 empty] | FALSE |  | SURFACE |  | PROVIDED ("WX"HX"D) | N/A | #FFFFFFFF |  |  | FALSE | FALSE | FALSE |  |  |  | 7165-0028:0224 | [10 empty] | FALSE | [5 empty] | DESKTOP-7EIEB7A\acont | 2021-04-01 15:01 | THOR\acont | 2024-10-09 10:48 | Cloned from Notifier DR-D4R
d3158241-4edb-4864-aed9-684fd1e1acc6 | NFPA 170 FIRE ALARM CONTROL UNIT | RISER FACP |  | North | Hochiki |  | Fire Alarm Control Unit |  |  |  | Assembly | TRUE | LA101K2-64 |  | FireNET L@TITUDE Analog Addressable Fire Alarm Control Panel, 4 Slot Standard Enclosure, 5.25 A 115V, 4-Loop Panel Module, Hochiki Protocol, Network Module, and Media Gateway™, Black, Printer / 48 Zone LEDs | 1 | [6 empty] | FALSE |  |  | *Refer to Install Sheet | 16.5in (W) x 23.2in (H) x 6in (D) | KM5FCRD (Optional Semi-Flush Mounting Kit) | #FFFF0000 | FA-NFPA 170 FIRE ALARM CONTROL UNIT | 1 | FALSE | FALSE | FALSE | 202 | [8 empty] | 7,12,18,28 |  |  | 5.25 |  | TRUE | [5 empty] | DESKTOP-7SAL8M7\acont | 2019-12-04 15:59 | THOR\acont | 2024-09-08 17:27 | Cloned from Hochiki LA101K1-64
4b859d0b-d259-4b54-9857-685545de26b2 | NFPA 170 AREA OF REFUGE REMOTE |  |  | North | Alpha Communications |  | Area of Refuge Component |  |  |  | Module | TRUE | RCB2100SFR | + | Refuge Call Box (AlphaRefuge™ 2100 Series) | 1 | [6 empty] | FALSE | [5 empty] | #FF00B050 | FA-NFPA 170 AREA OF REFUGE REMOTE | 1 | FALSE | FALSE | FALSE | 4002 | [13 empty] | FALSE | [5 empty] | DESKTOP-7EIEB7A\acont | 2022-02-10 10:02 | THOR\acont | 2024-09-08 17:27 | Cloned from Rath Area of Refuge RCB2100SFD | [Alpha Communications] [AOR Call Circuit] RCB2100SFD, RCB2100SFR
df4f8cb7-c5b5-46ef-a2f8-6856759a1e7e | NFPA 170 HEAT DETECTOR |  |  | North | Notifier |  | Heat Detector |  |  |  | Module | TRUE | FST-851 w/B224RB | ++ | Intelligent Addressable 135°F (57°C) Thermal Detector w/ Flashscan, Isolator Base | 1 | 0.0003 | 0.0065 |  |  |  |  | FALSE | TRUE | FLUSH |  | 4" SQ. DEEP | 3 "O" PLASTER RING | #FFFF0000 | FA-NFPA 170 HEAT DETECTOR | 1 | FALSE | FALSE | FALSE | 1403 |  |  | 7270-0028:0196 | [10 empty] | FALSE |  |  | IB |  |  |  |  | THOR\acont | 2024-09-08 17:27 | 20191121 AC Detector with base | [Honeywell, Notifier, System Sensor] [SLC SENSORS] [*] [#4 TYPE ADDR ¦ SENSORS] 2251B (C), 2251-COPTIR (C), 2251-COPTIR w/B200S-WH (C), 2251TB (C), 2251TMB (C), 5251B (C), 5251B-WP (C), 5251H (C), 5251RB (C), 5251RB-WP (C), 7251 (C), 7251DH (C), DH200LP [Honeywell, Notifier, System Sensor] [SLC MODULES SENSORS] [*] [#2 SHARED ADDR ¦ SENSORS] 2251B (C), 2251-COPTIR (C), 2251-COPTIR w/B200S-WH (C), 2251TB (C), 2251TMB (C), 5251B (C), 5251B-WP (C), 5251H (C), 5251RB (C), 5251RB-WP (C), 7251 (C), 7251DH (C)
71050698-c37b-468a-adcc-685c61eb784b |  |  |  | North | Kidde |  | Cards & Components |  |  |  | Card | TRUE | ANS100AMD2 |  | 100 Watt audio notification module with DMR and microphone | 1 | 0.18 | 1.2 |  |  |  |  | TRUE | [5 empty] | #FFFFFFFF |  |  | FALSE | FALSE | FALSE | [14 empty] | FALSE | [5 empty] | DESKTOP-7SAL8M7\acont | 2020-01-02 07:13 | THOR\acont | 2024-10-09 10:48 | Cloned from Edwards ANS100AMD2 | [Edwards, Kidde] [NAC Trigger] ANS100AMD, ANS100AMD2 | [Edwards, Kidde] ANS100A, ANS100AM, ANS100AMD, ANS100AMD2
ac4ab88c-c1ff-48f8-beeb-68617813b775 | NFPA 170 REMOTE INDICATOR |  |  | North | MIRCOM |  | Remote Indicator |  |  |  | Module | TRUE | RA100Z | ++ | Remote Annunciator LED | 1 | 0 | 0.012 |  |  |  |  | FALSE | FALSE |  |  |  |  | #FFFF0000 | FA-NFPA 170 REMOTE INDICATOR | 1 | FALSE | FALSE | FALSE | 2016 | [13 empty] | FALSE | [5 empty] | DESKTOP-7SAL8M7\acont | 2019-04-12 21:23 | THOR\acont | 2024-09-08 17:27 | Cloned from System Sensor RA100Z | [Farenhyt, Fike, Firelite, Gamewell FCI, MIRCOM, Monaco Enterprises, Notifier, System Sensor] [IDC, LED, RTS] [*] [INPUT TYPE] 729-091-00, RA100Z, RA100Z
6b17d5af-006e-4aa8-aab7-686318739a8d | NFPA 170 ADDRESSABLE OUTPUT MODULE |  |  | North | Edwards |  | Addressable Control/Relay |  |  |  | Module | TRUE | SIGA-CR | ++ | Control Relay Module | 1 | 0.0001 | 0.0001 |  |  |  |  | FALSE | [5 empty] | #FFFF0000 | FA-NFPA 170 ADDRESSABLE OUTPUT MODULE | 1 | FALSE | FALSE | FALSE | 1100 | [13 empty] | FALSE | [7 empty] | THOR\acont | 2024-10-08 16:26 |  | [Edwards, Kidde] [SLC EST MODULES SENSORS] [*] [#1 SHARED ADDR ¦ MODULES] GSA-UIO2R, GSA-UIO6, GSA-UIO6R, RZI16-2, SIGA-270, SIGA-270P, SIGA-278, SIGA-AA30, SIGA-AA50, SIGA-CC1, SIGA-CC1S, SIGA-CC2, SIGA-CC2A, SIGA-CR, SIGA-CR2, SIGA-CRH, SIGA-CRR, SIGA- [Edwards, Kidde] [SLC EST MODULES/SENSORS] 05 [*] [iO64] FX-ISO, FX-RLY, GSA-CR, GSA-CRH, GSA-CRR, GSA-MCR, GSA-MCRR, SIGA-CR, SIGA-CR2, SIGA-CRH, SIGA-CRR, SIGA-MCR, SIGA-MCRR [Edwards, Kidde] [SLC EST MODULES] [*] [#3 TYPE ADDR ¦ MODULES] GSA-UIO2R, GSA-UIO6, GSA-UIO6R, RZI16-2, SIGA-270, SIGA-270P, SIGA-278, SIGA-AA30, SIGA-AA50, SIGA-CC1, SIGA-CC1S, SIGA-CC2, SIGA-CC2A, SIGA-CR, SIGA-CR2, SIGA-CRH, SIGA-CRR, SIGA-CT1, SIGA- [Edwards, Kidde] [AUX POWER, RELAY] [RISER INPUT] GSA-CR, GSA-CRH, GSA-CRR, SIGA-CR, SIGA-CR2, SIGA-CRH, SIGA-CRR [Edwards, Kidde] [SLC EST MODULES] 01 [*] [EST3, iO1000 ] FX-2WIRE, FX-IDC1A, FX-IDC1B, FX-IDC2B, FX-IDCWS, FX-ISO, FX-NAC, GSA-CC1, GSA-CC1S, GSA-CC2, GSA-CT1, GSA-CT2, GSA-IO, GSA-MAB, GSA-MCC1, GSA-MCC1S, GSA-MCC2, GSA-MCT2, GSA-MIO, GSA-MM1, GSA-MRM1 [Edwards, Kidde] [SLC EST MODULES] 04 [*] [EST3, iO1000 ] FX-RLY, GSA-CR, GSA-CRH, GSA-CRR, GSA-MCR, GSA-MCRR, SIGA-CR, SIGA-CR2, SIGA-CRH, SIGA-CRR, SIGA-MCR, SIGA-MCRR | [Edwards, Kidde] GSA-CR, GSA-CRH, GSA-CRR, SIGA-CR, SIGA-CR2, SIGA-CRH, SIGA-CRR
d6d32ae4-d023-4884-94a5-686349344100 | NFPA 170 REMOTE ANNUNCIATOR | RISER ANNUNCIATOR |  | North | Fike |  | Remote Annunciator |  |  |  | Assembly | TRUE | 02-4202 |  | Gangable Remodel Box (would require 4) | 1 | [6 empty] | FALSE | [5 empty] | #FFFF0000 | FA-NFPA 170 REMOTE ANNUNCIATOR | 1 | FALSE | FALSE | FALSE | 255 | [13 empty] | FALSE | [5 empty] | AULAPTOP-PC\Aulaptop | 2018-12-12 04:50 | THOR\acont | 2024-09-08 17:27 | Cloned from Fike New Part CLONED CLONED CLONED CLONED
a8485d39-25e6-494a-924e-6864ade06f0d | NFPA 170 SMOKE DETECTOR |  |  | North | Edwards |  | Smoke Detector |  |  |  | Module | TRUE | SIGA-PHS w/SIGA-AB4G BASE | ++ | 3D Multisensor Detector | 1 | 4.5e-05 | 4.5e-05 |  |  |  |  | FALSE | TRUE |  |  |  |  | #FFFF0000 | FA-NFPA 170 SMOKE DETECTOR | 1 | FALSE | FALSE | FALSE | 1408 | [13 empty] | FALSE | [7 empty] | THOR\acont | 2024-10-09 10:48 | 20191121 AC Detector with base | [Edwards, Kidde] [SLC EST SENSORS] [*] [#4 TYPE ADDR ¦ SENSORS] KI-DDOS (C), SIGA2-COS w/SIGA-AB4G BASE, SIGA2-COS w/SIGA-AB4G-LF BASE, SIGA2-COS w/SIGA-AB4GT BASE, SIGA2-COS w/SIGA-IB BASE, SIGA2-COS w/SIGA-RB BASE, SIGA2-COS w/SIGA-SB BASE, SIGA2-HCOS [Edwards, Kidde] [SLC EST MODULES SENSORS] [*] [#2 SHARED ADDR ¦ SENSORS] KI-DDOS (C), SIGA2-COS w/SIGA-AB4G BASE, SIGA2-COS w/SIGA-AB4G-LF BASE, SIGA2-COS w/SIGA-AB4GT BASE, SIGA2-COS w/SIGA-IB BASE, SIGA2-COS w/SIGA-RB BASE, SIGA2-COS w/SIGA-SB BASE, S [Edwards, Kidde] [AUX POWER] FX-HD w/SB4U BASE, FX-PD w/SB4U BASE (C), FX-PHD w/SB4U BASE (C), KI-COD w/KI-ABST BASE (C), KI-HCD w/KI-ABST BASE, KI-HRD w/KI-ABST BASE, KI-PCD w/KI-ABST BASE (C), KI-PD w/KI-ABST BASE (C), KI-PHCD w/KI-ABST BASE (C), KI-PH [Edwards, Kidde] [SLC EST MODULES/SENSORS] 01 [*] [iO64] DS-HFS (C), DS-PS (C), FX-HD w/IB4U BASE, FX-HD w/RB4U BASE, FX-HD w/SB4U BASE, FX-HD w/SB4U-LF BASE, FX-HD wB4U BASE, FX-PD w/B4U BASE (C), FX-PD w/IB4U BASE (C), FX-PD w/SB4U BASE (C), FX-PD w/SB [Edwards, Kidde] [SLC EST SENSORS] 01 [*] [EST3, iO1000] DS-HFS (C), DS-PS (C), FX-HD w/IB4U BASE, FX-HD w/RB4U BASE, FX-HD w/SB4U BASE, FX-HD w/SB4U-LF BASE, FX-HD wB4U BASE, FX-PD w/B4U BASE (C), FX-PD w/IB4U BASE (C), FX-PD w/SB4U BASE (C), FX-PD w/SB
cab7867a-64b4-43ae-8ad3-6866ba3e5ec1 | NFPA 170 SPEAKER CEILING |  |  | North | Siemens |  | Speaker |  |  |  | Module | TRUE | SLSPCW-F | S54329-F41-A1 | SLSPCW-F SPK,CLG,WHT,FIRE | 1 | [7 empty] | TRUE |  |  |  |  | #FF0070C0 | FA-NFPA 170 SPEAKER CEILING | 1 | FALSE | FALSE | FALSE | 2019 | [16 empty] | C |  |  | DESKTOP-7SAL8M7\acont | 2019-08-13 09:04 | THOR\acont | 2024-09-08 17:27 |  | [Siemens] [AUDIO 70.7v] [70V AUDIO] SL2SPSCW-F (C), SLSPCR-A (C), SLSPCR-AL (C), SLSPCR-F (C), SLSPCR-N (C), SLSPCW-A (C), SLSPCW-AL (C), SLSPCW-F (C), SLSPCW-N (C), SLSPSCR-A (C), SLSPSCR-AL (C), SLSPSCR-ALA (C), SLSPSCR-F (C), SLSPSCR-N (C), SLSPSCR-NA [Siemens] [AUDIO 25v] [25V AUDIO] SL2SPSCW-F (C), SLSPCR-A (C), SLSPCR-AL (C), SLSPCR-F (C), SLSPCR-N (C), SLSPCW-A (C), SLSPCW-AL (C), SLSPCW-F (C), SLSPCW-N (C), SLSPSCR-A (C), SLSPSCR-AL (C), SLSPSCR-ALA (C), SLSPSCR-F (C), SLSPSCR-N (C), SLSPSCR-NA (
4c113d4e-1d15-4714-a584-686835535f93 | NFPA 170 DUCT SMOKE DETECTOR |  |  | North | Autocall |  | Duct Smoke Detector |  |  |  | Module | TRUE | A4098-9755 w/A4098-9714 | + | Duct Sensor Housing with beige mounting box, (requires 4098-9714 sensor) | 1 | 0.0008 | 0.001 |  |  |  |  | TRUE | TRUE |  |  |  |  | #FFFF0000 | FA-NFPA 170 DUCT SMOKE DETECTOR | 1 | FALSE | FALSE | FALSE | 1400 | [19 empty] | DESKTOP-0D6CQVA\lousc | 2019-06-16 09:32 | THOR\acont | 2025-02-05 12:56 | 20191121 AC Detector without base | [Autocall, Simplex] [IDNet] [SENSORS ++] 4098-9714 (C), 4098-9714 w/4098-9770 (C), 4098-9714 w/4098-9771 (C), 4098-9714 w/4098-9772 (C), 4098-9714 w/4098-9773 (C), 4098-9714 w/4098-9780 (C), 4098-9714 w/4098-9789 (C), 4098-9714 w/4098-9791 (C), 4098-9714 | [Autocall, Generic, N/A, Simplex] 4098-9750, 4098-9755 w/4098-9714, A4098-9750 w/A4098-9714, A4098-9751 w/A4098-9714, A4098-9755 w/A4098-9714, DUCT DETECTOR, FURNISHED BY OTHERS
7eda4bb9-fb2e-4951-947a-686b3857984a | NFPA 170 EM STROBE CEILING |  |  | North | Block Definition Only |  | Strobe |  |  |  | Module | TRUE | NFPA 170 EM STROBE CEILING |  | NFPA 170 EM STROBE CEILING | 1 | [12 empty] | #FF0070C0 | FA-NFPA 170 EM STROBE CEILING | 1 | FALSE | FALSE | FALSE | 2007 | [19 empty] | AULAPTOP-PC\Aulaptop | 2020-03-26 07:41 | THOR\acont | 2024-09-08 17:27
744b65d3-cfc5-4ee1-a5d6-687eca67d965 | 170 BASIC SHAPE |  |  | North | Siemens |  | Hardware |  |  |  | Hardware | TRUE | CAB3-BB | 500-633011 | LARGE SIZE (3 ROW) ENCLOSURE BACKBOX - BLACK FIELD MOUNTED | 1 | [12 empty] | #FFFF0000 | FA-170 BASIC SHAPE | 1 | FALSE | FALSE | FALSE | 5000 | [21 empty] | THOR\acont | 2024-09-08 17:27
10eafc04-d9c4-4681-8e52-6885d3ad1d5e | NFPA 170 STROBE WALL |  |  | North | Hochiki |  | Strobe |  |  |  | Module | TRUE | RSSWP-2475W-FR |  | NOTIFICATION, STROBE, RED, WALL, WP | 1 | 0 | 0.138 |  |  |  |  | FALSE | FALSE |  | *Refer to Install Sheet |  |  | #FF0070C0 | FA-NFPA 170 STROBE WALL | 1 | FALSE | FALSE | FALSE | 2023 | [13 empty] | FALSE |  |  | WP |  |  |  |  | THOR\acont | 2024-09-08 17:27 |  | [Eaton Wheelock, Hochiki] [NAC] [UL1971] RSSWP-2475W-AR, RSSWP-2475W-FR, RSSWP-2475W-FW
d1d8b59e-5c3f-4475-8fd8-6885ec153f6d |  |  |  | North | Potter | [5 empty] | Module | TRUE | MR Series |  | Multi-voltage Control Relays | 1 | [6 empty] | FALSE | [5 empty] | #FFFFFFFF |  |  | FALSE | FALSE | FALSE | [14 empty] | FALSE | [7 empty] | THOR\acont | 2024-10-09 10:48
243d282c-40a3-4ca3-a984-6889bc9a77c6 | NFPA 170 SPEAKER STROBE |  |  | North | Autocall |  | Speaker/Strobe |  |  |  | Module | TRUE | A4906-9151 | + | Multi-tapped Speaker with Multi-Candela Synchronized Strobe, Red | 1 | [6 empty] | TRUE | [5 empty] | #FF0070C0 | FA-NFPA 170 SPEAKER STROBE | 1 | FALSE | FALSE | FALSE | 2019 | [19 empty] | DESKTOP-7EIEB7A\acont | 2021-03-31 11:50 | THOR\acont | 2024-09-08 17:27 | Cloned from Simplex 4906-9153 | [Autocall, Simplex] [AUDIO 70.7v] [70V AUDIO] 4902-9721, 4903-9148, 4903-9149, 4903-9150, 4903-9153, 4903-9193, 4906-9151, 4906-9153, 4906-9154 (C), 4906-9158 (C), 4906-9159 (C), 4906-9160 (C), A4902-9716, A4902-9717, A4902-9721, A4906-9151, A4906-9153, [Autocall, Simplex] [AUDIO 25v] [25V AUDIO] 4902-9721, 4903-9148, 4903-9149, 4903-9150, 4903-9153, 4903-9193, 4906-9151, 4906-9153, 4906-9154 (C), 4906-9158 (C), 4906-9159 (C), 4906-9160 (C), A4902-9716, A4902-9717, A4902-9721, A4906-9151, A4906-9153, A4 [Autocall, Simplex] [NAC] [MAX (WALL)] 4906-9151, 4906-9153, A4906-9151, A4906-9153 [Autocall, Simplex] [NAC] [MAX (CEILING)] 4906-9151, 4906-9153, A4906-9151, A4906-9153
9ec0fb3c-cec4-4e8a-aabe-688d1e1067f9 | NFPA 170 SURGE SUPPRESSOR |  |  | North | Space Age Electronics |  | Surge Supressor |  |  |  | Module | TRUE | T24-DG w/Snap Track |  | 2 Pair / 4 Wire Surge Module, 24v | 1 | [6 empty] | TRUE | [5 empty] | #FFFF0000 | FA-NFPA 170 SURGE SUPPRESSOR | 1 | FALSE | FALSE | FALSE | [14 empty] | FALSE |  |  | 24v |  |  | DESKTOP-7EIEB7A\acont | 2021-03-31 16:22 | THOR\acont | 2024-09-08 17:27 | Cloned from Ditek DTK-2MHLP24B | [Space Age Electronics] [SURGE PROTECTION] [#2] RJ1448-MD w/Snap Track, T05-DG w/Snap Track, T120-DG w/Snap Track, T12-DG w/Snap Track, T24-DG w/Snap Track, T32-DG w/Snap Track, T36-DG w/Snap Track, T48-DG w/Snap Track, T70-DG w/Snap Track, T90-DG w/Snap [Space Age Electronics] [SURGE PROTECTION] [ALL DEVICES ++] E120V-GT, RJ1448-MD w/Snap Track, T05-DG w/Snap Track, T120-DG w/Snap Track, T12-DG w/Snap Track, T24-DG w/Snap Track, T32-DG w/Snap Track, T36-DG w/Snap Track, T48-DG w/Snap Track, T70-DG w/Sna
bcb75081-172c-4ce5-800a-6899a1c3dd19 | NFPA 170 HORN STROBE |  |  | North | Potter |  | Horn/Strobe |  |  |  | Module | TRUE | CHS-24WB-WP |  | Horn Strobe, Wall, White, Blue, Outdoor | 1 | 0 | 0.22 |  |  |  |  | FALSE | FALSE |  |  |  |  | #FF0070C0 | FA-NFPA 170 HORN STROBE | 1 | FALSE | FALSE | FALSE | 2012 |  |  | 7135-0328:0212 | [10 empty] | FALSE | [7 empty] | THOR\acont | 2024-09-08 17:27 |  | [Potter] [NAC] [UL MAX, HIGH DB] CHS-24B-WP, CHS-24G-WP, CHS-24R-WP, CHS-24WB-WP, CHS-24WG-WP, CHS-24WR-WP, CHSLP-24B-WP, CHSLP-24G-WP, CHSLP-24R-WP, CHSLP-24WB-WP, CHSLP-24WG-WP, CHSLP-24WR-WP
aa219004-1561-4660-a383-689c05bb28e8 | NFPA 170 SMOKE HEAT DETECTOR |  |  | North | Secutron |  | Smoke/Heat Detector |  |  |  | Module | TRUE | MRI-2351AP w/300-6 | ++ | Intelligent Photoelectric smoke detector - UL, White, Standard Base | 1 | 0.0002 | 0.0045 |  |  |  |  | FALSE | TRUE |  |  | 2 inches H x 6.2 inches D |  | #FFFF0000 | FA-NFPA 170 SMOKE HEAT DETECTOR | 1 | FALSE | FALSE | FALSE | 1408 | [13 empty] | FALSE | [5 empty] | DESKTOP-7EIEB7A\acont | 2023-06-24 19:31 | THOR\acont | 2024-09-08 17:27 | Cloned from Firelite SD365 w/B300-6 | [Secutron] [SLC SENSORS] [*] [#4 TYPE ADDR ¦ SENSORS] 7251 (C), MRI-2251B w/B210LP (C), MRI-2251BR (C), MRI-2251TB w/B210LP (C), MRI-2251TMB w/B210LP (C), MRI-2351AP w/300-6 (C), MRI-2351RAP (C), MRI-2351TAP w/300-6 (C), MRI-5251B w/B210LP (C), MRI-5251H [Secutron] [SLC MODULES SENSORS] [*] [#2 SHARED ADDR ¦ SENSORS] 7251 (C), MRI-2251B w/B210LP (C), MRI-2251BR (C), MRI-2251TB w/B210LP (C), MRI-2251TMB w/B210LP (C), MRI-2351AP w/300-6 (C), MRI-2351RAP (C), MRI-2351TAP w/300-6 (C), MRI-5251B w/B210LP (C),
5e299a3d-6a68-47a1-9891-68ac5f3b3e42 |  |  |  | North | Autocall |  | Cards & Components |  |  |  | Card | TRUE | A010-9918 |  | Dual RS-232 Module | 1 | 0.06 | 0.06 |  |  |  |  | TRUE | [5 empty] | #FFFFFFFF |  |  | FALSE | FALSE | FALSE | [20 empty] | DESKTOP-7SAL8M7\acont | 2019-10-21 12:43 | THOR\acont | 2024-10-09 10:48
e75a7d47-c595-48c2-a206-68b4d743a90e |  |  |  | North | Siemens | [5 empty] | Module | TRUE | DMS-CATB-PKG-SM | S54465-C76-A2 | UL/ULC HW category B computer, 22" LCD monitor, SNC card, Software DVD, (no software licenses included) - (DMS-CATB-PKG-SM) | 1 | [12 empty] | #FFFFFFFF |  |  | FALSE | FALSE | FALSE | [20 empty] | DESKTOP-7SAL8M7\acont | 2019-08-13 09:04 | THOR\acont | 2024-10-09 10:48
36264d87-af78-42af-9742-68b916e91dfc |  |  |  | North | Edwards |  | Hardware |  |  |  | Hardware | TRUE | QSC-5-G-1-SP |  | OBSOLETE - FAP w/ 5 Option Card Spaces, Gray, Spanish | 1 | [6 empty] | FALSE | [5 empty] | #FFFFFFFF |  |  | FALSE | FALSE | FALSE | [14 empty] | FALSE | [7 empty] | THOR\acont | 2024-10-09 10:48
849abad7-f78e-4bff-9173-68bacd5016fb |  |  |  | North | Edwards |  | Hardware |  |  |  | Hardware | TRUE | RFF2 |  | RF Filter Board (One Required for Each Loop) | 1 | [6 empty] | FALSE | [5 empty] | #FFFFFFFF |  |  | FALSE | FALSE | FALSE | [14 empty] | FALSE | [7 empty] | THOR\acont | 2024-10-09 10:48
65188962-1ade-4253-89e6-68bccda44706 |  |  |  | North | Edwards |  | Hardware |  |  |  | Hardware | TRUE | 757A-RR2 |  | Retrofit Ring, 2 Gang Box, RED | 1 | [6 empty] | FALSE | [5 empty] | #FFFFFFFF |  |  | FALSE | FALSE | FALSE | [14 empty] | FALSE | [7 empty] | THOR\acont | 2024-10-09 10:48
04092a34-b49c-46b1-b4db-68c8a83e20e5 | NFPA 170 ADDRESSABLE INPUT MONITOR MODULE |  |  | North | Bosch |  | Addressable Module |  |  |  | Module | TRUE | DS7460I | ++ | Input module, dual-zone, Multiplex | 1 | 0.001 | 0.001 | [10 empty] | #FFFF0000 | FA-NFPA 170 ADDRESSABLE INPUT MONITOR MODULE | 1 | FALSE | FALSE | FALSE | [17 empty] | 2 |  |  | DESKTOP-7EIEB7A\acont | 2021-08-13 06:25 | THOR\acont | 2024-09-08 17:27 |  | [Bosch] [SLC MUX BOSCH] [*] [#1 ++] D341/D7044M, D5601/D7044M, D7044, D7044M, D7050, D7050 w/D7050-B6 BASE (C), D7050TH w/D7050-B6 BASE (C), D7052, D7053, DS7432, DS7457i, DS7457iF, DS7460I, DS7461I, DS7465I, FMM-7045, FMM-7045-D | [Bosch] DS7460I
70327f7d-cbd9-4fb5-8437-68cbde793be1 |  |  |  | North | Gamewell FCI |  | Hardware |  |  |  | Hardware | TRUE | E3BB-BC/INCC | ++ | Enclosure, Command Center, Black, “C” Size | 1 | [6 empty] | TRUE |  |  |  | 19 3/8” W x 30” H x 4 1/2” D (49 W x 76 H x 11 D cm) |  | #FFFFFFFF |  |  | FALSE | FALSE | FALSE | [20 empty] | DESKTOP-7EIEB7A\acont | 2022-08-29 12:22 | THOR\acont | 2024-10-09 10:48 | Cloned from Gamewell FCI E3BB-BA2
81bf6260-f672-466b-9631-68ce227a36b4 |  |  |  | North | Siemens | [5 empty] | Module | TRUE | 777161 | S54430-F307-A1 | AIR SHIELD - 40/40 | 1 | [12 empty] | #FFFFFFFF |  |  | FALSE | FALSE | FALSE | [20 empty] | DESKTOP-7SAL8M7\acont | 2019-08-13 09:04 | THOR\acont | 2024-10-09 10:48
3e715309-a56f-434b-85f6-68ce8280c061 | NFPA 170 STROBE CEILING |  |  | North | Gentex |  | Strobe |  |  |  | Module | TRUE | GCSA24PCR |  | GCS Colored Lens, Selectable Candela, Ceiling, Red, Plain, Amber Lens | 1 | 0 | 0.313 |  |  |  |  | FALSE | TRUE |  |  |  |  | #FF0070C0 | FA-NFPA 170 STROBE CEILING | 1 | FALSE | FALSE | FALSE | 2022 | [13 empty] | FALSE |  |  | C |  |  |  |  | THOR\acont | 2024-09-08 17:27 |  | [Gentex] [NAC] [UL MAX] GCSA24PCR (C), GCSA24PCW (C)
c2c39075-c6f9-4add-963a-68d557faef88 |  |  |  | North | Gamewell FCI |  | Cards & Components |  |  |  | Card | TRUE | HPF24S6 Main Board | + | Fire Alarm Power Supply Main Board | 1 | 0.091 | 0.145 |  |  |  |  | TRUE | FALSE |  |  |  |  | #FFFFFFFF |  |  | FALSE | FALSE | FALSE | [14 empty] | FALSE | [5 empty] | DESKTOP-7EIEB7A\acont | 2021-03-08 13:06 | THOR\acont | 2024-10-09 10:48 | Cloned from Honeywell HPF24S6 Main Board | [Altronix, Gamewell FCI, Honeywell] [NAC Trigger] AL1002ULADA Main Board, AL602ULADA Main Board, AL802ULADA Main Board, HPF24S6 Main Board, HPF24S8 Main Board [Gamewell FCI, Honeywell] [VAC ] [120VAC] 7100 Main Board, FireVac IV (50W, 25V) Main Board, FireVac IV (50W, 70V) Main Board, FLEX 410 Main Board, GF505 Main Board, GF506R Main Board, GF510 Main Board, GFPS-6 Main Board, GFPS-9 Main Board, GWF402 Main B [Gamewell FCI, Honeywell] [VAC ] 7100 Main Board, FireVac IV (50W, 25V) Main Board, FireVac IV (50W, 70V) Main Board, FLEX 410 Main Board, GF505 Main Board, GF506R Main Board, GF510 Main Board, GFPS-6 Main Board, GFPS-9 Main Board, GWF402 Main Board, GWF | [Gamewell FCI, Honeywell] HPF24S6 Main Board, HPF24S8 Main Board
f25d8873-b841-4496-b5ee-68d5f7e91fd5 |  |  |  | North | Edwards |  | Hardware |  |  |  | Hardware | TRUE | CBA72-B-G |  | Wallbox - Gray 28"w x 72"h x 8"d | 1 | [6 empty] | FALSE | [5 empty] | #FFFFFFFF |  |  | FALSE | FALSE | FALSE | [14 empty] | FALSE | [7 empty] | THOR\acont | 2024-10-09 10:48
27bf79a6-46d4-4b2f-ac07-68da5e976f15 | NFPA 170 STROBE WALL |  |  | North | Siemens |  | Strobe |  |  |  | Module | TRUE | SL2SWR-ALA | S54329-F204-A1++ | Strobe, Wall, Amber, Red, Alert | 1 | [12 empty] | #FF0070C0 | FA-NFPA 170 STROBE WALL | 1 | FALSE | FALSE | FALSE | 2023 | [19 empty] | DESKTOP-7EIEB7A\acont | 2023-08-02 11:44 | THOR\acont | 2024-09-08 17:27 | Cloned from Siemens SL2HSWR-F | [Siemens] [NAC] [16.0 – 33.0 VDC] SL2SPSWR-AL, SL2SPSWR-ALA, SL2SPSWR-F, SL2SPSWR-FB, SL2SPSWR-M, SL2SPSWR-N, SL2SPSWR-NA, SL2SPSWW-AL, SL2SPSWW-ALA, SL2SPSWW-F, SL2SPSWW-FB, SL2SPSWW-M, SL2SPSWW-N, SL2SPSWW-NA, SL2SWR-A, SL2SWR-AL, SL2SWR-ALA, SL2SWR-AL
d912f99d-833d-41fe-8f0b-68dc069a3d10 | NFPA 170 SOLENOID VALVE |  |  | North | BERMAD |  | Solenoid |  |  |  | Module | TRUE | BE370D-B2-87 | ++ | 3-way solenoid valve, Ex d standard type | 1 | 0 | 0.333 |  |  |  |  | FALSE | [5 empty] | #FFFF0000 | FA-NFPA 170 SOLENOID VALVE | 1 | FALSE | FALSE | FALSE | 1701 | [13 empty] | FALSE | [5 empty] | THOR\acont | 2024-08-02 12:14 | THOR\acont | 2024-09-08 17:27 | Cloned from BERMAD BE370D-B2-88 CLONED CLONED CLONED | [ASCO, BERMAD, Fenwal, Generic, Pyro-Chem, Skinner, Viking] [AUX POWER, RELEASING] [*] [INPUT TYPE] 11601, 11602, 13215, 13843, 13844, 486500-01, 73218BN4UN00, 8210G009, BE370D-B2-87, BE370D-B2-88, BE370D-B5-87, BE370D-B5-87N, BE370D-B5-88, BE370D-B5-88N
b4d12492-83c2-4568-b353-68df9a7587e4 | NFPA 170 BELL |  |  | North | Potter |  | Bell |  |  |  | Module | TRUE | PDC-8-12 | ++ | 8" Bell | 1 | 0 | 0.02 |  |  | 12 |  | FALSE | [5 empty] | #FFFF0000 | FA-NFPA 170 BELL | 1 | FALSE | FALSE | FALSE | 2000 | [13 empty] | FALSE | [5 empty] | DESKTOP-7EIEB7A\acont | 2023-04-13 14:15 | THOR\acont | 2024-09-08 17:27 | Cloned from Potter PDC-8-24 | [Potter] [NAC] [*] [24 VDC] MBA-6-24, PAC12010, PDC-10-12, PDC-10-24, PDC-6-12, PDC-6-24, PDC-8-12, PDC-8-24
964c5495-1313-40a2-b4f3-68e2388c6886 | NFPA 170 PRESSURE SWITCH |  |  | North | Potter |  | Pressure Switch |  |  |  | Module | TRUE | WFSR-F | + | Pressure Activated Waterflow Alarm Switch with Retard | 1 | [6 empty] | FALSE | [5 empty] | #FFFF0000 | FA-NFPA 170 PRESSURE SWITCH | 1 | FALSE | FALSE | FALSE |  |  |  | 7770-0328:0001 | [10 empty] | FALSE | [7 empty] | THOR\acont | 2024-09-08 17:27 |  | [Potter] [IDC] 01 OSYSU Series, OSYSU-CRH, OSYSU-EX, OSYSU-EX-O, PCVS Series, PCVS-CRH, PIVS-U-EX, PIVSU-EX-O, PS10 Series, PS10-EX, PS15, PS25, PS40 Series, PS40-EX, RBVS, VSG, VSR Series, VSR-10, VSR-AT, VSR-C, VSR-CF, VSR-FE-2, VSR-FEX Series, VSR-S S [Farenhyt, Generic, N/A, Notifier, Potter, Silent Knight] [AUX POWER] [BELL POWER ++] FURNISHED BY OTHERS, PS10 Series, PS10-EX, VSG, VSR Series, VSR-10, VSR-AT, VSR-C, VSR-CF, VSR-FE-2, VSR-FEX Series, VSR-S Series, VSR-SF, VSR-SFG, VSR-SFT, VSR-SG, VSR
f38a2812-1ca8-4f3f-a9b3-68e39e1eb8c7 | NFPA 170 SPEAKER STROBE CEILING |  |  | North | Kidde |  | Speaker/Strobe |  |  |  | Module | TRUE | EGCSVRF |  | Speaker/Strobe, Ceiling, Red, FIRE | 1 | [6 empty] | FALSE | TRUE |  |  |  |  | #FF0070C0 | FA-NFPA 170 SPEAKER STROBE CEILING | 1 | FALSE | FALSE | FALSE | 2020 | [13 empty] | FALSE |  |  | C |  |  | DESKTOP-7EIEB7A\acont | 2021-05-24 09:24 | THOR\acont | 2024-09-08 17:27 | Cloned from Edwards GCSVRF | [Edwards, Kidde] [AUDIO 70.7v] [70V AUDIO] EGCSRF (C), EGCSRN (C), EGCSVHRF (C), EGCSVHRF-FR (C), EGCSVHRF-SP (C), EGCSVHRN (C), EGCSVHWA (C), EGCSVHWF (C), EGCSVHWF-FR (C), EGCSVHWF-SP (C), EGCSVHWN (C), EGCSVRF (C), EGCSVRN (C), EGCSVWA (C), E [Edwards, Kidde] [NAC] [24 VDC] EGCSVRF (C), EGCSVRN (C), EGCSVWA (C), EGCSVWF (C), EGCSVWN (C), EGCVRF (C), EGCVRN (C), EGCVWF (C), EGCVWN (C), GCSVRF (C), GCSVRN (C), GCSVWA (C), GCSVWF (C), GCSVWN (C), GCVRF (C), GCVRN (C), GCVWF (C), GCVWN (C) [Edwards, Kidde] [NAC] [24 FWR] EGCSVRF (C), EGCSVRN (C), EGCSVWA (C), EGCSVWF (C), EGCSVWN (C), EGCVRF (C), EGCVRN (C), EGCVWF (C), EGCVWN (C), GCSVRF (C), GCSVRN (C), GCSVWA (C), GCSVWF (C), GCSVWN (C), GCVRF (C), GCVRN (C), GCVWF (C), GCVWN (C) [Edwards, Kidde] [AUDIO 25v] [25V AUDIO] EGCSRF (C), EGCSRN (C), EGCSVHRF (C), EGCSVHRF-FR (C), EGCSVHRF-SP (C), EGCSVHRN (C), EGCSVHWA (C), EGCSVHWF (C), EGCSVHWF-FR (C), EGCSVHWF-SP (C), EGCSVHWN (C), EGCSVRF (C), EGCSVRN (C), EGCSVWA (C), EGC
7e6abe4a-4bf1-4ae0-bab7-68e47d157e94 |  |  |  | North | Gamewell FCI |  | Hardware |  |  |  | Hardware | TRUE | IF600-RETROFIT | ++ | Door and Cab mounting plates, disable key switch and door lock PK-625) for E3 Series upgrade. | 1 | [6 empty] | TRUE |  |  |  | 14” W x 20” H x 4 1/2: D (35.5 W x 50.8 H x 11 D cm) |  | #FFFFFFFF |  |  | FALSE | FALSE | FALSE | [20 empty] | DESKTOP-7EIEB7A\acont | 2022-08-29 12:16 | THOR\acont | 2024-10-09 10:48 | Cloned from Gamewell FCI E3BB-RBSLIM
2a166a4e-4f46-4fbd-a6e3-68e5decc86cf | NFPA 170 FIRE ALARM CONTROL UNIT | RISER FACP |  | North | Monaco Enterprises |  | Fire Alarm Control Unit |  |  |  | Assembly | TRUE | 227-956-EN |  | MAAP-X point reporting, addressable, fire alarm control, mass notification, voice evacuation panel, hard-wire—single comm: One AAC II backplane for ADCs/SOCs One ADC supporting 198 addressable devices One SOC, 25 VAC RMS, 32W audio output NEMA 1 surface-mount red enclosure43" H x 18" W x 3.6" D Two 12V/18 Ah batteriesDoes not support D-21 Central live voice; for options contact Monaco. | 1 | [12 empty] | #FFFF0000 | FA-NFPA 170 FIRE ALARM CONTROL UNIT | 1 | FALSE | FALSE | FALSE | 202 | [13 empty] | TRUE | [5 empty] | AULAPTOP-PC\Aulaptop | 2019-04-20 03:50 | THOR\acont | 2024-09-08 17:27
0f848288-22e1-4d35-9d4d-68ec467ad343 |  |  |  | North | Fike |  | Cards & Components |  |  |  | Card | TRUE | FIK-NIC | ++ | Network Interface Card | 1 | 0.021 | 0.021 |  |  | 24 |  | TRUE | [5 empty] | #FFFFFFFF |  |  | FALSE | FALSE | FALSE | [14 empty] | FALSE | [5 empty] | DESKTOP-7EIEB7A\acont | 2023-01-04 17:03 | THOR\acont | 2024-10-09 10:48 | Cloned from Silent Knight SK-NIC | [Fike] [RS-485] [NETWORK ++] FIK-NIC | [Fike] FIK-NIC
f98877fc-f5d1-451f-af3a-68ee9516c55e | NFPA 170 ADDRESSABLE INPUT MONITOR MODULE |  |  | North | Bosch |  | Addressable Module |  |  |  | Module | TRUE | FLM-325-I4-AI | ++ | Contact monitor with isolator class A 4" | 1 | 0.00063 | 0.0063 |  |  | 24 | [7 empty] | #FFFF0000 | FA-NFPA 170 ADDRESSABLE INPUT MONITOR MODULE | 1 | FALSE | FALSE | FALSE | [20 empty] | DESKTOP-7EIEB7A\acont | 2022-08-28 08:49 | THOR\acont | 2024-09-08 17:27 | Cloned from Bosch FLM-325-I4-A | [Bosch] [SLC BOSCH MODULES SENSORS] [*] [#02 MODULES ++] FLM-325-2I4, FLM-325-2R4-2A, FLM-325-2R4-2AI, FLM-325-2R4-8A, FLM-325-2R4-8AI, FLM-325A, FLM-325-CZM4, FLM-325-I4-A, FLM-325-I4-AI, FLM-325-IM, FLM-325-NA4, FLM-325-NAI4, FMM-325A, FMM-325A-D, FMM- | [Bosch] FLM-325-I4-A, FLM-325-I4-AI, FLM-325-IM
df4d814c-8723-46b0-bb10-68f678fc4e24 |  |  |  | North | Notifier |  | Cards & Components |  |  |  | Card | TRUE | NFC-50BDA Main Board (100W, 25V) | + | Main Board for ECC-50BDA | 1 | 0.11 | 1.2 |  |  |  |  | TRUE | FALSE |  |  |  |  | #FFFFFFFF |  |  | FALSE | FALSE | FALSE | [14 empty] | FALSE | [5 empty] | DESKTOP-7SAL8M7\acont | 2019-10-02 17:27 | THOR\acont | 2024-10-09 10:48 | Cloned from Firelite ECC-50DA Main Board (50W, 25V) | [Federal Signal, Notifier] [RS-485] BDA-70v (50W, 70V), NFC-125DA (25V) Main Board, NFC-50BDA Main Board (100W, 25V), NFC-50BDA Main Board (100W, 70V), NFC-50DA Main Board (50W, 25V), NFC-50DA Main Board (50W, 70V), NFC-BDA-25v (50W, 25V), NFC-BDA- [Notifier] [AUX POWER] BDA-70v (50W, 70V), NFC-125DA (25V) Main Board, NFC-50BDA Main Board (100W, 25V), NFC-50BDA Main Board (100W, 70V), NFC-50DA Main Board (50W, 25V), NFC-50DA Main Board (50W, 70V), NFC-BDA-25v (50W, 25V), NFC-BDA-70v (50W, 70V [Notifier] [VAC ] 411UDAC Main Board, AFP-100 Main Board, AFP-200 Main Board, FCPS-24S6 MAIN BOARD, FCPS-24S8 MAIN BOARD, HPFF12 Main Board, HPFF8 Main Board, NFC-125DA (25V) Main Board, NFC-50/100 Main Board (100W, 25V), NFC-50/100 Main Board (100W, 70V [Federal Signal, Notifier] [DIGITAL AUDIO LOOP] BDA-70v (50W, 70V), NFC-125DA (25V) Main Board, NFC-50BDA Main Board (100W, 25V), NFC-50BDA Main Board (100W, 70V), NFC-50DA Main Board (50W, 25V), NFC-50DA Main Board (50W, 70V), NFC-BDA-25v (50W, 25 | [Notifier] NFC-50BDA Main Board (100W, 25V)
e23a421e-125b-4814-9131-68f68da30488 | NFPA 170 HORN |  |  | North | Simplex |  | Horn |  |  |  | Module | TRUE | 49MT-APPLW | + | Audible Notification Appliances, Wall Mount Horn, Specify Cover | 1 | 0 | 0 |  |  |  |  | TRUE | [5 empty] | #FF0070C0 | FA-NFPA 170 HORN | 1 | FALSE | FALSE | FALSE | 2010 | [19 empty] | DESKTOP-7EIEB7A\acont | 2022-02-21 15:52 | THOR\acont | 2024-09-08 17:27 | Cloned from Autocall A49MT-APPLW | [Autocall, Simplex] [IDNac] [23VDC, STEADY LOW, 520 HZ] 49MT-APPLW, A49MT-APPLW [Autocall, Simplex] [IDNac] [23VDC, STEADY HIGH, 520 HZ] 49MT-APPLW, A49MT-APPLW
369f2796-275f-4367-a3a9-68f68e8e297e |  |  |  | North | MIRCOM | [5 empty] | Module | TRUE | CCH-5014-ANNUNKIT | new | Annunciator Mounting Kit for BB-5014 | 1 | [12 empty] | #FFFFFFFF |  |  | FALSE | FALSE | FALSE | [20 empty] | THOR\acont | 2024-02-24 16:13 | THOR\acont | 2024-10-09 10:48
f2da9030-1906-471a-8016-68f70ce2d1d7 | NFPA 170 ADDRESSABLE INPUT OUTPUT |  |  | North | Block Definition Only |  | Addressable Module |  |  |  | Module | TRUE | NFPA 170 ADDRESSABLE INPUT OUTPUT |  | NFPA 170 ADDRESSABLE INPUT OUTPUT | 1 | [12 empty] | #FFFF0000 | FA-NFPA 170 ADDRESSABLE INPUT OUTPUT | 1 | FALSE | FALSE | FALSE | 1200 | [19 empty] | AULAPTOP-PC\Aulaptop | 2020-03-26 07:41 | THOR\acont | 2024-09-08 17:27
61436ad7-a5f1-4b02-ae0e-68fa8be3f61e | NFPA 170 SMOKE DETECTOR |  |  | North | Edwards |  | Smoke Detector |  |  |  | Module | TRUE | SIGA-IPHS w/SIGA-IB BASE | ++ | 4D Multisensor Detector | 1 | 4.5e-05 | 4.5e-05 |  |  |  |  | FALSE | TRUE |  |  |  |  | #FFFF0000 | FA-NFPA 170 SMOKE DETECTOR | 1 | FALSE | FALSE | FALSE | 1408 | [13 empty] | FALSE | [7 empty] | THOR\acont | 2024-10-08 16:31 | 20191121 AC Detector with base | [Edwards, Kidde] [SLC EST SENSORS] [*] [#4 TYPE ADDR ¦ SENSORS] KI-DDOS (C), SIGA2-COS w/SIGA-AB4G BASE, SIGA2-COS w/SIGA-AB4G-LF BASE, SIGA2-COS w/SIGA-AB4GT BASE, SIGA2-COS w/SIGA-IB BASE, SIGA2-COS w/SIGA-RB BASE, SIGA2-COS w/SIGA-SB BASE, SIGA2-HCOS [Edwards, Kidde] [SLC EST MODULES/SENSORS] 01 [*] [iO64] DS-HFS (C), DS-PS (C), FX-HD w/IB4U BASE, FX-HD w/RB4U BASE, FX-HD w/SB4U BASE, FX-HD w/SB4U-LF BASE, FX-HD wB4U BASE, FX-PD w/B4U BASE (C), FX-PD w/IB4U BASE (C), FX-PD w/SB4U BASE (C), FX-PD w/SB [Edwards, Kidde] [SLC EST SENSORS] 01 [*] [EST3, iO1000] DS-HFS (C), DS-PS (C), FX-HD w/IB4U BASE, FX-HD w/RB4U BASE, FX-HD w/SB4U BASE, FX-HD w/SB4U-LF BASE, FX-HD wB4U BASE, FX-PD w/B4U BASE (C), FX-PD w/IB4U BASE (C), FX-PD w/SB4U BASE (C), FX-PD w/SB [Edwards, Kidde] [SLC EST MODULES SENSORS] [*] [#2 SHARED ADDR ¦ SENSORS] KI-DDOS (C), SIGA2-COS w/SIGA-AB4G BASE, SIGA2-COS w/SIGA-AB4G-LF BASE, SIGA2-COS w/SIGA-AB4GT BASE, SIGA2-COS w/SIGA-IB BASE, SIGA2-COS w/SIGA-RB BASE, SIGA2-COS w/SIGA-SB BASE, S
f8b1f026-7a5c-4cf3-b492-68fee9e13b05 | NFPA 170 STROBE WALL |  |  | North | Eaton Wheelock |  | Strobe |  |  |  | Module | TRUE | XB4ULB8D2E3E06ANCN1R |  | Strobe, Clear Lens, 21 Joules, 24 VDC, Red finish | 1 | 0 | 0 |  |  |  |  | FALSE | [5 empty] | #FF0070C0 | FA-NFPA 170 STROBE WALL | 1 | FALSE | FALSE | FALSE | 2023 | [13 empty] | FALSE |  |  | XP |  |  | DESKTOP-7EIEB7A\acont | 2021-01-29 09:44 | THOR\acont | 2024-09-08 17:27 | Cloned from Cooper Notification XB4ULB8D2E3E06ANRN1R | [Eaton Wheelock] [NAC] [24 VDC] XB4ULB8D2E3E06ANCN1R, XB4ULB8D2E3E06ANRN1R
7c1c701a-1589-470b-aaea-68fffe32a71c |  |  |  | North | Bosch | [5 empty] | Module | TRUE | VDA-AD-JNB | * | Junction boxes | 1 | [12 empty] | #FFFFFFFF |  |  | FALSE | FALSE | FALSE | [20 empty] | DESKTOP-7EIEB7A\acont | 2021-08-13 06:25 | THOR\acont | 2024-10-09 10:48
9413f225-9fdb-45ae-815c-69032fcb9390 | NFPA 170 FIRE ALARM TRANSPONDER |  |  | North | Notifier |  | Hardware |  |  |  | Hardware | TRUE | MON-22LCDW |  | 22" LCD, UL Listed Monitor; widescreen | 1 | [6 empty] | TRUE | [5 empty] | #FFFF0000 | FA-NFPA 170 FIRE ALARM TRANSPONDER | 1 | FALSE | FALSE | FALSE | [20 empty] | DESKTOP-7EIEB7A\acont | 2022-04-15 18:07 | THOR\acont | 2024-09-08 17:27 | Cloned from Notifier ONYXWKS-HNSF
48237298-a7b3-4985-abf0-6904c3a461a5 | NFPA 170 NOTIFICATION CIRCUIT EXTENDER PANEL | RISER NAC |  | North | Notifier |  | Notification Circuit Extender Panel |  |  |  | Assembly | TRUE | ACPS-610 Assembly | + | ACPS-610 in Stand-Alone Cabinet | 1 | [6 empty] | FALSE | [5 empty] | #FFFF0000 | FA-NFPA 170 NOTIFICATION CIRCUIT EXTENDER PANEL | 1 | FALSE | FALSE | FALSE | 212 | [8 empty] | 12,18,26,55,100,200 |  |  | 6 |  | TRUE | [7 empty] | THOR\acont | 2024-09-08 17:27
94dbadfd-5a6d-4b71-af19-690df202566e | NFPA 170 SMOKE CO DETECTOR |  |  | North | Kidde |  | Smoke/CO Detector |  |  |  | Module | TRUE | KIR-PCD w/KI-ABST BASE | ++ | Multisensor Smoke and CO Detector | 1 | 3.2e-05 | 3.2e-05 |  |  |  |  | FALSE | TRUE |  |  |  |  | #FFFF0000 | FA-NFPA 170 SMOKE CO DETECTOR | 1 | FALSE | FALSE | FALSE | 1408 | [13 empty] | FALSE | [5 empty] | DESKTOP-7EIEB7A\acont | 2023-05-24 19:32 | THOR\acont | 2024-09-08 17:27 | Cloned from Kidde KI-PCD w/KI-ABST BASE | [Kidde] [SLC EST MODULES SENSORS] [*] [#2 SHARED ADDR ¦ SENSORS] DS-HFS (C), DS-PS (C), FX-HD w/IB4U BASE, FX-HD w/RB4U BASE, FX-HD w/SB4U BASE, FX-HD w/SB4U-LF BASE, FX-HD wB4U BASE, FX-PD w/B4U BASE (C), FX-PD w/IB4U BASE (C), FX-PD w/SB4U BASE (C), FX [Kidde] [SLC EST SENSORS] [*] [#4 TYPE ADDR ¦ SENSORS] DS-HFS (C), DS-PS (C), FX-HD w/IB4U BASE, FX-HD w/RB4U BASE, FX-HD w/SB4U BASE, FX-HD w/SB4U-LF BASE, FX-HD wB4U BASE, FX-PD w/B4U BASE (C), FX-PD w/IB4U BASE (C), FX-PD w/SB4U BASE (C), FX-PD w/SB4U [Edwards, Kidde] [AUX POWER] FX-HD w/SB4U BASE, FX-PD w/SB4U BASE (C), FX-PHD w/SB4U BASE (C), KI-COD w/KI-ABST BASE (C), KI-HCD w/KI-ABST BASE, KI-HRD w/KI-ABST BASE, KI-PCD w/KI-ABST BASE (C), KI-PD w/KI-ABST BASE (C), KI-PHCD w/KI-ABST BASE (C), KI-PH [Edwards, Kidde] [SLC EST MODULES/SENSORS] 01 [*] [iO64] DS-HFS (C), DS-PS (C), FX-HD w/IB4U BASE, FX-HD w/RB4U BASE, FX-HD w/SB4U BASE, FX-HD w/SB4U-LF BASE, FX-HD wB4U BASE, FX-PD w/B4U BASE (C), FX-PD w/IB4U BASE (C), FX-PD w/SB4U BASE (C), FX-PD w/SB [Edwards, Kidde] [SLC EST SENSORS] 01 [*] [EST3, iO1000] DS-HFS (C), DS-PS (C), FX-HD w/IB4U BASE, FX-HD w/RB4U BASE, FX-HD w/SB4U BASE, FX-HD w/SB4U-LF BASE, FX-HD wB4U BASE, FX-PD w/B4U BASE (C), FX-PD w/IB4U BASE (C), FX-PD w/SB4U BASE (C), FX-PD w/SB
3acd35d3-bcd0-44e7-91b6-690e1f5ddc82 | NFPA 170 ADDRESSABLE OUTPUT MODULE |  |  | North | Hochiki |  | Addressable Control/Relay |  |  |  | Module | TRUE | SOM-AI CLASS A SUPERVISED OUTPUT MODULE | CLASS A SUPERVISED OUTPUT MODULE | CLASS A SUPERVISED OUTPUT MODULE | 1 | 0.00042 | 0.0005 |  |  |  |  | TRUE |  |  | *Refer to Install Sheet |  |  | #FFFF0000 | FA-NFPA 170 ADDRESSABLE OUTPUT MODULE | 1 | FALSE | FALSE | FALSE | 1100 | [19 empty] | DESKTOP-0D6CQVA\lousc | 2019-10-06 09:54 | THOR\acont | 2024-09-08 17:27 | from Hochiki DCP-SOM-A CLASS A SUPERVISED OUTPUT MODULE | [Hochiki, VES] [SLC HOCHIKI] 02 [*] [SLC] CZM CONVENTIONAL ZONE MODULE, DCP-AMS Single Action Hex Key Lock, DCP-AMS-KL Single Action Key Lock, DCP-AMS-KL-LP Dual Action Key Lock, DCP-AMS-LP Dual Action Hex Key Lock, DIMM - DUAL INPUT MONITOR MODULE, DIMM [Hochiki] [AUX POWER, NAC] [24 VDC] SOM SUPERVISED OUTPUT MODULE, SOM-A CLASS A SUPERVISED OUTPUT MODULE, SOM-AI CLASS A SUPERVISED OUTPUT MODULE, SOM-R SUPERVISED OUTPUT MODULE | [Hochiki] SOM SUPERVISED OUTPUT MODULE, SOM-A CLASS A SUPERVISED OUTPUT MODULE, SOM-AI CLASS A SUPERVISED OUTPUT MODULE, SOM-R SUPERVISED OUTPUT MODULE
73f2d6aa-7572-4998-b149-691ecaa28726 |  |  |  | North | Bosch | [5 empty] | Module | TRUE | NDI-4502-A | * | Camera Dome & True Day/Night Network Camera, Flexidome Ip 4000I, Indoor, 2 Megapixel, 3-10Mm Varifocal Lens | 1 | [12 empty] | #FFFFFFFF |  |  | FALSE | FALSE | FALSE | [20 empty] | DESKTOP-7EIEB7A\acont | 2021-08-13 06:25 | THOR\acont | 2024-10-09 10:48
05df5749-6b3f-4a3d-932b-6924bcda3582 |  |  |  | North | Siemens |  | Hardware |  |  |  | Hardware | TRUE | 5000-011 | 500-050279+ | Model F5000 detector back box | 1 | [12 empty] | #FFFFFFFF |  |  | FALSE | FALSE | FALSE | [20 empty] | DESKTOP-7EIEB7A\acont | 2022-06-29 10:13 | THOR\acont | 2024-10-09 10:48 | Cloned from Bosch FRAY5000-DETBOX
65fd4ce6-3b8a-4264-a54d-692b37742d3b | NFPA 170 WIRELESS CONTROL UNIT |  |  | North | Gamewell FCI |  | Wireless Control Unit |  |  |  | Module | TRUE | WAV-WL | + | Wireless AV base, wall, white | 2 | [6 empty] | FALSE | [5 empty] | #FFFF0000 | FA-NFPA 170 WIRELESS CONTROL UNIT | 1 | FALSE | FALSE | FALSE | [14 empty] | FALSE |  |  | WAV-CWL |  |  | AUGUSTXPS17-EUP\aucon | 2022-07-12 06:50 | THOR\acont | 2024-09-08 17:27 | Cloned from Firelite WAV-WL CLONED CLONED | [Farenhyt, Firelite, Gamewell FCI, Notifier, Silent Knight] [SWIFT MESH DEVICES] 03 WAV-CRL, WAV-CWL, WAV-RL, WAV-WL [Gamewell FCI] [SLC MODULES SENSORS] [*] [#1 SHARED ADDR ¦ MODULES] AMM-2F, AMM-2IF, AMM-2RF, AMM-2RIF, AMM-4F, AMM-4SF, AOM-2RF, AOM-2SF, AOM-TELF, MMI-10F, MMI-6SF, MMO-6RF, MMO-6SF, MS-7AF, MS-7ASF, MS-7S w/AMM-2F, MS-WS w/AMM-2F, TC81021000, VW-DIS-D [Farenhyt, Firelite, Gamewell FCI, Notifier, Silent Knight, System Sensor] [SWIFT MESH DEVICES] 01 HRL-LF w/ WAV-RL, HWL-LF w/ WAV-WL, P2RL w/WAV-RL, P2RLED w/WAV-RL, P2RL-LF w/ WAV-RL, P2WL w/ WAV-WL, P2WLED w/ WAV-WL, P2WL-LF w/ WAV-WL, SRL w/ WAV-RL, [Gamewell FCI] [SLC MODULES] [*] [#3 TYPE ADDR ¦ MODULES] AMM-2F, AMM-2IF, AMM-2RF, AMM-2RIF, AMM-4F, AMM-4SF, AOM-2RF, AOM-2SF, AOM-TELF, MMI-10F, MMI-6SF, MMO-6RF, MMO-6SF, MS-7AF, MS-7ASF, MS-7S w/AMM-2F, MS-WS w/AMM-2F, TC81021000, VW-GATE, WAM-MM, W | [Farenhyt, Firelite, Gamewell FCI, Notifier, Silent Knight] WAV-CRL, WAV-CWL, WAV-RL, WAV-WL
915fe767-b44a-4f57-9393-692f131de822 | NFPA 170 SPEAKER WALL |  |  | North | Bogen |  | Speaker |  |  |  | Module | TRUE | MB8TSQ |  | Wall Speaker | 1 | [6 empty] | TRUE | [5 empty] | #FF0070C0 | FA-NFPA 170 SPEAKER WALL | 1 | FALSE | FALSE | FALSE | 2021 | [19 empty] | AULAPTOP-PC\Aulaptop | 2020-03-25 06:25 | THOR\acont | 2024-09-08 17:27 |  | [Bogen] [AUDIO 25v, AUDIO 70.7v] [25V AUDIO, 70V AUDIO] CSD2X2L (C), MB8TSL, MB8TSLVR, MB8TSQ, MB8TSQVR
4eeb5efd-4687-4d19-89f1-6937d58dbec3 |  |  |  | North | EDCO |  | Cards & Components |  |  |  | Card | TRUE | EMC-240B |  | SURGE PROTECTION | 1 | [6 empty] | TRUE | [5 empty] | #FFFFFFFF |  |  | FALSE | FALSE | FALSE | [14 empty] | FALSE | [7 empty] | THOR\acont | 2024-10-09 10:48
adbb8a89-0420-4f12-889a-694050168592 | NFPA 170 FIRE ALARM TERMINAL CABINET | RISER FATC |  | North | Space Age Electronics |  | Terminal Cabinet |  |  |  | Module | TRUE | SSU00536 | Accessories | Fire Alarm Terminal Cabinet, 6 1/2” 8 5/8” 2 1/2” Keyed | 1 | 0 | 0 |  |  |  |  | TRUE |  | Surface Mounted |  |  |  | #FFFF0000 | FA-NFPA 170 FIRE ALARM TERMINAL CABINET | 1 | FALSE | FALSE | FALSE | 205 | [19 empty] | DESKTOP-7SAL8M7\acont | 2020-09-14 15:17 | THOR\acont | 2024-09-08 17:27 | Cloned from Space Age Electronics SSU00635
f90056d4-1066-4e35-b38d-6941cc8b7464 | NFPA 170 STROBE CEILING |  |  | North | Siemens |  | Strobe |  |  |  | Module | TRUE | SL2SCW-FB | S54329-F201-A1++ | Strobe, Ceiling, Clear, White, Pictogram | 1 | [7 empty] | TRUE |  |  |  |  | #FF0070C0 | FA-NFPA 170 STROBE CEILING | 1 | FALSE | FALSE | FALSE | 2023 | [19 empty] | DESKTOP-7EIEB7A\acont | 2023-08-03 09:40 | THOR\acont | 2024-09-08 17:27 | Cloned from Siemens SL2SWW-FB | [Siemens] [NAC] [16.0 – 33.0 VDC] SL2SCR-A (C), SL2SCR-AL (C), SL2SCR-ALA (C), SL2SCR-ALB (C), SL2SCR-F (C), SL2SCR-FB (C), SL2SCR-N (C), SL2SCR-NA (C), SL2SCR-NB (C), SL2SCW-A (C), SL2SCW-AL (C), SL2SCW-ALA (C), SL2SCW-ALB (C), SL2SCW-EV (C), SL2SCW-F (
42a9656a-619b-4afd-b141-69438a8fcf65 | NFPA 170 SMOKE DETECTOR |  |  | North | MIRCOM |  | Smoke Detector |  |  |  | Module | TRUE | MIX-4010 w/MIX-4003-LF | ++ | Photoelectric Smoke Detector w/Low Frequency Sounder Base | 1 | 0.00172 | 0.00554 |  |  |  |  | FALSE | TRUE |  |  |  |  | #FFFF0000 | FA-NFPA 170 SMOKE DETECTOR | 1 | FALSE | FALSE | FALSE | 1408 | [13 empty] | FALSE |  |  | P |  |  | THOR\acont | 2023-11-27 12:48 | THOR\acont | 2024-09-08 17:27 | Cloned from MIRCOM MIX-4010 w/MIX-4003-R | [MIRCOM] [AUX POWER] [24VDC, LOW VOLUME ++] MIX-4010 w/MIX-4003-LF (C) [MIRCOM] [AUX POWER] [24VDC, HIGH VOLUME ++] MIX-4010 w/MIX-4003-LF (C) [MIRCOM] [SLC SENSORS] [*] [#4 TYPE ADDR ¦ SENSORS] DNR w/MIX-2251BR (C), DNR w/MIX-2351RAP (C), MIX-1251AP w/B200SR-LF-WH (C), MIX-1251AP w/B200SR-WH (C), MIX-1251AP w/B210LP (C), MIX-1251AP w/B224RB-WH (C), MIX-1251AP w/B501 (C), MIX-1251B w/B200SR-LF- [MIRCOM] [SLC MODULES SENSORS] [*] [#2 SHARED ADDR ¦ SENSORS] DNR w/MIX-2251BR (C), DNR w/MIX-2351RAP (C), MIX-1251AP w/B200SR-LF-WH (C), MIX-1251AP w/B200SR-WH (C), MIX-1251AP w/B210LP (C), MIX-1251AP w/B224RB-WH (C), MIX-1251AP w/B501 (C), MIX-1251B w/
ac186b49-740f-47e3-b2cf-6951f838d11c | CADGEN ELECTRIC STRIKE |  |  | North | Von Duprin | Security/Access Control | Electric Strike |  |  |  | Module | TRUE | 6210 | ++ | 6200 Series - Strikes for mortise or cylindrical devices | 1 | 0.06 | 0.06 |  |  | 12 |  | TRUE | [5 empty] | #FFFF0000 | FA-CADGEN ELECTRIC STRIKE | 1 | FALSE | FALSE | FALSE | [17 empty] | R1 |  |  | DESKTOP-7EIEB7A\acont | 2023-01-27 07:13 | THOR\acont | 2024-09-08 17:27 | Cloned from Von Duprin 6211 | [Alarm Controls, ALARM CONTROLS CORPORATION, ASSA ABLOY, Generic, HES, RCI, Von Duprin] [ACCESS CONTROL OUTPUT] [*] 1200L, 1200LB, 1200S, 1500, 1600, 4200, 5100, 600D, 600L, 600S, 6210, 6211, 6211AL, 6211WF, 6212, 6212WF, 6213, 6214, 6215, 6216, 6221, 62
9dc3d4f6-3e8f-43c1-aea6-6958bd34d736 | NFPA 170 FIRE ALARM CONTROL UNIT | RISER FACP |  | North | MIRCOM |  | Fire Alarm Control Unit |  |  |  | Assembly | TRUE | FX-4000MNS | ++ | FleXNet FX-4000N Series, FIRE & MNS Audio, no display | 1 | [6 empty] | FALSE | [5 empty] | #FFFF0000 | FA-NFPA 170 FIRE ALARM CONTROL UNIT | 1 | FALSE | FALSE | FALSE | 202 | [8 empty] | 17,18,26,33,55,60,65 |  |  |  |  | TRUE | [5 empty] | THOR\acont | 2024-02-26 07:07 | THOR\acont | 2024-09-08 17:27 | Cloned from MIRCOM FX-4003-12N
ccbd5e06-4e38-4111-bfc1-6959dd5c15cb |  |  |  | North | Edwards |  | Hardware |  |  |  | Hardware | TRUE | 990 |  | FIRE RATED INITIATION DEVICE CABLE | 1 | [6 empty] | FALSE | [5 empty] | #FFFFFFFF |  |  | FALSE | FALSE | FALSE | [14 empty] | FALSE | [7 empty] | THOR\acont | 2024-10-09 10:48
d5b61cb2-67f5-44fa-9c17-695de1ab02ff |  |  |  | North | System Sensor |  | Hardware |  |  |  | Hardware | TRUE | TR-2W |  | Universal Wall Trim Ring White | 1 | [6 empty] | FALSE | [5 empty] | #FFFFFFFF |  |  | FALSE | FALSE | FALSE | [14 empty] | FALSE | [7 empty] | THOR\acont | 2024-10-09 10:48
2407466b-25c9-4c16-afae-6966c2fcde18 | NFPA 170 SMOKE DETECTOR |  |  | North | Xtralis |  | Smoke Detector |  |  |  | Module | TRUE | OSI-R | ++ | Conventional imaging smoke beam smoke detector including reflector - UL approved | 1 | 0.002 | 0.0085 |  |  |  |  | FALSE | TRUE |  |  |  |  | #FFFF0000 | FA-NFPA 170 SMOKE DETECTOR | 1 | FALSE | FALSE | FALSE | 1408 | [13 empty] | FALSE | [5 empty] | DESKTOP-7EIEB7A\acont | 2023-03-03 13:08 | THOR\acont | 2024-09-08 17:27 | Cloned from Farenhyt IDP-BEAM | [Honeywell, Xtralis] [IDC] [#1 ALARM] OSI-10 (C), OSI-90 (C), OSI-R (C) [Honeywell, Xtralis] [IDC] [#2 TROUBLE] OSI-10 (C), OSI-90 (C), OSI-R (C) [Honeywell, Xtralis] [AUX POWER] [*] OSE-HPW, OSE-SPW, OSI-10 (C), OSI-90 (C), OSI-R (C)
c7bcd692-0caa-4a8b-83cb-696c39992086 | NFPA 170 FLOW DETECTOR |  |  | East | N/A |  | Flow Detector |  |  |  | Module | TRUE | FURNISHED BY OTHERS |  | WATERFLOW SWITCH | 1 | [6 empty] | FALSE | FALSE | PROVIDED BY SPRINKLER CONTRACTOR |  | PROVIDED BY OTHERS |  | #FFFF0000 | FA-NFPA 170 FLOW DETECTOR | 1 | FALSE | FALSE | FALSE | 1700 | [13 empty] | FALSE | [5 empty] | DESKTOP-7EIEB7A\acont | 2022-02-02 10:55 | THOR\acont | 2024-09-08 17:27 | Cloned from Generic WATERFLOW SWITCH | [Farenhyt, Generic, N/A, Notifier, Potter, Silent Knight] [AUX POWER] [BELL POWER ++] FURNISHED BY OTHERS, PS10 Series, PS10-EX, VSG, VSR Series, VSR-10, VSR-AT, VSR-C, VSR-CF, VSR-FE-2, VSR-FEX Series, VSR-S Series, VSR-SF, VSR-SFG, VSR-SFT, VSR-SG, VSR [Det-Tronics, Generic, Macurco, N/A, STI] [IDC] 01 30-3013, AIR PRESSURE SWITCH, AIR PRESSURE SWITCH HIGH/LOW, BACKFLOW VALVE, CM-12, CONTACT DEVICE, DUCT DETECTOR (C), Fire Suppression Control Unit (FSCU), FURNISHED BY OTHERS, FURNISHED BY OTHERS, FURNI
0bbcf835-847d-4b0d-8d33-696c9c19dbcf |  |  |  | North | Edwards |  | Hardware |  |  |  | Hardware | TRUE | PT-1S-220 |  | System Printer, 220Vac, 50-60 Hz. | 1 | [12 empty] | #FFFFFFFF |  |  | FALSE | FALSE | FALSE | [22 empty] | THOR\acont | 2024-10-09 10:48
d25de8f7-7673-4593-a14d-696e38eac88a | NFPA 170 SPEAKER STROBE |  |  | North | Eaton Wheelock |  | Speaker/Strobe |  |  |  | Module | TRUE | E70-24W-FR |  | Speaker/Strobe, 24 VDC, , 25/70 Vrms | 1 | 0 | 0.145 |  |  |  |  | FALSE | FALSE |  |  |  |  | #FF0070C0 | FA-NFPA 170 SPEAKER STROBE | 1 | FALSE | FALSE | FALSE | 2019 | [13 empty] | FALSE | [7 empty] | THOR\acont | 2024-09-08 17:27 |  | [Bosch, Eaton Wheelock] [AUDIO 25v] [25V AUDIO] E70-24MCW-FR, E70-24MCW-FW, E70-24MCW-FW, E70-24MCWH-FR, E70-24MCWH-FW, E70-24W-FR, E90-24MCWH-FR, E90-24MCWH-FW [Bosch, Eaton Wheelock] [AUDIO 70.7v] [70V AUDIO] E70-24MCW-FR, E70-24MCW-FW, E70-24MCW-FW, E70-24MCWH-FR, E70-24MCWH-FW, E70-24W-FR, E90-24MCWH-FR, E90-24MCWH-FW [Eaton Wheelock] [NAC] E70-24W-FR
534b6c19-ed6b-461d-812a-69968195ae7e | NFPA 170 STROBE CEILING |  |  | North | Harrington |  | Strobe |  |  |  | Module | TRUE | SSG4-24CW |  | GCS Series 24 Volt Ceiling Mount Selectable Strobe, White | 1 | 0 | 0.101 |  |  |  |  | FALSE | TRUE |  |  |  |  | #FF0070C0 | FA-NFPA 170 STROBE CEILING | 1 | FALSE | FALSE | FALSE | 2022 | [13 empty] | FALSE |  |  | C |  |  |  |  | THOR\acont | 2024-09-08 17:27 |  | [Gentex, Harrington, Hochiki] [NAC] [24 VDC] GCS24CR (C), GCS24CW (C), GCS24PCR (C), GCS24PCW (C), HCS24CR (C), HCS24CW (C), HCS24PCR (C), HCS24PCW (C), SSG4-24CR (C), SSG4-24CW (C) [Harrington] [NAC] SSG4-24CR (C), SSG4-24CW (C) [Gentex, Harrington, Hochiki] [NAC] [UL MAX] GCS24CR (C), GCS24CW (C), GCS24PCR (C), GCS24PCW (C), HCS24CR (C), HCS24CW (C), HCS24PCR (C), HCS24PCW (C), SSG4-24CR (C), SSG4-24CW (C)
16cf98cd-4def-440c-bd2d-6996c108e6ef | NFPA 170 SPEAKER STROBE CEILING |  |  | North | Kidde |  | Speaker/Strobe |  |  |  | Module | TRUE | EGCSVHWF |  | Speaker/Strobe, Ceiling, White, FIRE, High CD | 1 | [6 empty] | FALSE | TRUE |  |  |  |  | #FF0070C0 | FA-NFPA 170 SPEAKER STROBE CEILING | 1 | FALSE | FALSE | FALSE | 2020 | [13 empty] | FALSE |  |  | C |  |  | XPS-17-9710\August | 2024-10-18 14:34 |  |  | Cloned from Edwards GCSVHWF | [Edwards, Kidde] [NAC] [24 FWR] EGCSVHRF (C), EGCSVHRF-FR (C), EGCSVHRF-SP (C), EGCSVHRN (C), EGCSVHWA (C), EGCSVHWF (C), EGCSVHWF-FR (C), EGCSVHWF-SP (C), EGCSVHWN (C), EGCVHRF (C), EGCVHRF-FR (C), EGCVHRF-SP (C), EGCVHRN (C), EGCVHWA (C), [Edwards, Kidde] [NAC] [24 VDC] EGCSVHRF (C), EGCSVHRF-FR (C), EGCSVHRF-SP (C), EGCSVHRN (C), EGCSVHWA (C), EGCSVHWF (C), EGCSVHWF-FR (C), EGCSVHWF-SP (C), EGCSVHWN (C), EGCVHRF (C), EGCVHRF-FR (C), EGCVHRF-SP (C), EGCVHRN (C), EGCVHWA (C), [Edwards, Kidde] [AUDIO 70.7v] [70V AUDIO] EGCSRF (C), EGCSRN (C), EGCSVHRF (C), EGCSVHRF-FR (C), EGCSVHRF-SP (C), EGCSVHRN (C), EGCSVHWA (C), EGCSVHWF (C), EGCSVHWF-FR (C), EGCSVHWF-SP (C), EGCSVHWN (C), EGCSVRF (C), EGCSVRN (C), EGCSVWA (C), E [Edwards, Kidde] [AUDIO 25v] [25V AUDIO] EGCSRF (C), EGCSRN (C), EGCSVHRF (C), EGCSVHRF-FR (C), EGCSVHRF-SP (C), EGCSVHRN (C), EGCSVHWA (C), EGCSVHWF (C), EGCSVHWF-FR (C), EGCSVHWF-SP (C), EGCSVHWN (C), EGCSVRF (C), EGCSVRN (C), EGCSVWA (C), EGC
4cf719b7-e84c-4fdc-bac8-699eab5d3026 | NFPA 170 GRAPHIC ANNUNCIATOR PANEL | RISER ANNUNCIATOR |  | North | Edwards |  | Graphic Annunciator |  |  |  | Module | TRUE | EV2-QS4 |  | Graphic Annunciator 17.5"w x10.5"h view area, 72 LEDs typical | 1 | [6 empty] | FALSE | [5 empty] | #FFFF0000 | FA-NFPA 170 GRAPHIC ANNUNCIATOR PANEL | 1 | FALSE | FALSE | FALSE | 256 | [13 empty] | FALSE | [7 empty] | THOR\acont | 2024-09-08 17:27
6d91e2a6-f54c-4a8d-92f2-699f7205b6c6 | NFPA 170 SPEAKER STROBE |  |  | North | Siemens |  | Speaker/Strobe |  |  |  | Module | TRUE | SLSPSWR-AL | S54329-F46-A2 | SLSPSWR-AL SPK/ST,WALL,RED,ALERT | 1 | [12 empty] | #FF0070C0 | FA-NFPA 170 SPEAKER STROBE | 1 | FALSE | FALSE | FALSE | 2019 | [19 empty] | DESKTOP-7SAL8M7\acont | 2019-08-13 09:04 | THOR\acont | 2024-09-08 17:27 |  | [Siemens] [NAC] [24 VDC] SLSPSWR-AL, SLSPSWR-ALA, SLSPSWR-F, SLSPSWR-M, SLSPSWR-N, SLSPSWR-NA, SLSPSWW-AL, SLSPSWW-ALA, SLSPSWW-F, SLSPSWW-M, SLSPSWW-N, SLSPSWW-NA, SLSWR-A, SLSWR-AL, SLSWR-ALA, SLSWR-F, SLSWR-FB, SLSWR-N, SLSWR-NA, SLSWW-AL, SLSWW-ALA, [Siemens] [AUDIO 25v] [25V AUDIO] SL2SPSCW-F (C), SLSPCR-A (C), SLSPCR-AL (C), SLSPCR-F (C), SLSPCR-N (C), SLSPCW-A (C), SLSPCW-AL (C), SLSPCW-F (C), SLSPCW-N (C), SLSPSCR-A (C), SLSPSCR-AL (C), SLSPSCR-ALA (C), SLSPSCR-F (C), SLSPSCR-N (C), SLSPSCR-NA ( [Siemens] [AUDIO 70.7v] [70V AUDIO] SL2SPSCW-F (C), SLSPCR-A (C), SLSPCR-AL (C), SLSPCR-F (C), SLSPCR-N (C), SLSPCW-A (C), SLSPCW-AL (C), SLSPCW-F (C), SLSPCW-N (C), SLSPSCR-A (C), SLSPSCR-AL (C), SLSPSCR-ALA (C), SLSPSCR-F (C), SLSPSCR-N (C), SLSPSCR-NA [Siemens] [NAC] [16 VDC] SLSPSWR-AL, SLSPSWR-ALA, SLSPSWR-F, SLSPSWR-M, SLSPSWR-N, SLSPSWR-NA, SLSPSWW-AL, SLSPSWW-ALA, SLSPSWW-F, SLSPSWW-M, SLSPSWW-N, SLSPSWW-NA, SLSWR-A, SLSWR-AL, SLSWR-ALA, SLSWR-F, SLSWR-FB, SLSWR-N, SLSWR-NA, SLSWW-AL, SLSWW-ALA,
967c0ee1-f6ad-4c54-a59b-69a3b036a24c |  |  |  | North | Notifier |  | Cards & Components |  |  |  | Card | TRUE | IPOTS-COM | ++ | Dual technology (POTS and IP) communicator(replacement board) for the Endurance Series panels | 1 | 0.04 | 0.041 |  |  |  |  | TRUE | [5 empty] | #FFFFFFFF |  |  | FALSE | FALSE | FALSE | [20 empty] | DESKTOP-7EIEB7A\acont | 2023-04-30 09:31 | THOR\acont | 2024-10-09 10:48 | Cloned from Firelite IPOTS-COM |  | [Firelite, Notifier] IPOTS-COM
4493ba0b-17fc-4167-9b99-69a48b5fde8d | NFPA 170 SMOKE DETECTOR |  |  | North | System Sensor |  | Smoke Detector |  |  |  | Module | TRUE | I3 |  | DETECTOR, SMOKE, CONVENTIONAL | 1 | [6 empty] | FALSE | TRUE |  |  |  |  | #FFFF0000 | FA-NFPA 170 SMOKE DETECTOR | 1 | FALSE | FALSE | FALSE | 1408 | [13 empty] | FALSE | [7 empty] | THOR\acont | 2024-09-08 17:27 | 20191121 AC Detector without base | [EAS, Firelite, Kidde, KNOX, Monaco Enterprises, Potter, System Sensor, Thermotech] [IDC] 01 2HS, 2HSR, 302-AW-135 (C), 3200, 3261, 3270, 3502, 4401, 4403, 4430, 4432, 4505, 4534, 5000H, 5000HR, 721-127-00 (C), 722-123-00 (C), 723-369-00 (C), BG-12LO, I3
b3b2b4cf-519b-423e-9fc5-69a627f22758 | NFPA 170 FIRE ALARM CONTROL UNIT | RISER FACP |  | North | Siemens |  | Fire Alarm Control Unit |  |  |  | Assembly | TRUE | C-Mod-250-ZIC4A-EP | S54430-B12-A1 | C-Mod-250-ZIC4A-EP INCLUDES: (1) XDLC , (1)FCM2041-U3, (1) ZIC-4A, (1) CC-5, (1) PSC-12 | 1 | [12 empty] | #FFFF0000 | FA-NFPA 170 FIRE ALARM CONTROL UNIT | 1 | FALSE | FALSE | FALSE | 202 | [13 empty] | TRUE | [5 empty] | DESKTOP-7SAL8M7\acont | 2019-08-13 09:04 | THOR\acont | 2024-09-08 17:27
66d72154-52ab-4d0e-9046-69a72b4a194f | NFPA 170 HEAT DETECTOR |  |  | North | Kidde |  | Heat Detector |  |  |  | Module | TRUE | GSA-HFS |  | Signature fixed temperature heat detector | 1 | 0.00045 | 0.00045 |  |  |  |  | FALSE | [5 empty] | #FFFF0000 | FA-NFPA 170 HEAT DETECTOR | 1 | FALSE | FALSE | FALSE | 1403 | [13 empty] | FALSE | [5 empty] | AULAPTOP-PC\Aulaptop | 2018-09-03 13:55 | THOR\acont | 2024-09-08 17:27 | 20191121 AC Detector without base | [Kidde] [SLC EST SENSORS] [*] [#4 TYPE ADDR ¦ SENSORS] DS-HFS (C), DS-PS (C), FX-HD w/IB4U BASE, FX-HD w/RB4U BASE, FX-HD w/SB4U BASE, FX-HD w/SB4U-LF BASE, FX-HD wB4U BASE, FX-PD w/B4U BASE (C), FX-PD w/IB4U BASE (C), FX-PD w/SB4U BASE (C), FX-PD w/SB4U [Edwards, Kidde] [SLC EST SENSORS] 01 [*] [EST3, iO1000] DS-HFS (C), DS-PS (C), FX-HD w/IB4U BASE, FX-HD w/RB4U BASE, FX-HD w/SB4U BASE, FX-HD w/SB4U-LF BASE, FX-HD wB4U BASE, FX-PD w/B4U BASE (C), FX-PD w/IB4U BASE (C), FX-PD w/SB4U BASE (C), FX-PD w/SB [Edwards, Kidde] [SLC EST MODULES/SENSORS] 01 [*] [iO64] DS-HFS (C), DS-PS (C), FX-HD w/IB4U BASE, FX-HD w/RB4U BASE, FX-HD w/SB4U BASE, FX-HD w/SB4U-LF BASE, FX-HD wB4U BASE, FX-PD w/B4U BASE (C), FX-PD w/IB4U BASE (C), FX-PD w/SB4U BASE (C), FX-PD w/SB [Kidde] [SLC EST MODULES SENSORS] [*] [#2 SHARED ADDR ¦ SENSORS] DS-HFS (C), DS-PS (C), FX-HD w/IB4U BASE, FX-HD w/RB4U BASE, FX-HD w/SB4U BASE, FX-HD w/SB4U-LF BASE, FX-HD wB4U BASE, FX-PD w/B4U BASE (C), FX-PD w/IB4U BASE (C), FX-PD w/SB4U BASE (C), FX
19cc26da-c584-4cc0-801f-69a825655f76 | NFPA 170 FIRE ALARM CONTROL UNIT | RISER FACP |  | North | Hochiki |  | Fire Alarm Control Unit |  |  |  | Assembly | TRUE | LA401K1-40 |  | FireNET L@TITUDE Analog Addressable Fire Alarm Control Panel, 4 Slot Deep Plex-Door Enclosure, 5.25 A 115V, 2-Loop Panel Module, Hochiki Protocol, Network Module, and Media Gateway™, Gray, 48 Zone LEDs | 1 | [6 empty] | FALSE |  |  | *Refer to Install Sheet | 16.5in (W) x 23.2in (H) x 8in (D) | KM5FCRD (Optional Semi-Flush Mounting Kit) | #FFFF0000 | FA-NFPA 170 FIRE ALARM CONTROL UNIT | 1 | FALSE | FALSE | FALSE | 202 | [8 empty] | 7,12,18,28 |  |  | 5.25 |  | TRUE | [5 empty] | DESKTOP-GHR3H5U\Anthony | 2019-11-27 08:00 | THOR\acont | 2024-09-08 17:27
f666927e-96d6-4ac1-a6cc-69aa9e2539ba | NFPA 170 DOOR HOLDER |  |  | East | N/A |  | Door Holder |  |  |  | Module | TRUE | FURNISHED BY OTHERS |  | 110VAC DOOR HOLDER | 1 | [6 empty] | FALSE | FALSE | PROVIDED BY OTHERS |  | PROVIDED BY OTHERS |  | #FFFF0000 | FA-NFPA 170 DOOR HOLDER | 1 | FALSE | FALSE | FALSE | 2500 | [13 empty] | FALSE | [5 empty] | DESKTOP-7EIEB7A\acont | 2022-02-02 10:55 | THOR\acont | 2024-09-08 17:27 | Cloned from Generic 110VAC DOOR HOLDER | [Bosch, Hochiki, N/A, Notifier, Potter, Rixson, RSG, Silent Knight, System Sensor] [AUX POWER] [DOOR RELEASE] ADI_K7-998TRI689, D370, D370C, DH Series, DH(1224)FPC, DH(1224)GPC, DH(1224)RPC, DH(1224)SPC, DH(24120)FPC, DH(24120)GPC, DH(24120)GPC2, DH(2412 [ASSA ABLOY, Bosch, Hochiki, N/A, Notifier, Potter, Rixson, RSG, Silent Knight, System Sensor] [AUX POWER] [DOOR RELEASE] 7200, ADI_K7-998TRI689, D370, D370C, DH Series, DH(1224)FPC, DH(1224)GPC, DH(1224)RPC, DH(1224)SPC, DH(24120)FPC, DH(24120)GPC, DH(2 [Bosch, Generic, Hochiki, N/A, Notifier, Potter, Rixson, RSG, Silent Knight, System Sensor] [RELAY] [DOOR RELEASE] 110VAC DOOR HOLDER, ADI_K7-998TRI689, D370, D370C, DH Series, DH(1224)FPC, DH(1224)GPC, DH(1224)RPC, DH(1224)SPC, DH(24120)FPC, DH(24120)GP
b4bf6055-2259-45c8-a407-69b216ec2c0a | CADGEN PROXIMITY READER |  |  | North | Hirsch Electronics | Security/Access Control | Prox Reader |  |  |  | Module | TRUE | 8336AB | ++ | TS ScramblePad SC HF/LF Card Reader | 1 | 0.27 | 0.3 |  |  | 12 |  | FALSE |  | MB2, MB5, MB5-S, MB8, MB9, UMK |  | Face: 5.75 in (14.6 cm) H x 4.5 in (11.4 cm) W x .625 in (1.6 cm) D Body: 4.5 in (11.4 cm) H x 3.5 in (8.9 cm) W x 1.75 in (4.4 cm) D |  | #FFFF0000 | FA-CADGEN PROXIMITY READER | 1 | FALSE | FALSE | FALSE | 5000 | [13 empty] | FALSE | [5 empty] | DESKTOP-QGO6JOK\acont | 2023-12-28 07:42 | THOR\acont | 2024-09-08 17:27 | Cloned from Hirsch 8352ABT | [Bosch, Hirsch Electronics] [CARD READER INPUT] [*] [ALL DEVICES ++] 8330ABT, 8332AB, 8336AB, 8350ABT, 8352ABT, 8356ABT, ARD–AYK12, ARD–SER10–WI, ARD–SER40–WI, ARD–SER90–WI, ARD–SERK40–WI
cf0be351-a091-4cd8-8c0a-69b379bd7e46 | NFPA 170 ADDRESSABLE INPUT OUTPUT |  |  | North | Edwards |  | Addressable Module |  |  |  | Module | TRUE | SIGA-UM |  | 2 Class 'B' N.O. Input, PC 1,2,3,4; Universal Module | 2 | 0.000396 | 0.00068 |  |  |  |  | FALSE | [5 empty] | #FFFF0000 | FA-NFPA 170 ADDRESSABLE INPUT OUTPUT | 1 | FALSE | FALSE | FALSE | 1200 | [13 empty] | FALSE | [7 empty] | THOR\acont | 2024-10-08 16:40 |  | [Edwards] [SLC EST MODULES] 20 [*] [EST3, iO1000 - 1 Class 'A' N.O. Input, PC 9, 10, 11, 12; Universal Module] SIGA-UM [Edwards] [SLC EST MODULES/SENSORS] 20 [*] [iO64 - 1 Form 'C' Contact, Personality 8, Universal Module] SIGA-UM [Edwards] [SLC EST MODULES/SENSORS] 16 [*] [iO64 - 1 Class 'B' Smoke Input, PC 13, 14; Universal Module] SIGA-UM [Edwards, Kidde] [AUDIO 25v, AUDIO 70.7v, AUX POWER, FFT, HORN, NAC] [RISER INPUT] ANSZM4B2A, FX-NAC, GSA-CC1, GSA-CC1S, GSA-CC2, GSA-MAB, GSA-MCC1, GSA-MCC1S, GSA-MCC2, GSA-MRM1, GSA-RM1, GSA-UM, SIGA-CC1, SIGA-CC1S, SIGA-CC2, SIGA-CC2A, SIGA-MAB, SIGA- [Edwards, Kidde] [SLC EST MODULES/SENSORS] 07 [*] [iO64 - 2 Class 'B' N.O. Input, PC 1,2,3,4; Universal Module] GSA-T3T4, SIGA-TCDR, SIGA-UM [Edwards, Kidde] [SLC EST MODULES] [*] [#3 TYPE ADDR ¦ MODULES] GSA-UIO2R, GSA-UIO6, GSA-UIO6R, RZI16-2, SIGA-270, SIGA-270P, SIGA-278, SIGA-AA30, SIGA-AA50, SIGA-CC1, SIGA-CC1S, SIGA-CC2, SIGA-CC2A, SIGA-CR, SIGA-CR2, SIGA-CRH, SIGA-CRR, SIGA-CT1, SIGA- [Edwards, Kidde] [SLC EST MODULES] 05 [*] [EST3, iO1000 - 2 Class 'B' N.O. Input, PC 1,2,3,4; Universal Module] GSA-T3T4, SIGA-TCDR, SIGA-UM [Edwards] [SLC EST MODULES] 18 [*] [EST3, iO1000 - 1 Class 'A' Smoke Input, PC 20, 21; Universal Module] SIGA-UM [Edwards] [SLC EST MODULES/SENSORS] 18 [*] [iO64 - 1 Class 'A' Smoke Input, PC 20, 21; Universal Module] SIGA-UM [Edwards, Kidde] [SLC EST MODULES] 01 [*] [EST3, iO1000 ] FX-2WIRE, FX-IDC1A, FX-IDC1B, FX-IDC2B, FX-IDCWS, FX-ISO, FX-NAC, GSA-CC1, GSA-CC1S, GSA-CC2, GSA-CT1, GSA-CT2, GSA-IO, GSA-MAB, GSA-MCC1, GSA-MCC1S, GSA-MCC2, GSA-MCT2, GSA-MIO, GSA-MM1, GSA-MRM1 [Edwards] [SLC EST MODULES] 22 [*] [EST3, iO1000 - 1 Class 'A' NAC, PC 15; Universal Module] SIGA-UM [Edwards] [SLC EST MODULES] 17 [*] [EST3, iO1000 -1 Form 'C' Contact, Personality 8, Universal Module] SIGA-UM [Edwards] [SLC EST MODULES] 19 [*] [EST3, iO1000 - 1 Class 'B' Smoke Input, PC 13, 14; Universal Module] SIGA-UM [Edwards, Kidde] [SLC EST MODULES SENSORS] [*] [#1 SHARED ADDR ¦ MODULES] GSA-UIO2R, GSA-UIO6, GSA-UIO6R, RZI16-2, SIGA-270, SIGA-270P, SIGA-278, SIGA-AA30, SIGA-AA50, SIGA-CC1, SIGA-CC1S, SIGA-CC2, SIGA-CC2A, SIGA-CR, SIGA-CR2, SIGA-CRH, SIGA-CRR, SIGA- [Edwards] [SLC EST MODULES/SENSORS] 17 [*] [iO64 - 1 Class 'B' NAC, PC 16; Universal Module] SIGA-UM [Edwards] [SLC EST MODULES/SENSORS] 21 [*] [iO64 - 1 Class 'A' N.O. Input, PC 9, 10, 11, 12; Universal Module] SIGA-UM [Edwards] [SLC EST MODULES] 21 [*] [EST3, iO1000 - 1 Class 'B' NAC, PC 16; Universal Module] SIGA-UM [Edwards] [SLC EST MODULES/SENSORS] 19 [*] [iO64 - 1 Class 'A' NAC, PC 15; Universal Module] SIGA-UM | [Apollo, Edwards, Kidde] 55000-825ADV , FX-NAC, GSA-CC1, GSA-CC1S, GSA-CC2, GSA-MAB, GSA-MCC1, GSA-MCC1S, GSA-MCC2, GSA-UM, SIGA-CC1, SIGA-CC1S, SIGA-CC2, SIGA-CC2A, SIGA-MAB, SIGA-MCC1, SIGA-MCC1S, SIGA-MCC2, SIGA-MCC2A, SIGA-UM
76723036-280f-4eeb-8705-69b3cb555357 | NFPA 170 HORN STROBE |  |  | North | Potter |  | Horn/Strobe |  |  |  | Module | TRUE | SSX-81 Series |  | 25W Armored Siren or Siren Strobe | 1 | [6 empty] | FALSE | [5 empty] | #FF0070C0 | FA-NFPA 170 HORN STROBE | 1 | FALSE | FALSE | FALSE | 2012 | [13 empty] | FALSE | [7 empty] | THOR\acont | 2024-09-08 17:27
b6fc0046-3cfb-4c2d-93cd-69b4b64e8622 |  |  |  | North | Edwards |  | Hardware |  |  |  | Hardware | TRUE | 3-CPUDR |  | Blank Door for CPU-3 | 1 | [6 empty] | FALSE | [5 empty] | #FFFFFFFF |  |  | FALSE | FALSE | FALSE | [14 empty] | FALSE | [7 empty] | THOR\acont | 2024-10-09 10:48
83a2de08-3cde-4864-b6a8-69b8a16ddcac | NFPA 170 AMPLIFIER RACK | RISER AMP |  | North | Potter |  | Amplifier |  |  |  | Assembly | TRUE | DCA-10025 (25V) | + | DUAL CHANNEL 100W, 25V AMPLIFIER | 1 | 0.048 | 0.52 |  |  |  |  | FALSE | [5 empty] | #FFFF0000 | FA-NFPA 170 AMPLIFIER RACK | 1 | FALSE | FALSE | FALSE | 300 | [8 empty] | 12 |  |  |  | 100 | TRUE | [5 empty] | DESKTOP-7EIEB7A\acont | 2021-12-13 22:25 | THOR\acont | 2024-09-08 17:27 | Cloned from Potter DCA-5025
3f36d377-b67a-4181-b7ac-69b8edc22464 | NFPA 170 FIRE PHONE |  |  | North | Notifier |  | Hardware |  |  |  | Hardware | TRUE | TELH-1 |  | Firefight's Telephone Handset Only | 1 | [6 empty] | FALSE | [5 empty] | #FFFF0000 | FA-NFPA 170 FIRE PHONE | 1 | FALSE | FALSE | FALSE | 208 | [13 empty] | FALSE | [7 empty] | THOR\acont | 2024-09-08 17:27
497d1e00-3aea-4bd6-8ea3-69b9936a8322 | NFPA 170 VOICE EVACUATION CONTROL UNIT |  |  | North | Hochiki |  | Voice Evac Control Unit |  |  |  | Assembly | TRUE | EVAX-50EM-H | + | 50W Voice Evacuation Panel w/ mic | 1 | [6 empty] | FALSE |  |  | *Refer to Install Sheet |  |  | #FFFF0000 | FA-NFPA 170 VOICE EVACUATION CONTROL UNIT | 1 | FALSE | FALSE | FALSE | 211 | [8 empty] | 7,12,18 |  |  |  | 50 | TRUE | [5 empty] | DESKTOP-7SAL8M7\acont | 2019-11-05 06:01 | THOR\acont | 2024-09-08 17:27
138c3eba-ccf3-47c5-aecb-69bbd2ec7e02 | NFPA 170 HORN STROBE |  |  | North | Siemens |  | Horn/Strobe |  |  |  | Module | TRUE | SLHSWR-F | S54329-F22-A1 | SLHSWR-F HRN/ST,WALL,RED,FIRE | 1 | [12 empty] | #FF0070C0 | FA-NFPA 170 HORN STROBE | 1 | FALSE | FALSE | FALSE | 2012 | [19 empty] | DESKTOP-7SAL8M7\acont | 2019-08-13 09:04 | THOR\acont | 2024-09-08 17:27 | B,T | [Siemens] [NAC] [24 VDC, HIGH DB, CODE 3] SLHSWR-A, SLHSWR-AL, SLHSWR-F, SLHSWR-FB, SLHSWR-N, SLHSWW-A, SLHSWW-AL, SLHSWW-F, SLHSWW-FB, SLHSWW-N
df9e6898-56b0-4043-9ad1-69c32f58fa30 | NFPA 170 NON ADDRESSABLE RELAY |  |  | North | System Sensor |  | Non-Addressable Relay |  |  |  | Module | TRUE | PR-1 | + | Multi-Voltage Conventional Relay, 18 – 35 VDC, 18 – 35 VAC, 120 VAC | 1 | 0.015 | 0.015 |  |  |  |  | FALSE | [5 empty] | #FFFF0000 | FA-NFPA 170 NON ADDRESSABLE RELAY | 1 | FALSE | FALSE | FALSE | [14 empty] | FALSE | [5 empty] | AULAPTOP-PC\Aulaptop | 2018-12-06 05:28 | THOR\acont | 2024-09-08 17:27 | Cloned from Siemens New Part | [System Sensor] [AUX POWER] [*] [COIL POWER] PR-1 [System Sensor] [IDC] 06 [RELAY SUPERVISION] PR-1
6e454015-b7df-445f-b2a5-69c53fefedac | NFPA 170 SMOKE HEAT DETECTOR |  |  | North | Edwards |  | Smoke/Heat Detector |  |  |  | Module | TRUE | SIGA-OSHD w/SIGA-AB4G BASE | ++ | Multisensor Smoke and Heat Detector | 1 | 3.2e-05 | 4.5e-05 |  |  |  |  | FALSE | TRUE |  |  |  |  | #FFFF0000 | FA-NFPA 170 SMOKE HEAT DETECTOR | 1 | FALSE | FALSE | FALSE | 1408 | [13 empty] | FALSE | [5 empty] | DESKTOP-7EIEB7A\acont | 2021-06-10 11:08 | THOR\acont | 2024-10-08 16:47 | Cloned from Edwards SIGA-OSCD w/SIGA-AB4G BASE | [Edwards, Kidde] [SLC EST SENSORS] 01 [*] [EST3, iO1000] DS-HFS (C), DS-PS (C), FX-HD w/IB4U BASE, FX-HD w/RB4U BASE, FX-HD w/SB4U BASE, FX-HD w/SB4U-LF BASE, FX-HD wB4U BASE, FX-PD w/B4U BASE (C), FX-PD w/IB4U BASE (C), FX-PD w/SB4U BASE (C), FX-PD w/SB [Edwards, Kidde] [SLC EST SENSORS] [*] [#4 TYPE ADDR ¦ SENSORS] KI-DDOS (C), SIGA2-COS w/SIGA-AB4G BASE, SIGA2-COS w/SIGA-AB4G-LF BASE, SIGA2-COS w/SIGA-AB4GT BASE, SIGA2-COS w/SIGA-IB BASE, SIGA2-COS w/SIGA-RB BASE, SIGA2-COS w/SIGA-SB BASE, SIGA2-HCOS [Edwards, Kidde] [SLC EST MODULES SENSORS] [*] [#2 SHARED ADDR ¦ SENSORS] KI-DDOS (C), SIGA2-COS w/SIGA-AB4G BASE, SIGA2-COS w/SIGA-AB4G-LF BASE, SIGA2-COS w/SIGA-AB4GT BASE, SIGA2-COS w/SIGA-IB BASE, SIGA2-COS w/SIGA-RB BASE, SIGA2-COS w/SIGA-SB BASE, S [Edwards, Kidde] [AUX POWER] FX-HD w/SB4U BASE, FX-PD w/SB4U BASE (C), FX-PHD w/SB4U BASE (C), KI-COD w/KI-ABST BASE (C), KI-HCD w/KI-ABST BASE, KI-HRD w/KI-ABST BASE, KI-PCD w/KI-ABST BASE (C), KI-PD w/KI-ABST BASE (C), KI-PHCD w/KI-ABST BASE (C), KI-PH [Edwards, Kidde] [SLC EST MODULES/SENSORS] 01 [*] [iO64] DS-HFS (C), DS-PS (C), FX-HD w/IB4U BASE, FX-HD w/RB4U BASE, FX-HD w/SB4U BASE, FX-HD w/SB4U-LF BASE, FX-HD wB4U BASE, FX-PD w/B4U BASE (C), FX-PD w/IB4U BASE (C), FX-PD w/SB4U BASE (C), FX-PD w/SB
dcd545f5-fb3a-4452-bd01-69c710278f72 | NFPA 170 HORN STROBE |  |  | North | Gentex |  | Horn/Strobe |  |  |  | Module | TRUE | WGEC24-75PWR |  | 24 Volt Low Profile Evacuation Outdoor Horn/Strobe, Weather Proof, Wall, Red, Plain | 1 | 0 | 0.198 |  |  |  |  | FALSE | [5 empty] | #FF0070C0 | FA-NFPA 170 HORN STROBE | 1 | FALSE | FALSE | FALSE | 2012 | [13 empty] | FALSE | [7 empty] | THOR\acont | 2024-09-08 17:27 |  | [Bosch, Gentex, Hochiki, VES] [NAC] [UL MAX] VF4007-X0, WGEC24-75PWR, WGEC24-75PWRLP, WGEC24-75PWW, WGEC24-75PWWLP, WGEC24-75WR, WGEC24-75WRLP, WGEC24-75WW, WGEC24-75WWLP, WHEC24-75WR, WHEC24-75WW
2192001d-33dc-4274-9e54-69caa387e1b5 |  |  |  | North | Edwards |  | Hardware |  |  |  | Hardware | TRUE | CV10934 |  | 2 hole strap for ¾ in CPVC pipe, Bag of 100 | 1 | [6 empty] | FALSE | [5 empty] | #FFFFFFFF |  |  | FALSE | FALSE | FALSE | [14 empty] | FALSE | [7 empty] | THOR\acont | 2024-10-09 10:48
9260a2fa-51ea-4c3e-9486-69cdec44d92e | NFPA 170 HEAT DETECTOR |  |  | North | Edwards |  | Heat Detector |  |  |  | Module | TRUE | SIGA2-HFS w/SIGA-AB4G BASE | ++ | Heat Detector, 135F Fixed Temperature | 1 | 4.5e-05 | 4.5e-05 |  |  |  |  | FALSE | [5 empty] | #FFFF0000 | FA-NFPA 170 HEAT DETECTOR | 1 | FALSE | FALSE | FALSE | 1403 | [13 empty] | FALSE | [7 empty] | THOR\acont | 2024-10-08 16:33 | 20191121 AC Detector with base | [Edwards, Kidde] [SLC EST MODULES SENSORS] [*] [#2 SHARED ADDR ¦ SENSORS] KI-DDOS (C), SIGA2-COS w/SIGA-AB4G BASE, SIGA2-COS w/SIGA-AB4G-LF BASE, SIGA2-COS w/SIGA-AB4GT BASE, SIGA2-COS w/SIGA-IB BASE, SIGA2-COS w/SIGA-RB BASE, SIGA2-COS w/SIGA-SB BASE, S [Edwards, Kidde] [SLC EST MODULES/SENSORS] 01 [*] [iO64] DS-HFS (C), DS-PS (C), FX-HD w/IB4U BASE, FX-HD w/RB4U BASE, FX-HD w/SB4U BASE, FX-HD w/SB4U-LF BASE, FX-HD wB4U BASE, FX-PD w/B4U BASE (C), FX-PD w/IB4U BASE (C), FX-PD w/SB4U BASE (C), FX-PD w/SB [Edwards, Kidde] [SLC EST SENSORS] 01 [*] [EST3, iO1000] DS-HFS (C), DS-PS (C), FX-HD w/IB4U BASE, FX-HD w/RB4U BASE, FX-HD w/SB4U BASE, FX-HD w/SB4U-LF BASE, FX-HD wB4U BASE, FX-PD w/B4U BASE (C), FX-PD w/IB4U BASE (C), FX-PD w/SB4U BASE (C), FX-PD w/SB [Edwards, Kidde] [SLC EST SENSORS] [*] [#4 TYPE ADDR ¦ SENSORS] KI-DDOS (C), SIGA2-COS w/SIGA-AB4G BASE, SIGA2-COS w/SIGA-AB4G-LF BASE, SIGA2-COS w/SIGA-AB4GT BASE, SIGA2-COS w/SIGA-IB BASE, SIGA2-COS w/SIGA-RB BASE, SIGA2-COS w/SIGA-SB BASE, SIGA2-HCOS [Edwards, Kidde] [AUX POWER] FX-HD w/SB4U BASE, FX-PD w/SB4U BASE (C), FX-PHD w/SB4U BASE (C), KI-COD w/KI-ABST BASE (C), KI-HCD w/KI-ABST BASE, KI-HRD w/KI-ABST BASE, KI-PCD w/KI-ABST BASE (C), KI-PD w/KI-ABST BASE (C), KI-PHCD w/KI-ABST BASE (C), KI-PH
47b715a3-08c0-43fe-bb7f-69cf0a4fe145 | NFPA 170 HEAT DETECTOR |  |  | North | Autocall |  | Heat Detector |  |  |  | Module | TRUE | A4098-9734 w/A4098-9780 | + | TrueAlarm High Temp Heat Detector w/TrueAlarm Sensor Base 2-wire w/LED or Relay Connections | 1 | 0.0008 | 0.001 |  |  |  |  | TRUE | TRUE |  |  |  |  | #FFFF0000 | FA-NFPA 170 HEAT DETECTOR | 1 | FALSE | FALSE | FALSE | 1403 | [16 empty] | HT |  |  | DESKTOP-0D6CQVA\lousc | 2019-07-07 15:43 | THOR\acont | 2024-09-08 17:27 | 20191121 AC Detector with base | [Autocall, Simplex] [AUX POWER] [RELAY POWER (OPTIONAL)] 4098-9714 w/4098-9780 (C), 4098-9733 w/4098-9780 (C), 4098-9734 w/4098-9780 (C), 4098-9860, A4098-9714 w/A4098-9780 (C), A4098-9733 w/A4098-9780 (C), A4098-9734 w/A4098-9780 (C), A4098-9860 [Autocall, Simplex] [IDNet] [SENSORS ++] 4098-9714 (C), 4098-9714 w/4098-9770 (C), 4098-9714 w/4098-9771 (C), 4098-9714 w/4098-9772 (C), 4098-9714 w/4098-9773 (C), 4098-9714 w/4098-9780 (C), 4098-9714 w/4098-9789 (C), 4098-9714 w/4098-9791 (C), 4098-9714
07b48ff4-4505-48c8-b427-69d0d75496b8 |  |  |  | North | Autocall | [5 empty] | Module | TRUE | A100-1246 |  | Flex-35/50 Class A Adapter Module; converts three on-board NACS to Class A operation | 1 | 0.001 | 0.03 |  |  |  |  | TRUE | [5 empty] | #FFFFFFFF |  |  | FALSE | FALSE | FALSE | [20 empty] | DESKTOP-0D6CQVA\lousc | 2019-07-07 14:06 | THOR\acont | 2024-10-09 10:48 | Cloned from AutoCall A100-1245
5ce7488f-684b-46f3-80b4-69d0e8b6ce29 | NFPA 170 SPEAKER STROBE |  |  | North | Hochiki |  | Speaker/Strobe |  |  |  | Module | TRUE | HSSPK24WLPPW |  | Speaker/Strobe, 24 VDC, Wall Mount, White | 1 | 0 | 0.137 |  |  |  |  | FALSE | FALSE |  | *Refer to Install Sheet |  |  | #FF0070C0 | FA-NFPA 170 SPEAKER STROBE | 1 | FALSE | FALSE | FALSE | 2019 | [13 empty] | FALSE | [5 empty] | DESKTOP-7SAL8M7\acont | 2019-12-02 10:06 | THOR\acont | 2024-09-08 17:27 | Cloned from Hochiki HSSPK24WLPW | [Gentex, Hochiki, Potter] [AUDIO 25v] [25V AUDIO] CSPKSTR-24AR (C), CSPKSTR-24AW (C), CSPKSTR-24BR (C), CSPKSTR-24BW (C), CSPKSTR-24GR (C), CSPKSTR-24GW (C), CSPKSTR-24RR (C), CSPKSTR-24RW (C), FASPKR-R (C), FASPKR-W (C), FASPKR-WR, FASPKR-WW, FASPK-WPR, [Hochiki] [NAC] [24 VDC] HSSPK24WLPPR, HSSPK24WLPPW, HSSPK24WLPR, HSSPK24WLPW [Gentex, Hochiki, Potter] [AUDIO 70.7v] [70V AUDIO] CSPKSTR-24AR (C), CSPKSTR-24AW (C), CSPKSTR-24BR (C), CSPKSTR-24BW (C), CSPKSTR-24GR (C), CSPKSTR-24GW (C), CSPKSTR-24RR (C), CSPKSTR-24RW (C), FASPKR-R (C), FASPKR-W (C), FASPKR-WR, FASPKR-WW, FASPK-WP [Gentex, Hochiki] [NAC] [UL MAX] HSSPK24WLPPR, HSSPK24WLPPW, HSSPK24WLPR, HSSPK24WLPW, SSPK24AWR, SSPK24AWW, SSPK24CR (C), SSPK24CW (C), SSPK24WLPR, SSPK24WLPW
f67603ad-d4ed-4a1e-a084-69e132aef65f | NFPA 170 HEAT DETECTOR |  |  | North | Gamewell FCI |  | Heat Detector |  |  |  | Module | TRUE | ATD-L3 w/B501-WHITE | + | Thermal heat detector, 135°F fixed, bright white, Velociti w/ 4” Flangeless mounting base, bright white | 1 | 0.0002 | 0.0045 |  |  |  |  | FALSE | TRUE | FLUSH |  | 4" SQ. DEEP | 3 "O" PLASTER RING | #FFFF0000 | FA-NFPA 170 HEAT DETECTOR | 1 | FALSE | FALSE | FALSE | 1403 | [13 empty] | FALSE |  |  | 4" |  |  | DESKTOP-7SAL8M7\acont | 2019-05-06 09:58 | THOR\acont | 2024-09-08 17:27 | 20191121 AC Detector with base | [Gamewell FCI] [SLC SENSORS] [*] [#4 TYPE ADDR ¦ SENSORS] ADPF (C), ASD-PL2F w/B200S-LF-WH (C), ASD-PL2F w/B210LP (C), ASD-PL2FR (C), ASD-PL3 w/B200S-LF-WH (C), ASD-PL3 w/B200SR-LF-WH (C), ASD-PL3 w/B200SR-WH (C), ASD-PL3 w/B224BI-WH (C), ASD-PL3 w/B224R [Gamewell FCI] [SLC MODULES SENSORS] [*] [#2 SHARED ADDR ¦ SENSORS] ADPF (C), ASD-PL2F w/B200S-LF-WH (C), ASD-PL2F w/B210LP (C), ASD-PL2FR (C), ASD-PL3 w/B200S-LF-WH (C), ASD-PL3 w/B200SR-LF-WH (C), ASD-PL3 w/B200SR-WH (C), ASD-PL3 w/B224BI-WH (C), ASD-P
c032092c-ca95-46ee-8d71-69e4ac1de995 | NFPA 170 DUCT SMOKE DETECTOR |  |  | North | Notifier |  | Duct Smoke Detector |  |  |  | Module | TRUE | LPX-751L w/B210LP | ++ | Intelligent VIEW (Laser photo) low profile (200/100/2020 only). | 1 | 0.000255 | 0.0065 |  |  |  |  | FALSE | TRUE |  |  |  |  | #FFFF0000 | FA-NFPA 170 DUCT SMOKE DETECTOR | 1 | FALSE | FALSE | FALSE | 1400 | [13 empty] | FALSE | [7 empty] | THOR\acont | 2024-09-08 17:27 | 20191121 AC Detector without base | [Honeywell, Notifier, System Sensor] [SLC MODULES SENSORS] [*] [#2 SHARED ADDR ¦ SENSORS] 2251B (C), 2251-COPTIR (C), 2251-COPTIR w/B200S-WH (C), 2251TB (C), 2251TMB (C), 5251B (C), 5251B-WP (C), 5251H (C), 5251RB (C), 5251RB-WP (C), 7251 (C), 7251DH (C) [Honeywell, Notifier, System Sensor] [SLC SENSORS] [*] [#4 TYPE ADDR ¦ SENSORS] 2251B (C), 2251-COPTIR (C), 2251-COPTIR w/B200S-WH (C), 2251TB (C), 2251TMB (C), 5251B (C), 5251B-WP (C), 5251H (C), 5251RB (C), 5251RB-WP (C), 7251 (C), 7251DH (C), DH200LP
d2980507-61aa-49ee-8baa-69e542880030 |  |  |  | North | Simplex |  | Hardware |  |  |  | Hardware | TRUE | 4081-9004 |  | EOL, 6.8K 1/2W | 1 | [12 empty] | #FFFFFFFF |  |  | FALSE | FALSE | FALSE | [20 empty] | AULAPTOP-PC\Aulaptop | 2019-07-04 04:36 | THOR\acont | 2024-10-09 10:48
cb4ed0eb-967c-4f4d-be48-69e8409ff589 |  |  |  | North | Siemens |  | Cards & Components |  |  |  | Card | TRUE | DAC-NET | 500-035100 | DIGITAL AUDIO CARD (STAND ALONE OR MASTER SLAVE NETWORK VOICE APPLICATIONS) ONE CARD SLOT CC-5/CC-2 | 1 | 0.23 | 0.23 |  |  |  |  | TRUE | [5 empty] | #FFFFFFFF |  |  | FALSE | FALSE | FALSE | [14 empty] | FALSE | [7 empty] | THOR\acont | 2024-10-09 10:48 |  | [Siemens] [D-NET] DAC-NET, XVCC | [Siemens] DAC-NET
85a6aafb-242e-4803-9bbf-69eb5df1f9c9 |  |  |  | North | Potter | [5 empty] | Module | TRUE | FEP |  | Flush Mount Expander Plate | 1 | [6 empty] | FALSE | [5 empty] | #FFFFFFFF |  |  | FALSE | FALSE | FALSE | [14 empty] | FALSE | [7 empty] | THOR\acont | 2024-10-09 10:48
22a9440d-6cde-4a3e-ae38-69f8cebbda96 | NFPA 170 REMOTE TEST SWITCH |  |  | North | Siemens |  | REMOTE TEST SWITCH |  |  |  | Module | TRUE | FDBZ492-RTL | S54319-S27-A1 | REMOTE TEST LAMP AND KEYSWITCH FOR MANUAL TESTING OF FDBZ492-R, FDBZ492-HR, FDBZ492-RP | 1 | [6 empty] | FALSE | [5 empty] | #FFFF0000 | FA-NFPA 170 REMOTE TEST SWITCH | 1 | FALSE | FALSE | FALSE | 914 | [13 empty] | FALSE | [7 empty] | THOR\acont | 2024-09-08 17:27 |  | [Siemens] [RTS] [*] FDBZ492-RTL
76d8800f-0cd3-43c6-9b50-69fe59914cee |  |  |  | North | Simplex |  | Cards & Components |  |  |  | Card | TRUE | 4010-9929 | ++ | IDNet 2+2 Module, 250 point capacity; electrically isolated output with four short circuit isolating Class 125 devices 150 mA 225 mA B or Class A output loops; alarm currents for 50 and above devices includes 20 device LEDs in alarm; see page 6 for individual device currents | 1 | 0.05 | 0.06 |  |  |  |  | TRUE | [5 empty] | #FFFFFFFF |  |  | FALSE | FALSE | FALSE | [20 empty] | THOR\acont | 2024-11-06 11:51 |  |  | Cloned from Autocall A010-9929 |  | [Autocall, Simplex] 4010-9929, A010-9929
d3f96cba-fba0-4475-ae33-6a03c68be796 | NFPA 170 SMOKE DETECTOR |  |  | North | Gentex |  | Smoke Detector |  |  |  | Module | TRUE | 9123T |  | 917-0013-002 120VAC Smoke Detector, 9VDC Battery Backup, Tandem 12 Units, Integral 135 Degree Thermal, Temporal-3 Sounder | 1 | [6 empty] | TRUE | TRUE |  |  |  |  | #FFFF0000 | FA-NFPA 170 SMOKE DETECTOR | 1 | FALSE | FALSE | FALSE | 1408 | [16 empty] | 120v |  |  |  |  | THOR\acont | 2024-09-08 17:27 | 20191121 AC Detector without base | [Generic, Gentex, Kidde, N/A] [SMOKE ALARM TANDEM] [TANDEM] 10 Amp Circuit Breaker, 120VAC SMOKE DETECTOR (C), 15 Amp Circuit Breaker, 20 Amp Circuit Breaker, 9120 (C), 9120F (C), 9120H (C), 9120HF (C), 9120T (C), 9120TF (C), 9123 (C), 9123F (C), 9123H ( [First Alert, Generic, Gentex, Kidde, N/A] [IDC] 01 120VAC SMOKE DETECTOR (C), 7020BSL (C), 7139CS-C (C), 7139CS-W (C), 9120 (C), 9120F (C), 9120H (C), 9120HF (C), 9120T (C), 9120TF (C), 9123 (C), 9123F (C), 9123H (C), 9123HF (C), 9123T (C), 9123TF (C), [First Alert, Generic, Gentex, Kidde, N/A] [VAC ] 120VAC SMOKE DETECTOR (C), 7020BSL (C), 7139CS-C (C), 7139CS-W (C), 9120 (C), 9120F (C), 9120H (C), 9120HF (C), 9120T (C), 9120TF (C), 9123 (C), 9123F (C), 9123H (C), 9123HF (C), 9123T (C), 9123TF (C), FU | [BRK, First Alert, Generic, Gentex, Kidde, N/A] 120VAC SMOKE DETECTOR, 21006378, 21007624, 7020BSL, 7030BSL, 900-CUAR, 9120, 9120B, 9120F, 9120H, 9120HF, 9120T, 9120TF, 9123, 9123F, 9123H, 9123HF, 9123T, 9123TF, 917-0070-002, 917-0071-002, 917-0072-002, 9
0625b608-ce0a-41dc-8b6f-6a09ee1a5bcf |  |  |  | North | Potter | [5 empty] | Module | TRUE | PSW-1 |  | Plunger Switch | 1 | [6 empty] | FALSE | [5 empty] | #FFFFFFFF |  |  | FALSE | FALSE | FALSE | [14 empty] | FALSE | [7 empty] | THOR\acont | 2024-10-09 10:48
63def3c6-fb06-4fcf-8daa-6a0b593caaa6 | NFPA 170 SMOKE DETECTOR |  |  | North | Monaco Enterprises |  | Smoke Detector |  |  |  | Module | TRUE | 723-353-00 w/B200SR-LF-WH | + | DETECTOR,SYSTEM:PHOTOELECTRIC,15-32VDC,INTELLIGENT,HEAD | 1 | 0.0003 | 0.0065 |  |  |  |  | FALSE | TRUE |  |  |  |  | #FFFF0000 | FA-NFPA 170 SMOKE DETECTOR | 1 | FALSE | FALSE | FALSE | 1408 | [13 empty] | FALSE |  |  | P, LF |  |  | DESKTOP-7SAL8M7\acont | 2020-02-21 06:48 | THOR\acont | 2024-09-08 17:27 | Cloned from MIRCOM MIX-2251B w/B200SR-LF | [Monaco Enterprises] [SLC MODULES SENSORS] 01 [*] 708-026-01, 708-031-00, 721-121-00 w/B200SR-LF-WH (C), 721-121-00 w/B200SR-WH (C), 721-121-00 w/B210LP (C), 721-121-00 w/B224RB-WH (C), 721-121-00 w/B501 (C), 721-124-00 w/B200SR-LF-WH (C), 721-124-00 w/B [Monaco Enterprises] [SLC SENSORS] 01 [*] 721-121-00 w/B200SR-LF-WH (C), 721-121-00 w/B200SR-WH (C), 721-121-00 w/B210LP (C), 721-121-00 w/B224RB-WH (C), 721-121-00 w/B501 (C), 721-124-00 w/B200SR-LF-WH (C), 721-124-00 w/B200SR-WH (C), 721-124-00 w/B210L [Monaco Enterprises] [SLC MODULES/SENSORS] 01 [*] 721-121-00 w/B200SR-LF-WH (C), 721-121-00 w/B200SR-WH (C), 721-121-00 w/B210LP (C), 721-121-00 w/B224RB-WH (C), 721-121-00 w/B501 (C), 721-124-00 w/B200SR-LF-WH (C), 721-124-00 w/B200SR-WH (C), 721-124-00 [Monaco Enterprises] [SLC SENSORS] 01 [*] 721-121-00 w/B200SR-LF-WH (C), 721-121-00 w/B200SR-WH (C), 721-121-00 w/B210LP (C), 721-121-00 w/B224RB-WH (C), 721-121-00 w/B501 (C), 721-124-00 w/B200SR-LF-WH (C), 721-124-00 w/B200SR-WH (C), 721-124-00 w/B210L [MIRCOM, Monaco Enterprises] [AUX POWER] [24 VDC] 721-121-00 w/B200SR-LF-WH (C), 721-124-00 w/B200SR-LF-WH (C), 722-121-00 w/B200SR-LF-WH (C), 722-406-00 w/B200SR-LF-WH (C), 723-345-00 w/B200SR-LF-WH (C), 723-353-00 w/B200SR-LF-WH (C), 723-361-00 w/B200S
23802651-d0f0-4b0b-a285-6a167eb035b6 | NFPA 170 STROBE WALL |  |  | North | Eaton Wheelock |  | Strobe |  |  |  | Module | TRUE | WS3T-24 | F | NOTIFICATION, STROBE, WALL, RED | 1 | [6 empty] | FALSE | FALSE |  |  |  |  | #FF0070C0 | FA-NFPA 170 STROBE WALL | 1 | FALSE | FALSE | FALSE | 2023 | [13 empty] | FALSE | [7 empty] | THOR\acont | 2024-09-08 17:27
156e0b88-2d4b-4310-ad1b-6a1b9abf8a9a | NFPA 170 SMOKE DETECTOR |  |  | North | Gamewell FCI |  | Smoke Detector |  |  |  | Module | TRUE | ASD-PTL3-IV w/B224RB-IV | + | Photoelectric smoke detector with thermal sensing, ivory, Velociti/CLIP w/ Relay base, ivory | 1 | 0.0002 | 0.0045 |  |  |  |  | FALSE | TRUE | FLUSH |  | 4" SQ. DEEP | 3 "O" PLASTER RING | #FFFF0000 | FA-NFPA 170 SMOKE DETECTOR | 1 | FALSE | FALSE | FALSE | 1408 | [13 empty] | FALSE |  |  | T, R |  |  | DESKTOP-7SAL8M7\acont | 2019-04-25 06:52 | THOR\acont | 2024-09-08 17:27 | 20191121 AC Detector with base | [Gamewell FCI] [SLC SENSORS] [*] [#4 TYPE ADDR ¦ SENSORS] ADPF (C), ASD-PL2F w/B200S-LF-WH (C), ASD-PL2F w/B210LP (C), ASD-PL2FR (C), ASD-PL3 w/B200S-LF-WH (C), ASD-PL3 w/B200SR-LF-WH (C), ASD-PL3 w/B200SR-WH (C), ASD-PL3 w/B224BI-WH (C), ASD-PL3 w/B224R [Gamewell FCI] [SLC MODULES SENSORS] [*] [#2 SHARED ADDR ¦ SENSORS] ADPF (C), ASD-PL2F w/B200S-LF-WH (C), ASD-PL2F w/B210LP (C), ASD-PL2FR (C), ASD-PL3 w/B200S-LF-WH (C), ASD-PL3 w/B200SR-LF-WH (C), ASD-PL3 w/B200SR-WH (C), ASD-PL3 w/B224BI-WH (C), ASD-P
4bd57dcc-a331-4eb4-ab61-6a22d606387f | NFPA 170 SPEAKER WALL |  |  | North | Siemens |  | Speaker |  |  |  | Module | TRUE | S-LP70-MCS | + | Speaker, 70v w/ Adapter (Red) | 1 | [6 empty] | FALSE | FALSE |  |  |  |  | #FF0070C0 | FA-NFPA 170 SPEAKER WALL | 1 | FALSE | FALSE | FALSE | 2021 | [13 empty] | FALSE | [5 empty] | DESKTOP-7EIEB7A\acont | 2021-08-17 10:34 | THOR\acont | 2024-09-08 17:27 | Cloned from Siemens S-LP70 | [Siemens] [AUDIO 70.7v] [70V AUDIO] S-LP70, S-LP70-C (C), S-LP70-MCS [Siemens] [NAC] [DC HIGH DB] U-MCS, U-MCS-W
1ac9d160-648e-45ea-bb5d-6a237382ae0e | NFPA 170 WIRELESS CONTROL UNIT |  |  | North | Honeywell |  | Wireless Control Unit |  |  |  | Module | TRUE | 5881ENHC |  | COMMERCIAL WIRELESS RECEIVER | 1 | 0.06 | 0.06 |  |  |  |  | FALSE | [5 empty] | #FFFF0000 | FA-NFPA 170 WIRELESS CONTROL UNIT | 1 | FALSE | FALSE | FALSE | 1408 | [13 empty] | FALSE | [5 empty] | DESKTOP-7EIEB7A\acont | 2020-12-17 17:23 | THOR\acont | 2024-09-08 17:27 | Cloned from Honeywell 5193SD | [Honeywell] [AUX POWER] [*] 5881ENHC, 5883H, 6160CR-2 [Honeywell] [KEYPAD] [*] 4208SN, 4208SNF, 4208U, 5881ENHC, 5883H, 6160, 6160CR-2, 6290W, 6460S, 6460SC, 6460W, 6460WC | [Honeywell] 5881ENHC, 5883H
8043e8da-b7a0-485b-88f2-6a3ed8d6decf | NFPA 170 SPEAKER STROBE |  |  | North | Edwards |  | Speaker/Strobe |  |  |  | Module | TRUE | G4WA-S7VMG |  | 70V Speaker/Strobe, White, ALERT, Multi-cd green | 1 | 0 | 0.078 |  |  |  |  | FALSE | [5 empty] | #FF0070C0 | FA-NFPA 170 SPEAKER STROBE | 1 | FALSE | FALSE | FALSE | 2019 | [13 empty] | FALSE | [7 empty] | THOR\acont | 2024-09-08 17:27 |  | [Edwards, Kidde] [AUDIO 70.7v] [70V AUDIO] G4F-S7, G4F-S7V1575, G4F-S7VM, G4HFRF-S7, G4HFRF-S7VMC, G4HFRN-S7, G4HFRN-S7VMC, G4HFWA-S7, G4HFWA-S7VMA, G4HFWA-S7VMC, G4HFWF-S7, G4HFWF-S7VMC, G4HFWN-S7, G4HFWN-S7VMA, G4HFWN-S7VMB, G4HFWN-S7VMC, G4RF-S7, G4RF [Edwards, Kidde] [NAC] [24 VDC] G4ERA-A, G4ERA-B, G4ERA-G, G4ERA-R, G4ERF-C, G4ERN-A, G4ERN-B, G4ERN-C, G4ERN-G, G4ERN-R, G4EWA-A, G4EWA-B, G4EWA-G, G4EWA-R, G4EWF-C, G4EWN-A, G4EWN-B, G4EWN-C, G4EWN-G, G4EWN-R, G4F-S2V1575, G4F-S2VM, G4F-S7V1575, G4F-S7 [Edwards, Kidde] [NAC] [16 VDC] G4ERA-A, G4ERA-B, G4ERA-G, G4ERA-R, G4ERF-C, G4ERN-A, G4ERN-B, G4ERN-C, G4ERN-G, G4ERN-R, G4EWA-A, G4EWA-B, G4EWA-G, G4EWA-R, G4EWF-C, G4EWN-A, G4EWN-B, G4EWN-C, G4EWN-G, G4EWN-R, G4F-S2V1575, G4F-S2VM, G4F-S7V1575, G4F-S7
3120937a-e45b-4f1d-bbf2-6a42d0435f44 |  |  |  | North | Notifier |  | Cards & Components |  |  |  | Card | TRUE | OAX2-24V |  | UL-listed LED sign, used with LEDSIGN-GW | 1 | [6 empty] | TRUE | FALSE |  |  |  |  | #FFFFFFFF |  |  | FALSE | FALSE | FALSE | [14 empty] | FALSE | [7 empty] | THOR\acont | 2024-10-09 10:48
2287c27a-00b1-4682-97c5-6a47be5d0a1a | CADGEN DOOR CONTACT |  |  | North | NASCOM | Security/Access Control | Door Contact |  |  |  | Module | TRUE | N200AU/ST036 | 100503017 | CONTACT, SMALL OH DOOR CONTACT | 1 | [6 empty] | TRUE | [5 empty] | #FFFF0000 | FA-CADGEN DOOR CONTACT | 1 | FALSE | FALSE | FALSE | [17 empty] | B |  |  | DESKTOP-7SAL8M7\acont | 2019-07-08 11:37 | THOR\acont | 2024-09-08 17:27 | Cloned from NASCOM N1178CGSHK/STO36W1 | [NASCOM] [IDC] 01 [INPUT] C CONTACT, D CONTACT, MET-200, MET-200 AR, MET-201B, MET-201B AR, MET-202C, MET-202C AR, MET-202C AR-WP18, MET-204C, MET-204C AR, N1178CGSHK/STO36W1, N200AU/ST036, N200AU/ST036 x 2, N505AUTMC, N707AU/M, N707AU/ST, N707AU/STATS, [NASCOM] [ACCESS CONTROL INPUT] [*] [INPUT] C CONTACT, D CONTACT, MET-200, MET-200 AR, MET-201B, MET-201B AR, MET-202C, MET-202C AR, MET-202C AR-WP18, MET-204C, MET-204C AR, N1178CGSHK/STO36W1, N200AU/ST036, N200AU/ST036 x 2, N505AUTMC, N707AU/M, N707AU/ [NASCOM] [IDC] 02 C CONTACT, D CONTACT, N1178CGSHK/STO36W1, N200AU/ST036, N200AU/ST036 x 2 [NASCOM] [ACCESS CONTROL INPUT] [*] C CONTACT, D CONTACT, N1178CGSHK/STO36W1, N200AU/ST036, N200AU/ST036 x 2
8357d545-48c1-41a6-8daa-6a4e84a13fa3 | NFPA 170 HORN |  |  | North | Bosch |  | Horn |  |  |  | Module | TRUE | W-HNR | ++ | Wall-mount Horn (two-wire, 12/24 V, red) | 1 | [6 empty] | TRUE | [5 empty] | #FF0070C0 | FA-NFPA 170 HORN | 1 | FALSE | FALSE | FALSE | 2020 | [16 empty] | LF |  |  | DESKTOP-7EIEB7A\acont | 2022-08-26 12:14 | THOR\acont | 2024-09-08 17:27 | Cloned from Eaton Wheelock ELFHNR-CO | [Bosch] [NAC] [24VDC, HIGH] W-HNR, W-HNW [Bosch] [NAC] [12VDC, HIGH] W-HNR, W-HNW
2c3e23be-aa9a-47d9-9618-6a5044b70215 | NFPA 170 HORN |  |  | North | System Sensor |  | Horn |  |  |  | Module | TRUE | HGRKL-B | ++ | Compact Horn, Red, Bilingual | 1 | 0 | 0.047 |  |  |  |  | FALSE | [5 empty] | #FF0070C0 | FA-NFPA 170 HORN | 1 | FALSE | FALSE | FALSE | 2010 | [13 empty] | FALSE | [5 empty] | DESKTOP-QGO6JOK\acont | 2024-07-15 14:10 | THOR\acont | 2024-09-08 17:27 | Cloned from System Sensor HGRKL | [System Sensor] [NAC] [VDC, TEMPORAL HIGH] HGRKL, HGRKL-B [System Sensor] [NAC] [VDC, TEMPORAL LOW] HGRKL, HGRKL-B
97513c04-6564-484e-8d5f-6a507bb66920 | NFPA 170 SURGE SUPPRESSOR |  |  | North | Ditek |  | Surge Supressor |  |  |  | Module | TRUE | DTK-4LVLPLV | ++ | 4 Pair / 24V low voltage surge protector | 1 | [6 empty] | TRUE | [5 empty] | #FFFF0000 | FA-NFPA 170 SURGE SUPPRESSOR | 1 | FALSE | FALSE | FALSE | [14 empty] | FALSE |  |  | 2¦24v |  |  | THOR\acont | 2024-01-11 11:23 | THOR\acont | 2024-09-08 17:27 | Cloned from Ditek DTK-2MHLP24BWB | [Ditek, Monaco Enterprises] [SURGE PROTECTION] [#2] 210-524-00, DTK-120HW, DTK-120HWLOK, DTK-120HW-SS, DTK-120SRD, DTK-120X12, DTK-2MHLP24B, DTK-2MHLP24BWB, DTK-2MHLP24F, DTK-2MHTP, DTK-4LVLPLV, DTK-DF120S1, DTK-MRJ45C5E [Ditek, Monaco Enterprises, WBOX] [SURGE PROTECTION] [ALL DEVICES ++] 0E-SPROACHW, 210-524-00, DTK-120HW, DTK-120HWLOK, DTK-120HW-SS, DTK-120SRD, DTK-120X12, DTK-1F, DTK-1FF, DTK-2MHLP24B, DTK-2MHLP24B w/DTK-2MB, DTK-2MHLP24B w/DTK-3MB, DTK-2MHLP24B w/DT [Ditek] [SURGE PROTECTION] [#3] DTK-4LVLPLV [Ditek] [SURGE PROTECTION] [#4] DTK-4LVLPLV
5db271cb-390d-4852-8541-6a52aada6202 | NFPA 170 ISOLATION MODULE |  |  | North | Bosch |  | Isolator Module |  |  |  | Module | TRUE | FLM-7024-ISO | ++ | MUX bus isolator module | 1 | 0.0001 | 0.005 |  |  | 12 | [7 empty] | #FFFF0000 | FA-NFPA 170 ISOLATION MODULE | 1 | FALSE | FALSE | FALSE | [20 empty] | DESKTOP-7EIEB7A\acont | 2022-08-27 08:58 | THOR\acont | 2024-09-08 17:27 | Cloned from Bosch ICP-SDI-9114 | [Bosch] [ISO] 01 [*] [ISO ++] FLM-325-ISO, FLM-7024-ISO
323c4c81-a940-44e8-9b76-6a55be1ba842 | NFPA 170 SMOKE DETECTOR |  |  | North | Hochiki |  | Smoke Detector |  |  |  | Module | TRUE | SLR-24V w/NS6-100 STANDARD BASE | SLR-24V w/NS6-100 STANDARD BASE | PHOTOELECTRIC SMOKE DETECTOR w/ STANDARD BASE | 1 |  | 0.3 |  |  |  |  | TRUE | TRUE |  | *Refer to Install Sheet |  |  | #FFFF0000 | FA-NFPA 170 SMOKE DETECTOR | 1 | FALSE | FALSE | FALSE | 1408 | [19 empty] | DESKTOP-0D6CQVA\lousc | 2019-10-06 17:46 | THOR\acont | 2024-09-08 17:27 | from Hochiki SOC-24V w/NS6-100 STANDARD BASE | [Hochiki] [IDC] 02 [IDC] SLR-24H w/HSC-220L LATCHING LED BASE (C), SLR-24H w/HSC-220R - 2 WIRE RELAY BASE (C), SLR-24H w/HSC-221L LATCHING LED BASE (C), SLR-24H w/HSC-221R - 2 WIRE RELAY BASE (C), SLR-24H w/HSC-224L LATCHING LED BASE (C), SLR-24H w/HSC-2
02df5330-2781-48d1-8830-6a5e9e33f72e | ASD MODULASER DISPLAY |  |  | North | Edwards |  | Air Sampling Detection |  |  |  | Assembly | TRUE | FHSD8300-ULF | ++ | LaserSense Modulaser - Minimum Display Module | 1 | [6 empty] | TRUE | [5 empty] | #FFFF0000 | FA-ASD MODULASER DISPLAY | 1 | FALSE | FALSE | FALSE | [17 empty] | MinDisp |  |  | DESKTOP-EUPOT3B\aucon | 2022-01-25 12:25 | THOR\acont | 2024-09-08 17:27
2346f1c6-0361-4ac6-9f6e-6a5eca8f19f2 | NFPA 170 SMOKE DETECTOR |  |  | North | Gamewell FCI |  | Smoke Detector |  |  |  | Module | TRUE | ASD-PL3 w/B501-WHITE | + | Photoelectric smoke detector, bright white, Velociti w/ 4” Flangeless mounting base, bright white | 1 | 0.0002 | 0.0045 |  |  |  |  | FALSE | TRUE | FLUSH |  | 4" SQ. DEEP | 3 "O" PLASTER RING | #FFFF0000 | FA-NFPA 170 SMOKE DETECTOR | 1 | FALSE | FALSE | FALSE | 1408 | [13 empty] | FALSE | [5 empty] | DESKTOP-7SAL8M7\acont | 2019-04-25 06:27 | THOR\acont | 2024-09-08 17:27 | 20191121 AC Detector with base | [Gamewell FCI] [SLC SENSORS] [*] [#4 TYPE ADDR ¦ SENSORS] ADPF (C), ASD-PL2F w/B200S-LF-WH (C), ASD-PL2F w/B210LP (C), ASD-PL2FR (C), ASD-PL3 w/B200S-LF-WH (C), ASD-PL3 w/B200SR-LF-WH (C), ASD-PL3 w/B200SR-WH (C), ASD-PL3 w/B224BI-WH (C), ASD-PL3 w/B224R [Gamewell FCI] [SLC MODULES SENSORS] [*] [#2 SHARED ADDR ¦ SENSORS] ADPF (C), ASD-PL2F w/B200S-LF-WH (C), ASD-PL2F w/B210LP (C), ASD-PL2FR (C), ASD-PL3 w/B200S-LF-WH (C), ASD-PL3 w/B200SR-LF-WH (C), ASD-PL3 w/B200SR-WH (C), ASD-PL3 w/B224BI-WH (C), ASD-P
79f3dd70-ef92-4f07-84d7-6a5f47761893 | NFPA 170 AMPLIFIER RACK | RISER AMP |  | North | Notifier |  | Amplifier |  |  |  | Assembly | TRUE | AA-30 Assembly | + | Amplifier in Backbox w/Charger | 1 | [6 empty] | FALSE |  | SURFACE |  | PROVIDED ("WX"HX"D) | N/A | #FFFF0000 | FA-NFPA 170 AMPLIFIER RACK | 1 | FALSE | FALSE | FALSE | 300 |  |  | 7165-0028:0224 | [5 empty] | 55,100,120 |  |  |  | 30 | TRUE | [7 empty] | THOR\acont | 2024-09-08 17:27
3050f037-81de-4ec2-a75f-6a621066f3fe | NFPA 170 FLOW DETECTOR |  |  | North | Potter |  | Flow Detector |  |  |  | Module | TRUE | VSR-ST | + | Waterflow Alarm Switch with Union | 1 | [6 empty] | FALSE | [5 empty] | #FFFF0000 | FA-NFPA 170 FLOW DETECTOR | 1 | FALSE | FALSE | FALSE |  |  |  | 7770-0328:0001 | [10 empty] | FALSE | [7 empty] | THOR\acont | 2024-09-08 17:27 |  | [Potter] [IDC] 01 OSYSU Series, OSYSU-CRH, OSYSU-EX, OSYSU-EX-O, PCVS Series, PCVS-CRH, PIVS-U-EX, PIVSU-EX-O, PS10 Series, PS10-EX, PS15, PS25, PS40 Series, PS40-EX, RBVS, VSG, VSR Series, VSR-10, VSR-AT, VSR-C, VSR-CF, VSR-FE-2, VSR-FEX Series, VSR-S S [Farenhyt, Generic, N/A, Notifier, Potter, Silent Knight] [AUX POWER] [BELL POWER ++] FURNISHED BY OTHERS, PS10 Series, PS10-EX, VSG, VSR Series, VSR-10, VSR-AT, VSR-C, VSR-CF, VSR-FE-2, VSR-FEX Series, VSR-S Series, VSR-SF, VSR-SFG, VSR-SFT, VSR-SG, VSR
3530fee0-fe50-49d1-9b42-6a63718cb541 | EQUIPMENT ENCLOSURE |  |  | North | Eaton Wheelock |  | Enclosure |  |  |  | Module | TRUE | SP4-RMX | ++ |   Remote Microphone Expansion Module In Enclosure | 1 | 0.052 | 0.062 |  |  |  |  | TRUE | [5 empty] | #FFFF0000 | FA-EQUIPMENT ENCLOSURE | 1 | FALSE | FALSE | FALSE | [14 empty] | FALSE | [5 empty] | DESKTOP-7SAL8M7\acont | 2018-10-18 09:04 | THOR\acont | 2024-09-08 17:27 |  | [Eaton Wheelock] [AUX POWER] [*] [24VDC] SP4-RMX | [Eaton Wheelock] SP4-RMX
8e0ef370-0639-47b2-a121-6a638c4ed972 | NFPA 170 SMOKE DETECTOR |  |  | North | Notifier |  | Smoke Detector |  |  |  | Module | TRUE | FSP-951-IV w/B300-6-IV | ++ | Addressable low-profile photoelectric smoke detector. Ivory. FlashScan and CLIP mode. | 1 | 0.0002 | 0.0045 |  |  |  |  | FALSE | TRUE | FLUSH |  | 4" SQ. DEEP | 3 "O" PLASTER RING | #FFFF0000 | FA-NFPA 170 SMOKE DETECTOR | 1 | FALSE | FALSE | FALSE | 1408 |  |  | 7272-0028:0206 | [10 empty] | FALSE | [7 empty] | THOR\acont | 2024-09-08 17:27 | 20191121 AC Detector without base | [Honeywell, Notifier, System Sensor] [SLC SENSORS] [*] [#4 TYPE ADDR ¦ SENSORS] 2251B (C), 2251-COPTIR (C), 2251-COPTIR w/B200S-WH (C), 2251TB (C), 2251TMB (C), 5251B (C), 5251B-WP (C), 5251H (C), 5251RB (C), 5251RB-WP (C), 7251 (C), 7251DH (C), DH200LP [Honeywell, Notifier, System Sensor] [SLC MODULES SENSORS] [*] [#2 SHARED ADDR ¦ SENSORS] 2251B (C), 2251-COPTIR (C), 2251-COPTIR w/B200S-WH (C), 2251TB (C), 2251TMB (C), 5251B (C), 5251B-WP (C), 5251H (C), 5251RB (C), 5251RB-WP (C), 7251 (C), 7251DH (C)
231a7f4f-65b0-4fd9-b712-6a73da88608d | NFPA 170 SMOKE DETECTOR |  |  | North | System Sensor |  | Smoke Detector |  |  |  | Module | TRUE | 2251TB | ++ | Photoelectric Detector, with thermal | 1 | 0.0003 | 0.0065 |  |  |  |  | FALSE | TRUE |  |  |  |  | #FFFF0000 | FA-NFPA 170 SMOKE DETECTOR | 1 | FALSE | FALSE | FALSE | 1408 | [13 empty] | FALSE | [7 empty] | THOR\acont | 2024-09-08 17:27 | 20191121 AC Detector without base | [Honeywell, Notifier, System Sensor] [SLC MODULES SENSORS] [*] [#2 SHARED ADDR ¦ SENSORS] 2251B (C), 2251-COPTIR (C), 2251-COPTIR w/B200S-WH (C), 2251TB (C), 2251TMB (C), 5251B (C), 5251B-WP (C), 5251H (C), 5251RB (C), 5251RB-WP (C), 7251 (C), 7251DH (C) [Honeywell, Notifier, System Sensor] [SLC SENSORS] [*] [#4 TYPE ADDR ¦ SENSORS] 2251B (C), 2251-COPTIR (C), 2251-COPTIR w/B200S-WH (C), 2251TB (C), 2251TMB (C), 5251B (C), 5251B-WP (C), 5251H (C), 5251RB (C), 5251RB-WP (C), 7251 (C), 7251DH (C), DH200LP
38a1c4ac-6fea-4bcb-894f-6a7b8bc54614 | NFPA 170 STROBE WALL |  |  | North | Edwards |  | Strobe |  |  |  | Module | TRUE | WGVRF-SP | ++ | Outdoor rated strobe, red, fuego | 1 | [6 empty] | FALSE | [5 empty] | #FF0070C0 | FA-NFPA 170 STROBE WALL | 1 | FALSE | FALSE | FALSE | 2023 | [13 empty] | FALSE |  |  | WP |  |  | THOR\acont | 2024-04-09 07:42 | THOR\acont | 2024-09-08 17:27 | Cloned from Edwards WGVRA CLONED CLONED CLONED CLONED CLONED CLONED | [Edwards, Kidde] [NAC] [VDC] WGSVRA, WGSVRF, WGSVRF-FR, WGSVRF-SP, WGSVRN, WGSVWA, WGSVWF, WGSVWF-FR, WGSVWF-SP, WGSVWN, WGVRA, WGVRF, WGVRF-FR, WGVRF-SP, WGVRN, WGVWA, WGVWF, WGVWF-FR, WGVWF-SP, WGVWN
e48862e9-7167-4f7a-93ff-6a7d6fd10686 |  |  |  | North | Siemens | [5 empty] | Module | TRUE | AD-3I | 500-086495 | AIR DUCT HOUSING ION | 1 | [12 empty] | #FFFFFFFF |  |  | FALSE | FALSE | FALSE | [20 empty] | DESKTOP-7SAL8M7\acont | 2019-08-13 09:04 | THOR\acont | 2024-10-09 10:48
e88caa3a-f6f9-49c9-8a26-6a7da098af71 |  |  |  | North | Monaco Enterprises |  | Cards & Components |  |  |  | Card | TRUE | 227-811-MN |  | MAAP(+) electronics package assembly MNS upgrade for existing MAAP-1 and MAAP-2 (legacy addressable) and M-2 Conventional panels (except 19" enclosures). Replaces the M CPU, power supply, and display. Provides replacement AAC and one ADC, and a BT-XM2 MNS interface. Note: Existing ADC cards may be used with the upgrade | 1 | [6 empty] | TRUE | [5 empty] | #FFFFFFFF |  |  | FALSE | FALSE | FALSE | [20 empty] | AULAPTOP-PC\Aulaptop | 2019-04-20 02:23 | THOR\acont | 2024-10-09 10:48
a37b9b9a-2607-4156-9dfc-6a7f97720fd2 |  |  |  | North | Edwards |  | Hardware |  |  |  | Hardware | TRUE | QS-2-VR |  | OBSOLETE - Gray Key-Locked Door for 5/12 Option Card Space Cabinet | 1 | [6 empty] | FALSE | [5 empty] | #FFFFFFFF |  |  | FALSE | FALSE | FALSE | [14 empty] | FALSE | [7 empty] | THOR\acont | 2024-10-09 10:48
11b06781-f6d5-4236-9b28-6a87e575670e |  |  |  | North | Potter | [5 empty] | Module | TRUE | NDC Series |  | 2 Conductor Transfer Cord | 1 | [6 empty] | FALSE | [5 empty] | #FFFFFFFF |  |  | FALSE | FALSE | FALSE | [14 empty] | FALSE | [7 empty] | THOR\acont | 2024-10-09 10:48
19cc9c65-e51e-4d77-8e09-6a8d8fa5aead |  |  |  | North | Firelite |  | Cards & Components |  |  |  | Card | TRUE | SLC-2 | + | Loop Expander Module, Provides Even Numbered SLC Loops | 1 | 0.019 | 0.026 |  |  |  |  | TRUE | FALSE |  |  |  |  | #FFFFFFFF |  |  | FALSE | FALSE | FALSE | [14 empty] | FALSE | [5 empty] | THOR\acont | 2024-08-27 16:22 | THOR\acont | 2024-10-09 10:48 | Cloned from Firelite SLC-2LS |  | [Firelite] SLC-2, SLC-2LS
8e3df44b-b421-4d48-a57a-6a8e021bacb4 |  |  |  | North | Bosch | [5 empty] | Module | TRUE | CBS-INSA-COMBO-TU | * | ***(Tuesday Morning) Cloud Merchandising analytics | 1 | [12 empty] | #FFFFFFFF |  |  | FALSE | FALSE | FALSE | [20 empty] | DESKTOP-7EIEB7A\acont | 2021-08-13 06:25 | THOR\acont | 2024-10-09 10:48
47660805-bfbb-4f70-8b4d-6a94847fd466 |  |  |  | North | Edwards |  | Hardware |  |  |  | Hardware | TRUE | ANSDMRALT |  | Alternate prerecorded DMR mess. From library | 1 | [6 empty] | FALSE | [5 empty] | #FFFFFFFF |  |  | FALSE | FALSE | FALSE | [14 empty] | FALSE | [7 empty] | THOR\acont | 2024-10-09 10:48
0f03123e-c652-4e22-a759-6a9a3fdd4276 | NFPA 170 DUCT SMOKE DETECTOR |  |  | North | Hochiki |  | Duct Smoke Detector |  |  |  | Module | TRUE | DH-98-HPV | CONVENTIONAL DUCT DETECTOR | CONVENTIONAL DUCT DETECTOR | 1 | 0.013 | 0.06 |  |  |  |  | TRUE | TRUE |  | *Refer to Install Sheet |  |  | #FFFF0000 | FA-NFPA 170 DUCT SMOKE DETECTOR | 1 | FALSE | FALSE | FALSE | 1400 | [19 empty] | DESKTOP-0D6CQVA\lousc | 2019-10-12 10:29 | THOR\acont | 2024-09-08 17:27 | Cloned from Hochiki DH-98-P
084d9151-e42e-4ba8-9a2b-6a9deaad0e82 | NFPA 170 NON ADDRESSABLE RELAY |  |  | North | Edwards |  | Non-Addressable Relay |  |  |  | Module | TRUE | SIGA-CRR | ++ | Polarity Reversal Relay Module | 1 | 0.0001 | 0.0001 |  |  |  |  | FALSE | [5 empty] | #FFFF0000 | FA-NFPA 170 NON ADDRESSABLE RELAY | 1 | FALSE | FALSE | FALSE | 1300 | [13 empty] | FALSE | [7 empty] | THOR\acont | 2024-10-08 16:26 |  | [Edwards, Kidde] [SLC EST MODULES] 01 [*] [EST3, iO1000 ] FX-2WIRE, FX-IDC1A, FX-IDC1B, FX-IDC2B, FX-IDCWS, FX-ISO, FX-NAC, GSA-CC1, GSA-CC1S, GSA-CC2, GSA-CT1, GSA-CT2, GSA-IO, GSA-MAB, GSA-MCC1, GSA-MCC1S, GSA-MCC2, GSA-MCT2, GSA-MIO, GSA-MM1, GSA-MRM1 [Edwards, Kidde] [SLC EST MODULES] 04 [*] [EST3, iO1000 ] FX-RLY, GSA-CR, GSA-CRH, GSA-CRR, GSA-MCR, GSA-MCRR, SIGA-CR, SIGA-CR2, SIGA-CRH, SIGA-CRR, SIGA-MCR, SIGA-MCRR [Edwards, Kidde] [AUX POWER, RELAY] [RISER INPUT] GSA-CR, GSA-CRH, GSA-CRR, SIGA-CR, SIGA-CR2, SIGA-CRH, SIGA-CRR [Edwards, Kidde] [SLC EST MODULES SENSORS] [*] [#1 SHARED ADDR ¦ MODULES] GSA-UIO2R, GSA-UIO6, GSA-UIO6R, RZI16-2, SIGA-270, SIGA-270P, SIGA-278, SIGA-AA30, SIGA-AA50, SIGA-CC1, SIGA-CC1S, SIGA-CC2, SIGA-CC2A, SIGA-CR, SIGA-CR2, SIGA-CRH, SIGA-CRR, SIGA- [Edwards, Kidde] [SLC EST MODULES/SENSORS] 05 [*] [iO64] FX-ISO, FX-RLY, GSA-CR, GSA-CRH, GSA-CRR, GSA-MCR, GSA-MCRR, SIGA-CR, SIGA-CR2, SIGA-CRH, SIGA-CRR, SIGA-MCR, SIGA-MCRR [Edwards, Kidde] [SLC EST MODULES] [*] [#3 TYPE ADDR ¦ MODULES] GSA-UIO2R, GSA-UIO6, GSA-UIO6R, RZI16-2, SIGA-270, SIGA-270P, SIGA-278, SIGA-AA30, SIGA-AA50, SIGA-CC1, SIGA-CC1S, SIGA-CC2, SIGA-CC2A, SIGA-CR, SIGA-CR2, SIGA-CRH, SIGA-CRR, SIGA-CT1, SIGA- | [Edwards, Kidde] GSA-CR, GSA-CRH, GSA-CRR, SIGA-CR, SIGA-CR2, SIGA-CRH, SIGA-CRR
a55e1fe3-9e93-4d13-9206-6aa00e5202ee | NFPA 170 ADDRESSABLE OUTPUT MODULE |  |  | North | Gamewell FCI |  | Addressable Control/Relay |  |  |  | Module | TRUE | MMO-6RF |  | Six Relay Control Module | 6 | 0.00145 | 0.032 |  |  |  |  | TRUE | FALSE |  |  |  |  | #FFFF0000 | FA-NFPA 170 ADDRESSABLE OUTPUT MODULE | 1 | FALSE | FALSE | FALSE | [14 empty] | FALSE | [7 empty] | THOR\acont | 2024-09-08 17:27 |  | [Gamewell FCI] [SLC MODULES/SENSORS] [#05 ++] MMI-10F, MMI-6SF, MMO-6RF, MMO-6SF [Gamewell FCI] [SLC MODULES/SENSORS] [#04 ++] MMI-10F, MMI-6SF, MMO-6RF, MMO-6SF [Gamewell FCI] [SLC MODULES/SENSORS] [#03 ++] MMI-10F, MMI-6SF, MMO-6RF, MMO-6SF, VW-GATE [Gamewell FCI] [SLC MODULES SENSORS] [*] [#1 SHARED ADDR ¦ MODULES] AMM-2F, AMM-2IF, AMM-2RF, AMM-2RIF, AMM-4F, AMM-4SF, AOM-2RF, AOM-2SF, AOM-TELF, MMI-10F, MMI-6SF, MMO-6RF, MMO-6SF, MS-7AF, MS-7ASF, MS-7S w/AMM-2F, MS-WS w/AMM-2F, TC81021000, VW-DIS-D [Gamewell FCI] [SLC MODULES] [#05 ++] MMI-10F, MMI-6SF, MMO-6RF, MMO-6SF [Gamewell FCI] [SLC MODULES] [#04 ++] MMI-10F, MMI-6SF, MMO-6RF, MMO-6SF [Gamewell FCI] [SLC MODULES/SENSORS] [#02 ++] AMM-2IF, AMM-2RIF, AOM-2RF, MMI-10F, MMI-6SF, MMO-6RF, MMO-6SF, VW-GATE [Gamewell FCI] [SLC MODULES] [*] [#3 TYPE ADDR ¦ MODULES] AMM-2F, AMM-2IF, AMM-2RF, AMM-2RIF, AMM-4F, AMM-4SF, AOM-2RF, AOM-2SF, AOM-TELF, MMI-10F, MMI-6SF, MMO-6RF, MMO-6SF, MS-7AF, MS-7ASF, MS-7S w/AMM-2F, MS-WS w/AMM-2F, TC81021000, VW-GATE, WAM-MM, W [Gamewell FCI] [SLC MODULES] [#06 ++] MMI-10F, MMI-6SF, MMO-6RF, MMO-6SF [Gamewell FCI] [SLC MODULES/SENSORS] [#06 ++] MMI-10F, MMI-6SF, MMO-6RF, MMO-6SF [Gamewell FCI] [SLC MODULES] [#03 ++] MMI-10F, MMI-6SF, MMO-6RF, MMO-6SF, VW-GATE [Gamewell FCI] [SLC MODULES] [#02 ++] AMM-2IF, AMM-2RIF, AOM-2RF, MMI-10F, MMI-6SF, MMO-6RF, MMO-6SF, VW-GATE
42a6919d-6f32-4f07-b30e-6aa479314008 |  |  |  | North | Simplex | [5 empty] | Module | TRUE | 4190-9858 | ++ | ES Net NIC dual channel single-mode fiber media card | 1 | 0.135 | 0.135 | [10 empty] | #FFFFFFFF |  |  | FALSE | FALSE | FALSE | [20 empty] | THOR\acont | 2024-02-23 06:36 | THOR\acont | 2024-10-09 10:48 | Cloned from Simplex 4100-6307 | [Autocall, Simplex] [Fiber Optic] [NETWORK ++] 4007-6307, 4007-6308, 4007-6309, 4010-6307, 4010-6308, 4100-6307, 4100-6308, 4190-9858, 4190-9859, A007-6307, A007-6308, A007-6309, A010-6307, A010-6308, A100-6307, A100-6308, A190-9858, A190-9859 | [Autocall, Simplex] 4007-6307, 4007-6308, 4010-6307, 4100-6307, 4190-9858, A007-6307, A007-6308, A010-6307, A100-6307, A190-9858
4fd61073-0890-4725-9ba1-6aa633964929 |  |  |  | North | Edwards |  | Cards & Components |  |  |  | Card | TRUE | 3-IDC8/4 | ++ | Initiating / Indicating Device Circuit Module | 1 | 0.048 | 0.408 |  |  |  |  | TRUE | [5 empty] | #FFFFFFFF |  |  | FALSE | FALSE | FALSE | [20 empty] | DESKTOP-7SAL8M7\acont | 2019-12-13 12:52 | THOR\acont | 2024-10-09 10:48 |  |  | [Edwards] 3-IDC8/4
43c3586b-1d86-4a09-ade1-6aac88dc9017 | NFPA 170 MANUAL PULL |  |  | North | Notifier |  | Manual Station |  |  |  | Module | TRUE | BG-1-2W | ++ | Manual Pull Station, single action | 1 | [6 empty] | FALSE | FALSE |  |  |  |  | #FFFF0000 | FA-NFPA 170 MANUAL PULL | 1 | FALSE | FALSE | FALSE | 957 | [13 empty] | FALSE | [7 empty] | THOR\acont | 2024-09-08 17:27 |  | [Chemtronics, Firelite, MIRCOM, Notifier, System Sensor] [IDC] 01 [*] [IDC 2-WIRE ++] 1151 (C), 1151EIS (C), 1400 (C), 1451 (C), 1451DH (C), 1451DHHT (C), 2100AT (C), 2100S (C), 2100TR (C), 2100TS (C), 2151 w/B110LP (C), 2151 w/B116LP (C), 2151 w/B401 (C
eb76337d-6cd3-4494-81d7-6aaf8930dd9e |  |  |  | North | Bosch | [5 empty] | Module | TRUE | NDA-U-CMT | * | Corner Mount Adapter | 1 | [12 empty] | #FFFFFFFF |  |  | FALSE | FALSE | FALSE | [20 empty] | DESKTOP-7EIEB7A\acont | 2021-08-13 06:25 | THOR\acont | 2024-10-09 10:48
20a52740-dbc8-4bd4-8a54-6ab25569cd6a | NFPA 170 MANUAL PULL |  |  | North | Notifier |  | Manual Station |  |  |  | Module | TRUE | BNG-1FTS | ++ | Manual Pull Station, single action | 1 | [6 empty] | FALSE | FALSE |  |  |  |  | #FFFF0000 | FA-NFPA 170 MANUAL PULL | 1 | FALSE | FALSE | FALSE | 957 | [13 empty] | FALSE | [7 empty] | THOR\acont | 2024-09-08 17:27 |  | [Chemtronics, Firelite, MIRCOM, Notifier, System Sensor] [IDC] 01 [*] [IDC 2-WIRE ++] 1151 (C), 1151EIS (C), 1400 (C), 1451 (C), 1451DH (C), 1451DHHT (C), 2100AT (C), 2100S (C), 2100TR (C), 2100TS (C), 2151 w/B110LP (C), 2151 w/B116LP (C), 2151 w/B401 (C [Det-Tronics, Edwards, Kidde, Notifier] [IDC] 01 30-3013, 30-3013 w/FMM-101, Q3013D, 5621 (C), 5622 (C), 5623 (C), 5624 (C), BNG-1, BNG-1F, BNG-1FTS, BNG-1R, BNG-1SP, BNG-1TS, BNG-1TSL, BNG-1TSR, BNG-1TSRL, CP-651 (C), HD-601 (C), HD-602 (C), HD-603 (C),
856a0a1e-d7bc-4a0e-a6a7-6ab3cbf358f5 |  |  |  | North | Bosch | [5 empty] | Module | TRUE | MIC-7504-Z12WR | * | Camera Mic 7100I Ptz 4K , Enhanced 8Mp Hdr 30X, Ip68 White; Sd Local Storage, | 1 | [12 empty] | #FFFFFFFF |  |  | FALSE | FALSE | FALSE | [20 empty] | DESKTOP-7EIEB7A\acont | 2021-08-13 06:25 | THOR\acont | 2024-10-09 10:48
c6c81234-e7a9-4337-bac7-6ab70d4d7c48 | NFPA 170 SPEAKER STROBE |  |  | North | Siemens |  | Speaker/Strobe |  |  |  | Module | TRUE | SEFH-HMC-R | S54360-F3-A2 | HIGH FIDELITY SPEAKER STROBE, SQUARE, HIFI, LOW PROFILE, WALL, 135/185CD, RED | 1 | [12 empty] | #FF0070C0 | FA-NFPA 170 SPEAKER STROBE | 1 | FALSE | FALSE | FALSE | 2019 | [19 empty] | DESKTOP-7SAL8M7\acont | 2019-08-13 09:04 | THOR\acont | 2024-09-08 17:27 | B,T | [Siemens] [NAC] [VDC] SEFH-HMC-R, SEFH-HMC-W, SEH-HMC-R, SEH-HMC-R-B, SEH-HMC-W, SEH-HMC-W-ALERT, SEH-HMC-W-B [Siemens] [AUDIO 70.7v] [70V AUDIO] SEFH-AHMC-CW-ALERT (C), SEFH-AMC-CW-ALERT (C), SEFH-AMC-W-ALERT, SEFH-CR (C), SEFH-CW (C), SEFH-HMC-CR (C), SEFH-HMC-CR-ALERT (C), SEFH-HMC-CW (C), SEFH-HMC-CW-ALERT (C), SEFH-HMC-R, SEFH-HMC-W, SEFH-MC-CR (C), SEFH-MC [Siemens] [AUDIO 25v] [25V AUDIO] SEFH-AHMC-CW-ALERT (C), SEFH-AMC-CW-ALERT (C), SEFH-AMC-W-ALERT, SEFH-CR (C), SEFH-CW (C), SEFH-HMC-CR (C), SEFH-HMC-CR-ALERT (C), SEFH-HMC-CW (C), SEFH-HMC-CW-ALERT (C), SEFH-HMC-R, SEFH-HMC-W, SEFH-MC-CR (C), SEFH-MC-C
69e19444-aebd-4319-8705-6abc834f9439 | NFPA 170 FIRE ALARM CONTROL UNIT | RISER FACP |  | North | Hochiki |  | Fire Alarm Control Unit |  |  |  | Assembly | TRUE | LAA01K1-64 |  | FireNET L@TITUDE Analog Addressable Fire Alarm Control Panel, 8 Slot Deep Plex-Door Enclosure, 5.25 A 115V, 2-Loop Panel Module, Hochiki Protocol, Network Module, and Media Gateway™, Black, Printer / 48 Zone LEDs | 1 | [6 empty] | FALSE |  |  | *Refer to Install Sheet | 16.5in (W) x 23.2in (H) x 8in (D) | KM5FCRD (Optional Semi-Flush Mounting Kit) | #FFFF0000 | FA-NFPA 170 FIRE ALARM CONTROL UNIT | 1 | FALSE | FALSE | FALSE | 202 | [8 empty] | 7,12,18,28,33,40 |  |  | 5.25 |  | TRUE | [5 empty] | DESKTOP-GHR3H5U\Anthony | 2019-11-27 07:05 | THOR\acont | 2024-09-08 17:27
0663e2a2-fdf6-4210-aaa2-6ac3241467ea | NFPA 170 SPEAKER WALL |  |  | North | System Sensor |  | Speaker |  |  |  | Module | TRUE | SPRL | ++ | 2-WIRE, SPEAKER RED WALL | 1 | [6 empty] | FALSE | [5 empty] | #FF0070C0 | FA-NFPA 170 SPEAKER WALL | 1 | FALSE | FALSE | FALSE | 2021 | [13 empty] | FALSE | [7 empty] | THOR\acont | 2024-09-08 17:27 |  | [BluePoint, System Sensor] [AUDIO 70.7v] [70V AUDIO] BP04-111LP, BP04-A111LP, SPRL, SPSR, SPSRL, SPSRL-P, SPSRL-SP, SPSW, SPSWL, SPSWL-ALERT, SPSWL-CLR-ALERT, SPSWL-P, SPWL [BluePoint, System Sensor] [AUDIO 25v] [25V AUDIO] BP04-111LP, BP04-A111LP, SPRL, SPSR, SPSRL, SPSRL-P, SPSRL-SP, SPSW, SPSWL, SPSWL-ALERT, SPSWL-CLR-ALERT, SPSWL-P, SPWL
d28d3329-84ca-4b2c-8d91-6ac4577c3914 | NFPA 170 FIRE ALARM CONTROL UNIT | RISER FACP |  | North | MIRCOM |  | Fire Alarm Control Unit |  |  |  | Assembly | TRUE | FlexNet |  | LARGE NETWORK MAIN CONTROL UNIT | 1 | [6 empty] | FALSE | [5 empty] | #FFFF0000 | FA-NFPA 170 FIRE ALARM CONTROL UNIT | 1 | FALSE | FALSE | FALSE | 202 | [8 empty] | 7,12,18 |  |  |  |  | TRUE | [7 empty] | THOR\acont | 2024-09-08 17:27
f20bdb5a-b794-4ee2-a8a0-6ac53f447a6a | NFPA 170 SPEAKER STROBE CEILING |  |  | North | Edwards |  | Speaker/Strobe |  |  |  | Module | TRUE | 965-5A-8RW |  | 15cd Strobe, 8" Round Cone, 70V .5, 1, 2, 4w | 1 | [6 empty] | FALSE | TRUE |  |  |  |  | #FF0070C0 | FA-NFPA 170 SPEAKER STROBE CEILING | 1 | FALSE | FALSE | FALSE | 2020 | [13 empty] | FALSE |  |  | C |  |  |  |  | THOR\acont | 2024-09-08 17:27
8dd1efbd-ea2e-42fa-891e-6ac6459d451e |  |  |  | North | Edwards |  | Hardware |  |  |  | Hardware | TRUE | 2-DFK |  | OBSOLETE - Gray Semi-Flush Trim Kit for 2-WB7 | 1 | [6 empty] | FALSE | [5 empty] | #FFFFFFFF |  |  | FALSE | FALSE | FALSE | [14 empty] | FALSE | [7 empty] | THOR\acont | 2024-10-09 10:48
7503593f-d701-4123-ad51-6ac6b6855ae8 | NFPA 170 SMOKE CO DETECTOR |  |  | North | Potter |  | Smoke/CO Detector |  |  |  | Module | TRUE | PAD300-PCD w/PAD300-SB (Split) | ++ | Photoelectric Smoke/CO Detector with 6" Base with Sounder Module Included | 1 | 0.0006 | 0.0006 |  |  |  |  | FALSE | TRUE |  |  |  |  | #FFFF0000 | FA-NFPA 170 SMOKE CO DETECTOR | 1 | FALSE | FALSE | FALSE | 1411 | [13 empty] | FALSE |  |  | SB |  |  | THOR\acont | 2025-02-13 10:27 |  |  | Cloned from Potter PAD300-PCD w/PAD300-SB | [Potter] [SLC PAD] [*] [#2 SHARED ADDR ¦ SENSORS] PAD100-CD w/PAD100-4DB, PAD100-CD w/PAD100-6DB, PAD100-CD w/PAD100-IB, PAD100-CD w/PAD100-LFSB, PAD100-CD w/PAD100-RB, PAD100-CD w/PAD100-SB, PAD100-CD w/PAD100-SPKB, PAD100-DUCT (C), PAD100-DUCTR (C), PA [Potter] [AUX POWER] PAD300-CD w/PAD300-SB, PAD300-HD w/PAD300-SB, PAD300-PCD w/PAD300-SB (C), PAD300-PCD w/PAD300-SB (Split) (C), PAD300-PD w/PAD300-SB (C), PAD300-PHD w/PAD300-SB (C), PAD300-PHD w/PAD300-SB (Split) (C)
4f7c731c-3924-4df9-982c-6ac9a97df824 | NFPA 170 ADDRESSABLE INPUT MONITOR MODULE |  |  | North | Firelite |  | Addressable Module |  |  |  | Module | TRUE | MMF-302-6 | + | Six-zone interface module. Mount one or two modules in a BB-2F cabinet (optional). Mount up to six modules on a CHS-6 chassis in a BB-6F cabinet. | 6 | 0.002 | 0.04 |  |  |  |  | TRUE | FALSE |  |  |  |  | #FFFF0000 | FA-NFPA 170 ADDRESSABLE INPUT MONITOR MODULE | 1 | FALSE | FALSE | FALSE | 1000 | [13 empty] | FALSE |  |  | 6 |  |  |  |  | THOR\acont | 2024-09-08 17:27 |  | [Firelite] [SLC MODULES] [*] [#03 ++] CMF-300-6, CRF-300-6, MMF-300-10, MMF-302-6, W-GATE [Firelite] [SLC MODULES] [*] [#02 ++] CDRM-300, CMF-300-6, CRF-300-6, MDF-300, MMF-300-10, MMF-302-6, W-GATE [Firelite] [SLC MODULES/SENSORS] [*] [#04 ++] CMF-300-6, CRF-300-6, MMF-300-10, MMF-302-6 [Firelite] [SLC MODULES] [*] [#05 ++] CMF-300-6, CRF-300-6, MMF-300-10, MMF-302-6 [Firelite] [SLC MODULES/SENSORS] [*] [#05 ++] CMF-300-6, CRF-300-6, MMF-300-10, MMF-302-6 [Firelite] [AUX POWER] MMF-302-6 [Firelite] [SLC MODULES/SENSORS] [*] [#03 ++] CMF-300-6, CRF-300-6, MMF-300-10, MMF-302-6, W-GATE [Firelite] [SLC MODULES] [*] [#3 TYPE ADDR ¦ MODULES] BG-12LX, BG-12LXSP, CDRM-300, CMF-300, CMF-300-6, CRF-300, CRF-300-6, MDF-300, MMF-300, MMF-300-10, MMF-301, MMF-302, MMF-302-6, WAV-CRL, WAV-CWL, WAV-RL, WAV-WL, W-BG12LX, W-CRF, W-GATE, W-MMF, W-SYN [Firelite] [SLC MODULES] [*] [#04 ++] CMF-300-6, CRF-300-6, MMF-300-10, MMF-302-6 [Firelite] [SLC MODULES SENSORS] [*] [#1 SHARED ADDR ¦ MODULES] BG-12LX, BG-12LXSP, CDRM-300, CMF-300, CMF-300-6, CRF-300, CRF-300-6, MDF-300, MMF-300, MMF-300-10, MMF-301, MMF-302, MMF-302-6, WAV-CRL, WAV-CWL, WAV-RL, WAV-WL, W-BG12LX, W-CRF, W-DIS-D, W [Firelite] [SLC MODULES/SENSORS] [*] [#06 ++] CMF-300-6, CRF-300-6, MMF-300-10, MMF-302-6 [Firelite] [SLC MODULES/SENSORS] [*] [#02 ++] CDRM-300, CMF-300-6, CRF-300-6, MDF-300, MMF-300-10, MMF-302-6, W-GATE [Firelite] [SLC MODULES] [*] [#06 ++] CMF-300-6, CRF-300-6, MMF-300-10, MMF-302-6 | [Firelite] MMF-302-6
f42965a8-5eaa-46ca-9706-6acb7bea16f2 | NFPA 170 NOTIFICATION CIRCUIT EXTENDER PANEL | RISER NAC |  | North | Autocall |  | Notification Circuit Extender Panel |  |  |  | Assembly | TRUE | A009-9201 | ++ | 4009 IDNet NAC Extender with 4, Class B NACs and 8 A power supply | 1 | [6 empty] | TRUE | [5 empty] | #FFFF0000 | FA-NFPA 170 NOTIFICATION CIRCUIT EXTENDER PANEL | 1 | FALSE | FALSE | FALSE | 212 | [8 empty] | 6.2,10,18 |  | 12.7 | 8 |  | TRUE | [5 empty] | DESKTOP-0D6CQVA\lousc | 2019-07-05 07:29 | THOR\acont | 2024-09-08 17:27
de0bcd31-a616-424a-9dff-6acc1c8a49d3 |  |  |  | North | Monaco Enterprises |  | Hardware |  |  |  | Hardware | TRUE | 729-156-00 |  | Test magnet with 32-inch telescoping handle | 1 | [12 empty] | #FFFFFFFF |  |  | FALSE | FALSE | FALSE | [20 empty] | AULAPTOP-PC\Aulaptop | 2019-04-20 04:32 | THOR\acont | 2024-10-09 10:48
a33763f4-ac7a-4161-9b93-6ad1f9493d75 | NFPA 170 AMPLIFIER RACK | RISER AMP |  | North | Notifier |  | Amplifier |  |  |  | Assembly | TRUE | AA-120 Assembly | + | Amplifier in Backbox w/Charger | 1 | [6 empty] | FALSE |  | SURFACE |  | PROVIDED ("WX"HX"D) | N/A | #FFFF0000 | FA-NFPA 170 AMPLIFIER RACK | 1 | FALSE | FALSE | FALSE | 300 |  |  | 7165-0028:0224 | [5 empty] | 55,100,120 |  |  |  | 120 | TRUE | [7 empty] | THOR\acont | 2024-09-08 17:27
69b7a9dc-faa1-4310-b269-6ad2971d5181 |  |  |  | North | Edwards |  | Cards & Components |  |  |  | Card | TRUE | iO500RD Mainboard | ++ | Main Board | 1 | 0.172 | 0.267 | 6 |  |  |  | TRUE | [5 empty] | #FFFFFFFF |  |  | FALSE | FALSE | FALSE | [14 empty] | FALSE | [5 empty] | DESKTOP-7EIEB7A\acont | 2022-10-24 10:08 | THOR\acont | 2024-10-09 10:48 | Cloned from Edwards iO1000RD Mainboard | [Edwards, Kidde, Macurco] [IDC] [#2 TROUBLE] 2IDC, 76-600000-001 Main Board, 76-800xxx-xxx Main Board, 77-600000-901 Main Board, 84-732001-901 Main Board, DVP-120 Mainboard, EST1-2Z Mainboard, FSP1004G Mainboard, FSP1004G-2 Mainboard, FSP1004GD Mainboard [Edwards] [IDC] [#3 SUPERVISORY] iO500G Mainboard, iO500GD Mainboard, iO500R Mainboard, iO500RD Mainboard [Edwards] [IDC] [#1 ALARM] iO500G Mainboard, iO500GD Mainboard, iO500R Mainboard, iO500RD Mainboard [Edwards, Kidde, Macurco] [IDC] [#3 SUPERVISORY] 2IDC, 76-600000-001 Main Board, 76-800xxx-xxx Main Board, 77-600000-901 Main Board, 84-732001-901 Main Board, DVP-120 Mainboard, EST1-2Z Mainboard, FSP1004G Mainboard, FSP1004G-2 Mainboard, FSP1004GD Mainb [Edwards] [IDC] [#2 TROUBLE] iO500G Mainboard, iO500GD Mainboard, iO500R Mainboard, iO500RD Mainboard [Edwards, Kidde, Macurco] [IDC] [#1 ALARM] 2IDC, 76-600000-001 Main Board, 76-800xxx-xxx Main Board, 77-600000-901 Main Board, 84-732001-901 Main Board, DVP-120 Mainboard, EST1-2Z Mainboard, FSP1004G Mainboard, FSP1004G-2 Mainboard, FSP1004GD Mainboard, [Edwards, Kidde] [VAC ] 2IDC, 76-600000-001 Main Board, 76-800xxx-xxx Main Board, 77-600000-901 Main Board, 84-732001-901 Main Board, APS10A Mainboard, APS6A Mainboard, BPS10A Mainboard, BPS10A/230 Mainboard, BPS6A Mainboard, BPS6A/230 Mainboard, EST1-2Z | [Edwards] iO500G Mainboard, iO500GD Mainboard, iO500R Mainboard, iO500RD Mainboard
45358943-5d59-4a47-b588-6adbe626ca79 |  |  |  | North | Siemens |  | Cards & Components |  |  |  | Card | TRUE | FC2050-UT Main Board |  | CARD, FC2050-UT Main Board | 1 | [6 empty] | TRUE | [5 empty] | #FFFFFFFF |  |  | FALSE | FALSE | FALSE | [20 empty] | AULAPTOP-PC\Aulaptop | 2019-04-20 13:33 | THOR\acont | 2024-10-09 10:48
928074ba-6057-4784-9a50-6ae027972192 | NFPA 170 HORN |  |  | North | Edwards |  | Horn |  |  |  | Module | TRUE | 5522M-Y6 | + | Horn, 120-240VAC | 1 | [6 empty] | FALSE | [5 empty] | #FF0070C0 | FA-NFPA 170 HORN | 1 | FALSE | FALSE | FALSE | 2010 | [13 empty] | FALSE | [5 empty] | DESKTOP-7EIEB7A\acont | 2023-02-10 10:30 | THOR\acont | 2024-09-08 17:27 | Cloned from Edwards 5522M-AQ
e87ee7c1-6e3e-4621-8aec-6ae542e352ab | NFPA 170 HORN |  |  | North | Kidde |  | Horn |  |  |  | Module | TRUE | G4LFWN-H | + | Low Frequency(520hz) horn, White | 1 | 0 | 0.109 |  |  |  |  | FALSE | [5 empty] | #FF0070C0 | FA-NFPA 170 HORN | 1 | FALSE | FALSE | FALSE | 2021 | [13 empty] | FALSE |  |  | LF |  |  | DESKTOP-7EIEB7A\acont | 2021-11-15 14:36 | THOR\acont | 2024-09-08 17:27 | Cloned from Edwards G4LFWN-H | [Edwards, Kidde] [NAC] [16 VFWR, CONTINUOUS LOW DB] G4LFRF-H, G4LFRN-H, G4LFWF-H, G4LFWN-H [Edwards, Kidde] [NAC] [16 VDC, TEMPORAL LOW DB] G4LFRF-H, G4LFRN-H, G4LFWF-H, G4LFWN-H [Edwards, Kidde] [NAC] [16 VDC, TEMPORAL HIGH DB] G4LFRF-H, G4LFRN-H, G4LFWF-H, G4LFWN-H [Edwards, Kidde] [NAC] [24 VFWR, TEMPORAL HIGH DB] G4LFRF-H, G4LFRN-H, G4LFWF-H, G4LFWN-H [Edwards, Kidde] [NAC] [24 VDC, CONTINUOUS LOW DB] G4LFRF-H, G4LFRN-H, G4LFWF-H, G4LFWN-H [Edwards, Kidde] [NAC] [24 VDC, TEMPORAL LOW DB] G4LFRF-H, G4LFRN-H, G4LFWF-H, G4LFWN-H [Edwards, Kidde] [NAC] [24 VFWR, TEMPORAL LOW DB] G4LFRF-H, G4LFRN-H, G4LFWF-H, G4LFWN-H [Edwards, Kidde] [NAC] [24 VFWR, CONTINUOUS LOW DB] G4LFRF-H, G4LFRN-H, G4LFWF-H, G4LFWN-H [Edwards, Kidde] [NAC] [16 VFWR, TEMPORAL HIGH DB] G4LFRF-H, G4LFRN-H, G4LFWF-H, G4LFWN-H [Edwards, Kidde] [NAC] [24 VFWR, CONTINUOUS HIGH DB] G4LFRF-H, G4LFRN-H, G4LFWF-H, G4LFWN-H [Edwards, Kidde] [NAC] [16 VFWR, CONTINUOUS HIGH DB] G4LFRF-H, G4LFRN-H, G4LFWF-H, G4LFWN-H [Edwards, Kidde] [NAC] [24 VDC, CONTINUOUS HIGH DB] G4LFRF-H, G4LFRN-H, G4LFWF-H, G4LFWN-H [Edwards, Kidde] [NAC] [16 VDC, CONTINUOUS LOW DB] G4LFRF-H, G4LFRN-H, G4LFWF-H, G4LFWN-H [Edwards, Kidde] [NAC] [16 VDC, TEMPORAL HIGH DB] G4LFRF-H, G4LFRN-H, G4LFWF-H, G4LFWN-H [Edwards, Kidde] [NAC] [24 VDC, TEMPORAL HIGH DB] G4LFRF-H, G4LFRN-H, G4LFWF-H, G4LFWN-H [Edwards, Kidde] [NAC] [16 VDC, CONTINUOUS LOW DB] G4LFRF-H, G4LFRN-H, G4LFWF-H, G4LFWN-H [Edwards, Kidde] [NAC] [16 VDC, CONTINUOUS HIGH DB] G4LFRF-H, G4LFRN-H, G4LFWF-H, G4LFWN-H [Edwards, Kidde] [NAC] [16 VFWR, TEMPORAL LOW DB] G4LFRF-H, G4LFRN-H, G4LFWF-H, G4LFWN-H
193d8434-7bf7-4849-a70d-6ae7955907d0 |  |  |  | North | Siemens |  | Hardware |  |  |  | Hardware | TRUE | 5000-014 | 500-050281+ | Ceiling-pendant mount (universal bracket) for Model F5000 | 1 | [12 empty] | #FFFFFFFF |  |  | FALSE | FALSE | FALSE | [20 empty] | DESKTOP-7EIEB7A\acont | 2022-06-29 10:13 | THOR\acont | 2024-10-09 10:48 | Cloned from Bosch FRAY5000-CMOUNT
a40afd4c-63a6-4335-8594-6ae7c660cfdd | NFPA 170 HORN STROBE |  |  | North | Block Definition Only |  | Horn/Strobe |  |  |  | Module | TRUE | NFPA 170 HORN STROBE |  | NFPA 170 HORN STROBE | 1 | [12 empty] | #FF0070C0 | FA-NFPA 170 HORN STROBE | 1 | FALSE | FALSE | FALSE | 2012 | [19 empty] | AULAPTOP-PC\Aulaptop | 2020-03-26 07:41 | THOR\acont | 2024-09-08 17:27
8e49a516-74da-4e56-9585-6ae9e15bb950 |  |  |  | North | Edwards |  | Hardware |  |  |  | Hardware | TRUE | 74KP002648 |  | 2 Fiber Multi-Mode Indoor/Outdoor OFNP | 1 | [6 empty] | FALSE | [5 empty] | #FFFFFFFF |  |  | FALSE | FALSE | FALSE | [14 empty] | FALSE | [7 empty] | THOR\acont | 2024-10-09 10:48
d35e36ee-cc86-47c3-8cd1-6af1eccd2573 |  |  |  | North | Bosch |  | Cards & Components |  |  |  | Card | TRUE | FPP-RNAC-8A-4C Main Board | ++ | Fire Alarm Power Supply Main Board | 1 | 0.15 | 0.15 |  |  |  |  | TRUE | FALSE |  |  |  |  | #FFFFFFFF |  |  | FALSE | FALSE | FALSE | [14 empty] | FALSE | [7 empty] | THOR\acont | 2024-10-09 10:48 |  | [Bosch] [OPTION BUS] [BUS ++] FPP-RNAC-8A-4C Main Board [Bosch] [NAC Trigger] D9142F Main Board, FPP-RNAC-8A-4C Main Board | [Bosch] FPP-RNAC-8A-4C Main Board
d274da31-f62c-411c-82cd-6af2299eddc2 | NFPA 170 FIRE ALARM CONTROL UNIT | RISER FACP |  | North | Firelite |  | Fire Alarm Control Unit |  |  |  | Assembly | TRUE | ES-50XI | ++ | Addressable Fire Alarm Control Panel with one SLC loop. Includes main circuit board with display, chassis with transformer, dress panel, backbox with door, plastic bag containing screws, cables, key, etc. | 1 | [6 empty] | FALSE | FALSE |  |  | Backbox: 19.00" (48.26 cm.) high x 16.65" (42.29 cm.) wide x 5.25" (13.34 cm.) deep. |  | #FFFF0000 | FA-NFPA 170 FIRE ALARM CONTROL UNIT | 1 | FALSE | FALSE | FALSE | 202 |  |  | 7165-0075:0511 | [5 empty] | 7,12,18 |  |  |  |  | TRUE | [5 empty] | THOR\acont | 2024-07-08 10:09 | THOR\acont | 2024-09-08 17:27 | Cloned from Firelite ES-50XC
04d230a9-9bc0-4680-b566-6af22acdd167 | NFPA 170 HEAT DETECTOR |  |  | North | Simplex |  | Heat Detector |  |  |  | Module | TRUE | 4098-9615 w/4098-9788 | + | Electronic Heat Detector 2-Wire 200° F (93° C) No options | 1 | 0.0001 | 0.024 |  |  |  |  | TRUE | TRUE |  |  |  |  | #FFFF0000 | FA-NFPA 170 HEAT DETECTOR | 1 | FALSE | FALSE | FALSE | 1403 | [16 empty] | 200¦RR |  |  | DESKTOP-7EIEB7A\acont | 2022-02-15 10:16 | THOR\acont | 2024-09-08 17:27 | Cloned from Autocall A4098-9615 w/A4098-9788 | [Autocall, Simplex] [IDC] 01 2098-9201 (C), 2098-9202 (C), 2098-9203 (C), 2098-9208 (C), 2098-9576 (C), 2099-9101 (C), 2099-9102 (C), 2099-9103 (C), 2099-9104 (C), 2099-9105 (C), 2099-9107 (C), 2099-9108 (C), 2099-9754 (C), 2099-9755 (C), 2099-9756 (C),
e41128ee-b831-4679-9094-6af2803017af |  |  |  | North | Autocall | [5 empty] | Module | TRUE | A010-6306 | ++ | ES Net NIC dual channel Ethernet media card | 1 | 0.02 | 0.02 | [10 empty] | #FFFFFFFF |  |  | FALSE | FALSE | FALSE | [20 empty] | THOR\acont | 2024-02-23 06:00 | THOR\acont | 2024-10-09 10:48 | Cloned from Autocall A100-6306 | [Autocall, Simplex] [ETHERNET] 4007-6306, 4007-9817, 4010-6306, 4100-6306, 4190-9856, A007-6306, A007-9817, A010-6306, A100-6306, A190-9856 | [Autocall, Simplex] 4007-6306, 4007-9817, 4010-6306, 4100-6306, 4190-9856, A007-6306, A007-9817, A010-6306, A100-6306, A190-9856
9afdac7a-f24b-473c-9a78-6af777a62118 | NFPA 170 ADDRESSABLE OUTPUT MODULE |  |  | North | Ansul |  | Addressable Control/Relay |  |  |  | Module | TRUE | 4090-9119 | + | Relay IAM with Unsupervised Input | 1 | 0.0008 | 0.001 |  |  |  |  | TRUE | [5 empty] | #FFFF0000 | FA-NFPA 170 ADDRESSABLE OUTPUT MODULE | 1 | FALSE | FALSE | FALSE | 1100 |  |  |  |  | 864 | [11 empty] | R |  |  | DESKTOP-7EIEB7A\acont | 2021-06-17 08:34 | THOR\acont | 2024-09-08 17:27 | Cloned from Ansul 4090-9002 | [Ansul] [IDNet] 4090-9002, 4090-9006, 4090-9007, 4090-9051, 4090-9119, 4098-9714 w/4098-9793 (C) [Ansul] [IDC] 04 [UNSUPERVISED INPUT] 4090-9119
b15203b7-61a3-4612-ab06-6afcd79be03a |  |  |  | North | TRANSITION NETWORKS | Security/Access Control |  |  |  |  | Module | TRUE | SM48TAT4XA-RP |  | 48 PORT NETWORK SWITCH | 1 | [12 empty] | #FFFFFFFF |  |  | FALSE | FALSE | FALSE | [20 empty] | THOR\acont | 2024-03-12 21:43 | THOR\acont | 2024-10-09 10:48
1edc47ba-0b3f-4838-bb89-6afe37c597d7 |  |  |  | North | Notifier |  | Cards & Components |  |  |  | Card | TRUE | NFC-50/100 Main Board (100W, 70V) | + | Main Board for ECC-50/100 | 1 | 0.272 | 3.846 |  |  |  |  | TRUE | FALSE |  |  |  |  | #FFFFFFFF |  |  | FALSE | FALSE | FALSE | [14 empty] | FALSE | [5 empty] | DESKTOP-7SAL8M7\acont | 2019-10-02 17:27 | THOR\acont | 2024-10-09 10:48 | Cloned from Firelite ECC-50/100 Main Board (100W, 25V) | [Notifier] [VAC ] 411UDAC Main Board, AFP-100 Main Board, AFP-200 Main Board, FCPS-24S6 MAIN BOARD, FCPS-24S8 MAIN BOARD, HPFF12 Main Board, HPFF8 Main Board, NFC-125DA (25V) Main Board, NFC-50/100 Main Board (100W, 25V), NFC-50/100 Main Board (100W, 70V [Notifier] [RS-485] NFC-50/100 Main Board (100W, 25V), NFC-50/100 Main Board (100W, 70V), NFC-50/100 Main Board (50W, 25V), NFC-50/100 Main Board (50W, 70V) [Notifier] [NAC Trigger] NFC-50/100 Main Board (100W, 25V), NFC-50/100 Main Board (100W, 70V), NFC-50/100 Main Board (50W, 25V), NFC-50/100 Main Board (50W, 70V) | [Notifier] NFC-50/100 Main Board (100W, 70V)
27505c5d-5160-4a2a-9c6d-6b25e6862799 | NFPA 170 SMOKE DETECTOR |  |  | North | Autocall |  | Smoke Detector |  |  |  | Module | TRUE | A4098-9714 w/A4098-9780 | + | TrueAlarm Photoelectric Smoke Detector w/TrueAlarm Sensor Base 2-wire w/LED or Relay Connections | 1 | 0.0008 | 0.001 |  |  |  |  | TRUE | TRUE |  |  |  |  | #FFFF0000 | FA-NFPA 170 SMOKE DETECTOR | 1 | FALSE | FALSE | FALSE | 1408 | [19 empty] | DESKTOP-0D6CQVA\lousc | 2019-07-07 15:34 | THOR\acont | 2024-09-08 17:27 | 20191121 AC Detector with base | [Autocall, Simplex] [AUX POWER] [RELAY POWER (OPTIONAL)] 4098-9714 w/4098-9780 (C), 4098-9733 w/4098-9780 (C), 4098-9734 w/4098-9780 (C), 4098-9860, A4098-9714 w/A4098-9780 (C), A4098-9733 w/A4098-9780 (C), A4098-9734 w/A4098-9780 (C), A4098-9860 [Autocall, Simplex] [IDNet] [SENSORS ++] 4098-9714 (C), 4098-9714 w/4098-9770 (C), 4098-9714 w/4098-9771 (C), 4098-9714 w/4098-9772 (C), 4098-9714 w/4098-9773 (C), 4098-9714 w/4098-9780 (C), 4098-9714 w/4098-9789 (C), 4098-9714 w/4098-9791 (C), 4098-9714
150d59b9-14ce-4eab-8dd1-6b2aa1e68806 |  |  |  | North | Fike |  | Cards & Components |  |  |  | Card | TRUE | 02-14784 |  | 485 to Multi Mode Fiber Converter ST | 1 | 0.163 | 0.163 |  |  |  |  | TRUE | [5 empty] | #FFFFFFFF |  |  | FALSE | FALSE | FALSE | [14 empty] | FALSE | [5 empty] | AULAPTOP-PC\Aulaptop | 2019-07-06 06:59 | THOR\acont | 2024-10-09 10:48 | Cloned from Fike XXXX CLONED CLONED
5381bc5d-112e-4818-9656-6b2fb434ab29 | NFPA 170 HEAT DETECTOR |  |  | North | Edwards |  | Heat Detector |  |  |  | Module | TRUE | SIGA2-HCOS w/SIGA-SB BASE | ++ | Heat / Carbon Monoxide Detector | 1 | 4.5e-05 | 4.5e-05 |  |  |  |  | FALSE | [5 empty] | #FFFF0000 | FA-NFPA 170 HEAT DETECTOR | 1 | FALSE | FALSE | FALSE | 1403 | [13 empty] | FALSE | [7 empty] | THOR\acont | 2024-10-08 16:33 | 20191121 AC Detector with base | [Edwards, Kidde] [SLC EST MODULES SENSORS] [*] [#2 SHARED ADDR ¦ SENSORS] KI-DDOS (C), SIGA2-COS w/SIGA-AB4G BASE, SIGA2-COS w/SIGA-AB4G-LF BASE, SIGA2-COS w/SIGA-AB4GT BASE, SIGA2-COS w/SIGA-IB BASE, SIGA2-COS w/SIGA-RB BASE, SIGA2-COS w/SIGA-SB BASE, S [Edwards, Kidde] [SLC EST SENSORS] 01 [*] [EST3, iO1000] DS-HFS (C), DS-PS (C), FX-HD w/IB4U BASE, FX-HD w/RB4U BASE, FX-HD w/SB4U BASE, FX-HD w/SB4U-LF BASE, FX-HD wB4U BASE, FX-PD w/B4U BASE (C), FX-PD w/IB4U BASE (C), FX-PD w/SB4U BASE (C), FX-PD w/SB [Edwards, Kidde] [SLC EST SENSORS] [*] [#4 TYPE ADDR ¦ SENSORS] KI-DDOS (C), SIGA2-COS w/SIGA-AB4G BASE, SIGA2-COS w/SIGA-AB4G-LF BASE, SIGA2-COS w/SIGA-AB4GT BASE, SIGA2-COS w/SIGA-IB BASE, SIGA2-COS w/SIGA-RB BASE, SIGA2-COS w/SIGA-SB BASE, SIGA2-HCOS [Edwards, Kidde] [SLC EST MODULES/SENSORS] 01 [*] [iO64] DS-HFS (C), DS-PS (C), FX-HD w/IB4U BASE, FX-HD w/RB4U BASE, FX-HD w/SB4U BASE, FX-HD w/SB4U-LF BASE, FX-HD wB4U BASE, FX-PD w/B4U BASE (C), FX-PD w/IB4U BASE (C), FX-PD w/SB4U BASE (C), FX-PD w/SB
f14e04a2-5c3f-4820-8eb6-6b312a7b84fd | NFPA 170 SPEAKER CEILING |  |  | North | Monaco Enterprises |  | Speaker |  |  |  | Module | TRUE | 124-094-00 |  | SPEAKER:WHITE,T-1,CM,INDOOR,NO LTR,6.8 IN,25/70.7V,1/8,1/4,1/2,1,2 WATT | 1 | [6 empty] | FALSE | TRUE |  |  |  |  | #FF0070C0 | FA-NFPA 170 SPEAKER CEILING | 1 | FALSE | FALSE | FALSE | 2019 | [13 empty] | FALSE |  |  | C |  |  | DESKTOP-7SAL8M7\acont | 2020-02-20 16:30 | THOR\acont | 2024-09-08 17:27 | Cloned from System Sensor SPCWL | [Monaco Enterprises] [AUDIO 25v] [25V AUDIO] 124-093-00 (C), 124-094-00 (C) [Monaco Enterprises] [AUDIO 70.7v] [70V AUDIO] 124-093-00 (C), 124-094-00 (C)
73d90941-3329-4104-9194-6b3960a75d9c |  |  |  | North | Autocall |  | Hardware |  |  |  | Hardware | TRUE | A100-6034 |  | Tamper Switch | 1 | 0 | 0 |  |  |  |  | TRUE | [5 empty] | #FFFFFFFF |  |  | FALSE | FALSE | FALSE | [20 empty] | DESKTOP-0D6CQVA\lousc | 2019-07-06 15:16 | THOR\acont | 2024-10-09 10:48 | Cloned from AutoCall A100-9835
7a3d0488-925e-454e-b5c3-6b44b2d0a090 |  |  |  | North | Bosch | [5 empty] | Module | TRUE | ZX794Z | * | Motion detector, 80ft (24m) 0000166922 | 1 | [12 empty] | #FFFFFFFF |  |  | FALSE | FALSE | FALSE | [20 empty] | DESKTOP-7EIEB7A\acont | 2021-08-13 06:25 | THOR\acont | 2024-10-09 10:48
4d31fad5-6e2f-4c4a-8e81-6b4b21b494dc |  |  |  | North | Edwards |  | Hardware |  |  |  | Hardware | TRUE | MN-HSCUST1 |  | Custom work - Contact Edwards Customer Services | 1 | [6 empty] | FALSE | [5 empty] | #FFFFFFFF |  |  | FALSE | FALSE | FALSE | [14 empty] | FALSE | [7 empty] | THOR\acont | 2024-10-09 10:48
4703f190-f409-47e4-a893-6b4b416a1a40 | NFPA 170 SMOKE HEAT DETECTOR |  |  | North | Bosch |  | Smoke/Heat Detector |  |  |  | Module | TRUE | FAP-440-T w/FAA-440-B4 | + | Analog photoelectric detector head, 24V w/4" Base | 1 | 0.017 | 0.017 |  |  |  |  | FALSE | TRUE |  |  |  |  | #FFFF0000 | FA-NFPA 170 SMOKE HEAT DETECTOR | 1 | FALSE | FALSE | FALSE | 1403 | [13 empty] | FALSE | [5 empty] | DESKTOP-7EIEB7A\acont | 2021-06-09 08:25 | THOR\acont | 2024-09-08 17:27 | Cloned from Bosch FAP-440-T w/FAA-440-B6 | [Bosch] [SLC BOSCH MODULES SENSORS] [*] [#01 SENSORS ++] FAH-325 w/FAA-325-6 (C), FAH-325 w/FAA-325-B4 (C), FAH-325 w/FAA-325-B6S (C), FAH-440 w/FAA-440-B6 (C), FAI-325 w/FAA-325-6 (C), FAI-325 w/FAA-325-B4 (C), FAI-325 w/FAA-325-B6S (C), FAP-325 w/FAA-3
3c9e2e96-ba2d-4b39-b483-6b4be8a32de0 | NFPA 170 SMOKE DETECTOR |  |  | North | MIRCOM |  | Smoke Detector |  |  |  | Module | TRUE | MIX-2351TAP w/B501-WHITE | ++ | Intelligent Photoelectric smoke detector with Thermal - UL | 1 | 0.0002 | 0.0045 |  |  |  |  | FALSE | TRUE |  |  |  |  | #FFFF0000 | FA-NFPA 170 SMOKE DETECTOR | 1 | FALSE | FALSE | FALSE | 1408 | [13 empty] | FALSE |  |  | P |  |  | DESKTOP-7EIEB7A\acont | 2023-05-12 10:15 | THOR\acont | 2024-09-08 17:27 | Cloned from MIRCOM MIX-2351TAP w/B300-6 | [MIRCOM] [SLC MODULES SENSORS] [*] [#2 SHARED ADDR ¦ SENSORS] DNR w/MIX-2251BR (C), DNR w/MIX-2351RAP (C), MIX-1251AP w/B200SR-LF-WH (C), MIX-1251AP w/B200SR-WH (C), MIX-1251AP w/B210LP (C), MIX-1251AP w/B224RB-WH (C), MIX-1251AP w/B501 (C), MIX-1251B w/ [MIRCOM] [SLC SENSORS] [*] [#4 TYPE ADDR ¦ SENSORS] DNR w/MIX-2251BR (C), DNR w/MIX-2351RAP (C), MIX-1251AP w/B200SR-LF-WH (C), MIX-1251AP w/B200SR-WH (C), MIX-1251AP w/B210LP (C), MIX-1251AP w/B224RB-WH (C), MIX-1251AP w/B501 (C), MIX-1251B w/B200SR-LF-
aef0a683-5d4f-4d0f-bdfe-6b4f4db47e03 |  |  |  | North | Firelite |  | Cards & Components |  |  |  | Card | TRUE | ECC-50BDA Main Board (100W, 70V) | + | Main Board for ECC-50BDA | 1 | 0.11 | 1.4 |  |  |  |  | TRUE | FALSE |  |  |  |  | #FFFFFFFF |  |  | FALSE | FALSE | FALSE | [14 empty] | FALSE | [5 empty] | DESKTOP-7SAL8M7\acont | 2019-02-27 11:15 | THOR\acont | 2024-10-09 10:48 | Cloned from Firelite ECC-50DA Main Board (50W, 70V) | [Farenhyt, Firelite] [AUX POWER] ECC-125DA (25V) Main Board, ECC-50BDA Main Board (100W, 25V), ECC-50BDA Main Board (100W, 70V), ECC-50DA Main Board (50W, 25V), ECC-50DA Main Board (50W, 70V), ECS-125DA (25V) Main Board, ECS-125DA (70V) Main Board, E [Farenhyt, Firelite] [RS-485] ECC-125DA (25V) Main Board, ECC-50BDA Main Board (100W, 25V), ECC-50BDA Main Board (100W, 70V), ECC-50DA Main Board (50W, 25V), ECC-50DA Main Board (50W, 70V), ECC-LOC, ECC-RM, ECC-RPU, ECS-125DA (25V) Main Board, ECS-12 [Ditek, Monaco Enterprises, Spectronix, WBOX] [VAC ] [VAC] 0E-SPROACHW, 210-524-00, DTK-120HW, DTK-120HWLOK, DTK-120HW-SS, DTK-1F, DTK-1FF, SA400 Main Board [ADT Unimode, AES, Firelite, NAPCO, Notifier] [VAC ] [VAC] 1640, 200UDLS Main Board, 411UDAC Main Board, ACC-25/50 Main Board, BE-500 CPU, CPU-N16LD, CPU-N16LND, ECC-125DA (25V) Main Board, ECC-50/100 Main Board (100W, 25V), ECC-50/100 Main Board (100W, [Farenhyt, Firelite] [RS-485] ECC-125DA (25V) Main Board, ECC-50BDA Main Board (100W, 25V), ECC-50BDA Main Board (100W, 70V), ECC-50DA Main Board (50W, 25V), ECC-50DA Main Board (50W, 70V), ECC-LOC, ECC-RM, ECC-RPU, ECS-125DA (25V) Main Board, ECS-12 [Eaton Wheelock, Farenhyt, Firelite] [DIGITAL AUDIO LOOP] ECC-125DA (25V) Main Board, ECC-50BDA Main Board (100W, 25V), ECC-50BDA Main Board (100W, 70V), ECC-50DA Main Board (50W, 25V), ECC-50DA Main Board (50W, 70V), ECC-LOC, ECC-RM, ECC-RPU, ECS-12 | [Farenhyt, Firelite] ECC-50BDA Main Board (100W, 70V), ECS-50BDA Main Board (100W, 70V)
40ccf0d2-3a0f-4d68-9e3a-6b52d6dc8eab |  |  |  | North | Siemens | [5 empty] | Module | TRUE | RLI-1 | 500-390673 | ONE LED LAMP, ROUND PLATE | 1 | [12 empty] | #FFFFFFFF |  |  | FALSE | FALSE | FALSE | [20 empty] | DESKTOP-7SAL8M7\acont | 2019-08-13 09:04 | THOR\acont | 2024-10-09 10:48
242969f2-f936-4e93-a9bd-6b5965ba46a2 |  |  |  | North | HID | Security/Access Control |  |  |  |  | Module | TRUE | 5368E |  |  | 1 | [12 empty] | #FFFFFFFF |  |  | FALSE | FALSE | FALSE | [20 empty] | THOR\acont | 2024-03-12 21:20 | THOR\acont | 2024-10-09 10:48
779ac9aa-7f64-4a66-81a0-6b5cd7960497 | NFPA 170 REMOTE INDICATOR |  |  | North | Hochiki |  | Remote Indicator |  |  |  | Module | TRUE | MS-KA/P/R | REMOTE ALARM INDICATOR | REMOTE ALARM INDICATOR | 1 | 0.003 | 0.003 |  |  |  |  | TRUE |  |  | *Refer to Install Sheet |  |  | #FFFF0000 | FA-NFPA 170 REMOTE INDICATOR | 1 | FALSE | FALSE | FALSE | 2016 | [19 empty] | DESKTOP-0D6CQVA\lousc | 2019-10-12 10:34 | THOR\acont | 2024-09-08 17:27 | Cloned from Hochiki MS-RA/P | [Hochiki] [RTS] [PILOT LED] MS-KA/P/R, MS-KA/R, MS-RA, MS-RA/P, MS-RA/P/R, MS-RA/R, MS-RH/KA/P/R [Hochiki] [RTS] [HORN] MS-KA/P/R, MS-KA/R, MS-RA, MS-RA/P, MS-RA/P/R, MS-RA/R, MS-RH/KA/P/R [Hochiki] [RTS] [ALARM LED] MS-KA/P/R, MS-KA/R, MS-RA, MS-RA/P, MS-RA/P/R, MS-RA/R, MS-RH/KA/P/R
e369f5fe-34fa-4a2e-b807-6b5fe68ced1d | NFPA 170 SPEAKER STROBE CEILING |  |  | North | Potter |  | Speaker/Strobe |  |  |  | Module | TRUE | SPKSTR-24CLPR |  | Low Profile Speaker/Strobe, Ceiling, Red | 1 | 0 | 0.22 |  |  |  |  | FALSE | TRUE |  |  |  |  | #FF0070C0 | FA-NFPA 170 SPEAKER STROBE CEILING | 1 | FALSE | FALSE | FALSE | 2020 | [13 empty] | FALSE |  |  | C |  |  |  |  | THOR\acont | 2024-09-08 17:27 |  | [Gentex, Hochiki, Potter] [AUDIO 25v] [25V AUDIO] CSPKSTR-24AR (C), CSPKSTR-24AW (C), CSPKSTR-24BR (C), CSPKSTR-24BW (C), CSPKSTR-24GR (C), CSPKSTR-24GW (C), CSPKSTR-24RR (C), CSPKSTR-24RW (C), FASPKR-R (C), FASPKR-W (C), FASPKR-WR, FASPKR-WW, FASPK-WPR, [Gentex, Hochiki, Potter] [AUDIO 70.7v] [70V AUDIO] CSPKSTR-24AR (C), CSPKSTR-24AW (C), CSPKSTR-24BR (C), CSPKSTR-24BW (C), CSPKSTR-24GR (C), CSPKSTR-24GW (C), CSPKSTR-24RR (C), CSPKSTR-24RW (C), FASPKR-R (C), FASPKR-W (C), FASPKR-WR, FASPKR-WW, FASPK-WP [Potter] [NAC] [24 VDC] SPKSTR-24CLPPR (C), SPKSTR-24CLPPW (C), SPKSTR-24CLPR (C), SPKSTR-24CLPW (C) [Potter] [NAC] [UL MAX] SPKSTR-24CLPPR (C), SPKSTR-24CLPPW (C), SPKSTR-24CLPR (C), SPKSTR-24CLPW (C)
baf9eb32-faf0-4573-a247-6b6128784e26 |  |  |  | North | Notifier |  | Cards & Components |  |  |  | Card | TRUE | PRN-6 |  | 80-column printer | 1 | [6 empty] | TRUE | FALSE |  |  |  |  | #FFFFFFFF |  |  | FALSE | FALSE | FALSE | [14 empty] | FALSE | [7 empty] | THOR\acont | 2024-10-09 10:48
404f32d9-0cab-4d87-beca-6b64da7cc416 | NFPA 170 STROBE WALL |  |  | North | Harrington |  | Strobe |  |  |  | Module | TRUE | SSG3-24WW |  | Selectable Candela, Low Profile Evacuation Strobe, White | 1 | 0 | 0.096 |  |  |  |  | FALSE | [5 empty] | #FF0070C0 | FA-NFPA 170 STROBE WALL | 1 | FALSE | FALSE | FALSE | 2023 | [13 empty] | FALSE | [7 empty] | THOR\acont | 2024-09-08 17:27 |  | [Harrington] [NAC] [UL MAX] SSG3-24WR, SSG3-24WW
91d793f8-383a-4b14-9161-6b66727ada33 | NFPA 170 SPEAKER STROBE CEILING |  |  | North | Edwards |  | Speaker/Strobe |  |  |  | Module | TRUE | GCWA-S2VMHA |  | 25V Speaker/Strobe white, ALERT, High cd, amber | 1 | 0 | 0.342 |  |  |  |  | FALSE | TRUE |  |  |  |  | #FF0070C0 | FA-NFPA 170 SPEAKER STROBE CEILING | 1 | FALSE | FALSE | FALSE | 2020 | [13 empty] | FALSE |  |  | C |  |  |  |  | THOR\acont | 2024-09-08 17:27 |  | [Edwards, Kidde] [NAC] [24 VDC] EGCF-S2VMH (C), EGCF-VMH (C), GCF-S2VMH (C), GCF-S7VMH (C), GCF-VMH (C), GCHFRF-S2VMCH (C), GCHFRF-S7VMCH (C), GCHFRN-S2VMCH (C), GCHFRN-S7VMCH (C), GCHFWA-S2VMAH (C), GCHFWA-S2VMCH (C), GCHFWA-S7VMAH (C), GCHFWA-S7VMCH (C [Edwards, Kidde] [NAC] [16 VDC] EGCF-S2VMH (C), EGCF-VMH (C), GCF-S2VMH (C), GCF-S7VMH (C), GCF-VMH (C), GCHFRF-S2VMCH (C), GCHFRF-S7VMCH (C), GCHFRN-S2VMCH (C), GCHFRN-S7VMCH (C), GCHFWA-S2VMAH (C), GCHFWA-S2VMCH (C), GCHFWA-S7VMAH (C), GCHFWA-S7VMCH (C [Edwards, Kidde] [AUDIO 25v] [25V AUDIO] EGCF-S2VMH (C), G4F-S2, G4F-S2V1575, G4F-S2VM, G4HFRF-S2, G4HFRF-S2VMC, G4HFRN-S2, G4HFRN-S2VMC, G4HFWA-S2, G4HFWA-S2VMA, G4HFWA-S2VMC, G4HFWF-S2, G4HFWF-S2VMC, G4HFWN-S2, G4HFWN-S2VMA, G4HFWN-S2VMC, G4RF-S2, G4RF
d780fa9c-dabf-4e85-9a01-6b691ed3bafd | NFPA 170 ADDRESSABLE OUTPUT MODULE |  |  | North | Hochiki |  | Addressable Control/Relay |  |  |  | Module | TRUE | R2MH DUAL RELAY MODULE | DUAL RELAY MODULE | DUAL RELAY MODULE | 1 | 0.00035 | 0.00041 |  |  |  |  | TRUE |  |  | *Refer to Install Sheet |  |  | #FFFF0000 | FA-NFPA 170 ADDRESSABLE OUTPUT MODULE | 1 | FALSE | FALSE | FALSE | 1100 | [16 empty] | 2 |  |  | DESKTOP-0D6CQVA\lousc | 2019-10-06 09:49 | THOR\acont | 2024-09-08 17:27 | from Hochiki DCP-R2ML DUAL RELAY MODULE | [Hochiki, VES] [SLC HOCHIKI] 02 [*] [SLC] CZM CONVENTIONAL ZONE MODULE, DCP-AMS Single Action Hex Key Lock, DCP-AMS-KL Single Action Key Lock, DCP-AMS-KL-LP Dual Action Key Lock, DCP-AMS-LP Dual Action Hex Key Lock, DIMM - DUAL INPUT MONITOR MODULE, DIMM [Hochiki, VES] [SLC HOCHIKI] 03 [*] [SLC] DIMM - DUAL INPUT MONITOR MODULE, DIMM - DUAL INPUT MONITOR MODULE COPY, R2M DUAL RELAY MODULE, R2MH DUAL RELAY MODULE, R2MH/-I DUAL RELAY MODULE, R2ML DUAL RELAY MODULE, R2ML/-I DUAL RELAY MODULE, VF6052-00
7c9f02d1-78ec-474f-a445-6b7089a2c881 | NFPA 170 SMOKE DETECTOR |  |  | North | Notifier |  | Smoke Detector |  |  |  | Module | TRUE | FSD-751PL w/B200S | ++ | DETECTOR, SMOKE, ADDRESSABLE PHOTO w/SOUNDER BASE | 1 | 0.0003 | 0.0003 |  |  |  |  | FALSE | TRUE |  |  |  |  | #FFFF0000 | FA-NFPA 170 SMOKE DETECTOR | 1 | FALSE | FALSE | FALSE | 1408 | [13 empty] | FALSE |  |  | SB |  |  |  |  | THOR\acont | 2024-09-08 17:27 | 20191121 AC Detector with base | [Notifier, System Sensor] [AUX POWER] 2251-COPTIR w/B200S-WH (C), B200S, B200SR, B200S-WH, B210LP, FCO-851 w/B200S (C), FCO-951 w/B200S-WH (C), FCP-951 w/B200S-WH, FPC-951 w/B200S-IV (C), FPC-951 w/B200S-WH (C), FPTI-951 w/B200S-IV (C), FPTI-951 w/B200S- [Honeywell, Notifier, System Sensor] [SLC MODULES SENSORS] [*] [#2 SHARED ADDR ¦ SENSORS] 2251B (C), 2251-COPTIR (C), 2251-COPTIR w/B200S-WH (C), 2251TB (C), 2251TMB (C), 5251B (C), 5251B-WP (C), 5251H (C), 5251RB (C), 5251RB-WP (C), 7251 (C), 7251DH (C) [Honeywell, Notifier, System Sensor] [SLC SENSORS] [*] [#4 TYPE ADDR ¦ SENSORS] 2251B (C), 2251-COPTIR (C), 2251-COPTIR w/B200S-WH (C), 2251TB (C), 2251TMB (C), 5251B (C), 5251B-WP (C), 5251H (C), 5251RB (C), 5251RB-WP (C), 7251 (C), 7251DH (C), DH200LP
89a0b6d5-a1ba-4da8-9f9d-6b8132f407d0 | NFPA 170 SPEAKER STROBE |  |  | North | Hochiki |  | Speaker/Strobe |  |  |  | Module | TRUE | HSSPK24-15/75WLPPR |  | Speaker/Strobe, Fixed 15/75 Candela, Wall, Red | 1 | 0 | 0.096 |  |  |  |  | FALSE |  |  | *Refer to Install Sheet |  |  | #FF0070C0 | FA-NFPA 170 SPEAKER STROBE | 1 | FALSE | FALSE | FALSE | 2019 |  |  | 7320-0569:0141 | [10 empty] | FALSE | [5 empty] | DESKTOP-7SAL8M7\acont | 2019-12-02 10:56 | THOR\acont | 2024-09-08 17:27 | Cloned from Hochiki HSSPK24-15/75WLPR | [Gentex, Hochiki, Potter] [AUDIO 25v] [25V AUDIO] CSPKSTR-24AR (C), CSPKSTR-24AW (C), CSPKSTR-24BR (C), CSPKSTR-24BW (C), CSPKSTR-24GR (C), CSPKSTR-24GW (C), CSPKSTR-24RR (C), CSPKSTR-24RW (C), FASPKR-R (C), FASPKR-W (C), FASPKR-WR, FASPKR-WW, FASPK-WPR, [Hochiki] [NAC] [24 VDC] HSSPK24-15/75WLPPR, HSSPK24-15/75WLPPW, HSSPK24-15/75WLPR, HSSPK24-15/75WLPW [Hochiki] [NAC] [UL MAX] HSSPK24-15/75WLPPR, HSSPK24-15/75WLPPW, HSSPK24-15/75WLPR, HSSPK24-15/75WLPW [Gentex, Hochiki, Potter] [AUDIO 70.7v] [70V AUDIO] CSPKSTR-24AR (C), CSPKSTR-24AW (C), CSPKSTR-24BR (C), CSPKSTR-24BW (C), CSPKSTR-24GR (C), CSPKSTR-24GW (C), CSPKSTR-24RR (C), CSPKSTR-24RW (C), FASPKR-R (C), FASPKR-W (C), FASPKR-WR, FASPKR-WW, FASPK-WP
16097eab-eb59-457b-a275-6b826729fd1f |  |  |  | North | Software House | Security/Access Control |  |  |  |  | Module | TRUE | IP-ACM2A-CAN-P |  |  | 1 | [12 empty] | #FFFFFFFF |  |  | FALSE | FALSE | FALSE | [20 empty] | THOR\acont | 2024-03-12 21:43 | THOR\acont | 2024-10-09 10:48
3e8c720f-aa61-469c-9ec1-6b832d9aeb6b | NFPA 170 STROBE WALL |  |  | North | Hochiki |  | Strobe |  |  |  | Module | TRUE | HES3-24WW |  | Selectable Candela, Low Profile Evacuation Strobe, White | 1 | 0 | 0.116 |  |  |  |  | FALSE |  |  | *Refer to Install Sheet |  |  | #FF0070C0 | FA-NFPA 170 STROBE WALL | 1 | FALSE | FALSE | FALSE | 2023 | [13 empty] | FALSE | [5 empty] | DESKTOP-7SAL8M7\acont | 2019-12-04 14:09 | THOR\acont | 2024-09-08 17:27 | Cloned from Gentex GES3-24WW | [Gentex, Hochiki, VES] [NAC] [UL MAX] GES3-24WR, GES3-24WW, HES3-24WR, HES3-24WW, VF4001-X0 [Hochiki] [NAC] [24 VDC] HES3-24WR, HES3-24WW
12efc775-6352-40ba-a28d-6b8432a65643 | NFPA 170 HORN STROBE |  |  | North | Gentex |  | Horn/Strobe |  |  |  | Module | TRUE | WGEC24-75PWWLP |  | 24 Volt Low Profile Evacuation Outdoor Horn/Strobe, Weather Proof, Wall, White, Plain, Low Profile | 1 | 0 | 0.198 |  |  |  |  | FALSE | [5 empty] | #FF0070C0 | FA-NFPA 170 HORN STROBE | 1 | FALSE | FALSE | FALSE | 2012 | [13 empty] | FALSE | [7 empty] | THOR\acont | 2024-09-08 17:27 |  | [Bosch, Gentex, Hochiki, VES] [NAC] [UL MAX] VF4007-X0, WGEC24-75PWR, WGEC24-75PWRLP, WGEC24-75PWW, WGEC24-75PWWLP, WGEC24-75WR, WGEC24-75WRLP, WGEC24-75WW, WGEC24-75WWLP, WHEC24-75WR, WHEC24-75WW
dd27150a-eccc-49d8-92be-6b8644669131 | NFPA 170 ASPIRATING SMOKE DETECTOR |  |  | North | Xtralis |  | Air Sampling Detection |  |  |  | Module | TRUE | VEP-A00-P |  | VESDA-E VEP | 1 | 0.36667 | 0.4 |  |  |  |  | FALSE | [5 empty] | #FFFF0000 | FA-NFPA 170 ASPIRATING SMOKE DETECTOR | 1 | FALSE | FALSE | FALSE | [14 empty] | FALSE | [5 empty] | DESKTOP-7SAL8M7\acont | 2020-11-06 11:14 | THOR\acont | 2024-09-08 17:27 | Cloned from Xtralis VEP-A00-1P | [Xtralis] [AUX POWER] [*] VEP-A00-1P, VEP-A00-1P-NTF, VEP-A00-P, VEP-A00-P-NTF, VEP-A10-P, VEP-A10-P-NTF, VLF-250 (C), VLF-500 (C), VLI-880 (C), VLI-885 (C), XAS-1-US (C), XAS-2-US (C) [Autocall, Simplex, Xtralis] [IDC] [#3] 4098-VEP-A00-1P, 4098-VEP-A00-P, 4098-VEP-A10-P, 4098-VES-A00-P, 4098-VES-A10-P, A4098-VEP-A00-1P, A4098-VEP-A00-P, A4098-VEP-A10-P, A4098-VES-A00-P, A4098-VES-A10-P, VEP-A00-1P, VEP-A00-1P-NTF, VEP-A00-P, VEP-A10- [Xtralis] [IDC] 03 [FIRE 2] VEP-A00-1P, VEP-A00-1P-NTF, VEP-A00-P, VEP-A00-P-NTF, VEP-A10-P, VEP-A10-P-NTF, VEU-A00, VEU-A10, VIC-020, VIC-030 [Autocall, Simplex, Xtralis] [IDC] [#5] 4098-VEP-A00-1P, 4098-VEP-A00-P, 4098-VEP-A10-P, 4098-VES-A00-P, 4098-VES-A10-P, A4098-VEP-A00-1P, A4098-VEP-A00-P, A4098-VEP-A10-P, A4098-VES-A00-P, A4098-VES-A10-P, VEP-A00-1P, VEP-A00-1P-NTF, VEP-A00-P, VEP-A10- [Xtralis] [AUX POWER] [5] VEP-A00-1P, VEP-A00-1P-NTF, VEP-A00-P, VEP-A00-P-NTF, VEP-A10-P, VEP-A10-P-NTF, VEU-A00, VLF-250 (C), VLF-500 (C), VLI-880 (C), VLI-885 (C), XAS-1-US (C), XAS-2-US (C) [Xtralis] [RS-485] VEP-A00-1P, VEP-A00-P, VEP-A10-P, VEU-A00, VEU-A10, VLF-250 (C), VLF-500 (C), VLI-885 (C) [Autocall, Simplex, Xtralis] [IDC] [#1] 4098-VEP-A00-1P, 4098-VEP-A00-P, 4098-VEP-A10-P, 4098-VES-A00-P, 4098-VES-A10-P, A4098-VEP-A00-1P, A4098-VEP-A00-P, A4098-VEP-A10-P, A4098-VES-A00-P, A4098-VES-A10-P, VEP-A00-1P, VEP-A00-1P-NTF, VEP-A00-P, VEP-A10- [Xtralis] [AUX POWER] [1] VEP-A00-1P, VEP-A00-1P-NTF, VEP-A00-P, VEP-A00-P-NTF, VEP-A10-P, VEP-A10-P-NTF, VEU-A00, VLF-250 (C), VLF-500 (C), VLI-880 (C), VLI-885 (C), XAS-1-US (C), XAS-2-US (C) [Xtralis] [AUX POWER] [5] VEP-A00-1P, VEP-A00-1P-NTF, VEP-A00-P, VEP-A00-P-NTF, VEP-A10-P, VEP-A10-P-NTF, VEU-A10, VLF-250 (C), VLF-500 (C), VLI-880 (C), VLI-885 (C), XAS-1-US (C), XAS-2-US (C) [Gamewell FCI, Xtralis] [IDC] 03 [FIRE1] 7100X (C), 8100 (C), 9400X (C), AAD-7100X (C), AAD-8100 (C), VEP-A00-1P, VEP-A00-1P-NTF, VEP-A00-P, VEP-A00-P-NTF, VEP-A10-P, VEP-A10-P-NTF, VLF-250 (C), VLF-500 (C), VLI-880 (C), VLI-885 (C), XAS-1-US (C), XAS-2- [Gamewell FCI, Xtralis] [IDC] 02 [ACTION] 7100X (C), 8100 (C), 9400X (C), AAD-7100X (C), AAD-8100 (C), VEP-A00-1P, VEP-A00-1P-NTF, VEP-A00-P, VEP-A00-P-NTF, VEP-A10-P, VEP-A10-P-NTF, VLF-250 (C), VLF-500 (C), VLI-880 (C), VLI-885 (C), XAS-1-US (C), XAS-2 [Xtralis] [AUX POWER] [10] VEP-A00-1P, VEP-A00-1P-NTF, VEP-A00-P, VEP-A00-P-NTF, VEP-A10-P, VEP-A10-P-NTF, VEU-A10, VLF-250 (C), VLF-500 (C), VLI-880 (C), VLI-885 (C), XAS-1-US (C), XAS-2-US (C) [Xtralis] [AUX POWER] [1] VEP-A00-1P, VEP-A00-1P-NTF, VEP-A00-P, VEP-A00-P-NTF, VEP-A10-P, VEP-A10-P-NTF, VEU-A10, VLF-250 (C), VLF-500 (C), VLI-880 (C), VLI-885 (C), XAS-1-US (C), XAS-2-US (C) [Xtralis] [AUX POWER] [10] VEP-A00-1P, VEP-A00-1P-NTF, VEP-A00-P, VEP-A00-P-NTF, VEP-A10-P, VEP-A10-P-NTF, VEU-A00, VLF-250 (C), VLF-500 (C), VLI-880 (C), VLI-885 (C), XAS-1-US (C), XAS-2-US (C) [Autocall, Simplex, Xtralis] [IDC] [#4] 4098-VEP-A00-1P, 4098-VEP-A00-P, 4098-VEP-A10-P, 4098-VES-A00-P, 4098-VES-A10-P, A4098-VEP-A00-1P, A4098-VEP-A00-P, A4098-VEP-A10-P, A4098-VES-A00-P, A4098-VES-A10-P, VEP-A00-1P, VEP-A00-1P-NTF, VEP-A00-P, VEP-A10- [Autocall, Simplex, Xtralis] [IDC] [#2] 4098-VEP-A00-1P, 4098-VEP-A00-P, 4098-VEP-A10-P, 4098-VES-A00-P, 4098-VES-A10-P, A4098-VEP-A00-1P, A4098-VEP-A00-P, A4098-VEP-A10-P, A4098-VES-A00-P, A4098-VES-A10-P, VEP-A00-1P, VEP-A00-1P-NTF, VEP-A00-P, VEP-A10- [Gamewell FCI, Xtralis] [IDC] 01 [FAULT 1] 7100X (C), 8100 (C), 9400X (C), AAD-7100X (C), AAD-8100 (C), VEP-A00-1P, VEP-A00-1P-NTF, VEP-A00-P, VEP-A00-P-NTF, VEP-A10-P, VEP-A10-P-NTF, VLF-250 (C), VLF-500 (C), VLI-880 (C), VLI-885 (C), XAS-1-US (C), XAS- [Xtralis] [IDC] 01 [FIRE 1] VEP-A00-1P, VEP-A00-1P-NTF, VEP-A00-P, VEP-A00-P-NTF, VEP-A10-P, VEP-A10-P-NTF, VEU-A00, VEU-A10, VIC-020, VIC-030 [Xtralis] [IDC] 05 [ALERT] VEP-A00-1P, VEP-A00-1P-NTF, VEP-A00-P, VEP-A00-P-NTF, VEP-A10-P, VEP-A10-P-NTF, VEU-A00, VEU-A10, VIC-020, VIC-030 [Xtralis] [RS-232] VSR-13D01-S04 [Xtralis] [IDC] 04 [FAULT] VEP-A00-1P, VEP-A00-1P-NTF, VEP-A00-P, VEP-A00-P-NTF, VEP-A10-P, VEP-A10-P-NTF, VEU-A00, VEU-A10, VIC-020, VIC-030 [Xtralis] [IDC] 02 [ACTION] VEP-A00-1P, VEP-A00-1P-NTF, VEP-A00-P, VEP-A00-P-NTF, VEP-A10-P, VEP-A10-P-NTF, VEU-A00, VEU-A10, VIC-020, VIC-030
8366da9e-0f7c-4cbb-88b7-6b8d77cb4844 |  |  |  | North | Siemens | [5 empty] | Module | TRUE | RM-30U | 500-884330 | RELEASING DEVICE MODULE (1) SPACE | 1 | [12 empty] | #FFFFFFFF |  |  | FALSE | FALSE | FALSE | [20 empty] | DESKTOP-7SAL8M7\acont | 2019-08-13 09:04 | THOR\acont | 2024-10-09 10:48
4edb11d8-ab87-4b00-a522-6b8f66b1c901 |  |  |  | North | Potter | [5 empty] | Module | TRUE | MS Series |  | Remote Duct Accessories | 1 | [6 empty] | FALSE | [5 empty] | #FFFFFFFF |  |  | FALSE | FALSE | FALSE | [14 empty] | FALSE | [7 empty] | THOR\acont | 2024-10-09 10:48
a2727d7f-eb65-4f1b-9dac-6b9785a65e76 |  |  |  | North | NAPCO |  | Cards & Components |  |  |  | Card | TRUE | GEMC-12V2APS-R Main Board | + | Assembly Main Board | 1 | [6 empty] | TRUE | [5 empty] | #FFFFFFFF |  |  | FALSE | FALSE | FALSE | [20 empty] | DESKTOP-7SAL8M7\acont | 2020-02-11 10:31 | THOR\acont | 2024-10-09 10:48 | Cloned from NAPCO GEMC-12V2APS-R | [NAPCO] [VAC ] FL-255FACP Main Board, FL-32FACP Main Board, FL-FACP-LTE Main Board, FL-X2-32 Main Board, GEM-ACM1D Main Board, GEMC-128MB, GEMC-12V2APS-CF Main Board, GEMC-12V2APS-R Main Board, GEMC-255MB, GEMC-32MB, GEMC-96MB, GEMC-NAC6 Main Board, GEMC
bbf937df-826f-46d7-b2a7-6b99859010b5 |  |  |  | North | MIRCOM | [5 empty] | Module | TRUE | QAA-5415-70 | ++ | 4 Zone 15W Amplifier 70V | 1 | 0.055 | 0.35 | [10 empty] | #FFFFFFFF |  |  | FALSE | FALSE | FALSE | [22 empty] | THOR\acont | 2024-10-09 10:48 |  |  | [MIRCOM] QAA-5415-70
1d06805e-5b8a-4fa2-a8e8-6b9d5c3402bf | NFPA 170 HEAT DETECTOR |  |  | North | Edwards |  | Heat Detector |  |  |  | Module | TRUE | SIGA2-HCOS w/SIGA-IB BASE | ++ | Heat / Carbon Monoxide Detector | 1 | 4.5e-05 | 4.5e-05 |  |  |  |  | FALSE | [5 empty] | #FFFF0000 | FA-NFPA 170 HEAT DETECTOR | 1 | FALSE | FALSE | FALSE | 1403 | [13 empty] | FALSE | [7 empty] | THOR\acont | 2024-10-08 16:33 | 20191121 AC Detector with base | [Edwards, Kidde] [SLC EST MODULES SENSORS] [*] [#2 SHARED ADDR ¦ SENSORS] KI-DDOS (C), SIGA2-COS w/SIGA-AB4G BASE, SIGA2-COS w/SIGA-AB4G-LF BASE, SIGA2-COS w/SIGA-AB4GT BASE, SIGA2-COS w/SIGA-IB BASE, SIGA2-COS w/SIGA-RB BASE, SIGA2-COS w/SIGA-SB BASE, S [Edwards, Kidde] [SLC EST SENSORS] 01 [*] [EST3, iO1000] DS-HFS (C), DS-PS (C), FX-HD w/IB4U BASE, FX-HD w/RB4U BASE, FX-HD w/SB4U BASE, FX-HD w/SB4U-LF BASE, FX-HD wB4U BASE, FX-PD w/B4U BASE (C), FX-PD w/IB4U BASE (C), FX-PD w/SB4U BASE (C), FX-PD w/SB [Edwards, Kidde] [SLC EST MODULES/SENSORS] 01 [*] [iO64] DS-HFS (C), DS-PS (C), FX-HD w/IB4U BASE, FX-HD w/RB4U BASE, FX-HD w/SB4U BASE, FX-HD w/SB4U-LF BASE, FX-HD wB4U BASE, FX-PD w/B4U BASE (C), FX-PD w/IB4U BASE (C), FX-PD w/SB4U BASE (C), FX-PD w/SB [Edwards, Kidde] [SLC EST SENSORS] [*] [#4 TYPE ADDR ¦ SENSORS] KI-DDOS (C), SIGA2-COS w/SIGA-AB4G BASE, SIGA2-COS w/SIGA-AB4G-LF BASE, SIGA2-COS w/SIGA-AB4GT BASE, SIGA2-COS w/SIGA-IB BASE, SIGA2-COS w/SIGA-RB BASE, SIGA2-COS w/SIGA-SB BASE, SIGA2-HCOS
a2c5e47a-a4df-445c-b933-6ba0b479f20d | NFPA 170 SMOKE DETECTOR |  |  | North | Gentex |  | Smoke Detector |  |  |  | Module | TRUE | 9123HF |  | 917-0016-002 120VAC Smoke Detector, 9VDC Battery Backup, Tandem 6 Units, Isolated 135 Degree Thermal, Form A/C Contacts, Temporal-3 Sounder | 1 | [6 empty] | TRUE | TRUE |  |  |  |  | #FFFF0000 | FA-NFPA 170 SMOKE DETECTOR | 1 | FALSE | FALSE | FALSE | 1408 | [16 empty] | 120v |  |  |  |  | THOR\acont | 2024-09-08 17:27 | 20191121 AC Detector without base | [First Alert, Generic, Gentex, Kidde, N/A] [VAC ] 120VAC SMOKE DETECTOR (C), 7020BSL (C), 7139CS-C (C), 7139CS-W (C), 9120 (C), 9120F (C), 9120H (C), 9120HF (C), 9120T (C), 9120TF (C), 9123 (C), 9123F (C), 9123H (C), 9123HF (C), 9123T (C), 9123TF (C), FU [First Alert, Generic, Gentex, Kidde, N/A] [IDC] 01 120VAC SMOKE DETECTOR (C), 7020BSL (C), 7139CS-C (C), 7139CS-W (C), 9120 (C), 9120F (C), 9120H (C), 9120HF (C), 9120T (C), 9120TF (C), 9123 (C), 9123F (C), 9123H (C), 9123HF (C), 9123T (C), 9123TF (C), [Generic, Gentex, Kidde, N/A] [SMOKE ALARM TANDEM] [TANDEM] 10 Amp Circuit Breaker, 120VAC SMOKE DETECTOR (C), 15 Amp Circuit Breaker, 20 Amp Circuit Breaker, 9120 (C), 9120F (C), 9120H (C), 9120HF (C), 9120T (C), 9120TF (C), 9123 (C), 9123F (C), 9123H ( | [BRK, First Alert, Generic, Gentex, Kidde, N/A] 120VAC SMOKE DETECTOR, 21006378, 21007624, 7020BSL, 7030BSL, 900-CUAR, 9120, 9120B, 9120F, 9120H, 9120HF, 9120T, 9120TF, 9123, 9123F, 9123H, 9123HF, 9123T, 9123TF, 917-0070-002, 917-0071-002, 917-0072-002, 9
e829fd05-2cd5-443b-abb0-6ba2391497c7 |  |  |  | North | Bosch | [5 empty] | Module | TRUE | FCS-8000-VFD-B | * | AVIOTEC IP starlight 8000 video-based fire detection | 1 | [12 empty] | #FFFFFFFF |  |  | FALSE | FALSE | FALSE | [20 empty] | DESKTOP-7EIEB7A\acont | 2021-08-13 06:25 | THOR\acont | 2024-10-09 10:48
c098199f-20a8-4fbb-94f6-6ba6e6267139 |  |  |  | North | Bosch |  | Hardware |  |  |  | Hardware | TRUE | B328 | ++ | Mounting bracket, gimbal | 1 | [12 empty] | #FFFFFFFF |  |  | FALSE | FALSE | FALSE | [20 empty] | DESKTOP-7EIEB7A\acont | 2021-08-13 06:25 | THOR\acont | 2024-10-09 10:48
50f483aa-be7b-4180-8cd1-6ba785c3502d | NFPA 170 DOOR HOLDER |  |  | North | RSG |  | Door Holder |  |  |  | Module | TRUE | DH(1224)FPC |  | Door Holder, Flush Mount, Chrome | 1 | 0.04 | 0.04 |  |  |  |  | TRUE | [5 empty] | #FFFF0000 | FA-NFPA 170 DOOR HOLDER | 1 | FALSE | FALSE | FALSE | 2500 | [19 empty] | DESKTOP-7SAL8M7\acont | 2019-04-02 09:18 | THOR\acont | 2024-09-08 17:27 | Cloned from RSG DH(1224)SPC | [Bosch, Generic, Hochiki, N/A, Notifier, Potter, Rixson, RSG, Silent Knight, System Sensor] [RELAY] [DOOR RELEASE] 110VAC DOOR HOLDER, ADI_K7-998TRI689, D370, D370C, DH Series, DH(1224)FPC, DH(1224)GPC, DH(1224)RPC, DH(1224)SPC, DH(24120)FPC, DH(24120)GP [RSG] [AUX POWER] [*] DH(1224)FPC, DH(1224)GPC, DH(1224)RPC, DH(1224)SPC, DH(24120)FPC, DH(24120)GPC, DH(24120)GPC2, DH(24120)RPC, DH(24120)SPC [Bosch, Hochiki, N/A, Notifier, Potter, Rixson, RSG, Silent Knight, System Sensor] [AUX POWER] [DOOR RELEASE] ADI_K7-998TRI689, D370, D370C, DH Series, DH(1224)FPC, DH(1224)GPC, DH(1224)RPC, DH(1224)SPC, DH(24120)FPC, DH(24120)GPC, DH(24120)GPC2, DH(2412 [ASSA ABLOY, Bosch, Hochiki, N/A, Notifier, Potter, Rixson, RSG, Silent Knight, System Sensor] [AUX POWER] [DOOR RELEASE] 7200, ADI_K7-998TRI689, D370, D370C, DH Series, DH(1224)FPC, DH(1224)GPC, DH(1224)RPC, DH(1224)SPC, DH(24120)FPC, DH(24120)GPC, DH(2
83b45de6-0056-44a5-8cd8-6bad2e5d085f | NFPA 170 SPEAKER WALL |  |  | North | Eaton Wheelock |  | Speaker |  |  |  | Module | TRUE | DB4BULG825N2CBR |  | Explosion Proof Loudspeaker, 25v, Red Finish | 1 | [6 empty] | FALSE | [5 empty] | #FF0070C0 | FA-NFPA 170 SPEAKER WALL | 1 | FALSE | FALSE | FALSE | 2021 | [13 empty] | FALSE |  |  | XP |  |  |  |  | THOR\acont | 2024-09-08 17:27 | Cloned from Edwards HPSA15R2570 | [Eaton Wheelock] [AUDIO 25v] [25V AUDIO] DB4BULG825N2CBR
201a0ac2-092e-4c59-a247-6bb08219313c | NFPA 170 SMOKE HEAT CO DETECTOR |  |  | North | Kidde |  | Smoke/Heat/CO Detector |  |  |  | Module | TRUE | KIR-PHCD w/KI-ABST BASE | ++ | Multisensor Smoke, Heat, and CO Detector | 1 | 3.2e-05 | 3.2e-05 |  |  |  |  | FALSE | TRUE |  |  |  |  | #FFFF0000 | FA-NFPA 170 SMOKE HEAT CO DETECTOR | 1 | FALSE | FALSE | FALSE | 1408 | [13 empty] | FALSE | [5 empty] | DESKTOP-7EIEB7A\acont | 2023-05-24 19:23 | THOR\acont | 2024-09-08 17:27 | Cloned from Kidde KI-PHCD w/KI-ABST BASE | [Edwards, Kidde] [AUX POWER] FX-HD w/SB4U BASE, FX-PD w/SB4U BASE (C), FX-PHD w/SB4U BASE (C), KI-COD w/KI-ABST BASE (C), KI-HCD w/KI-ABST BASE, KI-HRD w/KI-ABST BASE, KI-PCD w/KI-ABST BASE (C), KI-PD w/KI-ABST BASE (C), KI-PHCD w/KI-ABST BASE (C), KI-PH [Edwards, Kidde] [SLC EST SENSORS] 01 [*] [EST3, iO1000] DS-HFS (C), DS-PS (C), FX-HD w/IB4U BASE, FX-HD w/RB4U BASE, FX-HD w/SB4U BASE, FX-HD w/SB4U-LF BASE, FX-HD wB4U BASE, FX-PD w/B4U BASE (C), FX-PD w/IB4U BASE (C), FX-PD w/SB4U BASE (C), FX-PD w/SB [Kidde] [SLC EST MODULES SENSORS] [*] [#2 SHARED ADDR ¦ SENSORS] DS-HFS (C), DS-PS (C), FX-HD w/IB4U BASE, FX-HD w/RB4U BASE, FX-HD w/SB4U BASE, FX-HD w/SB4U-LF BASE, FX-HD wB4U BASE, FX-PD w/B4U BASE (C), FX-PD w/IB4U BASE (C), FX-PD w/SB4U BASE (C), FX [Kidde] [SLC EST SENSORS] [*] [#4 TYPE ADDR ¦ SENSORS] DS-HFS (C), DS-PS (C), FX-HD w/IB4U BASE, FX-HD w/RB4U BASE, FX-HD w/SB4U BASE, FX-HD w/SB4U-LF BASE, FX-HD wB4U BASE, FX-PD w/B4U BASE (C), FX-PD w/IB4U BASE (C), FX-PD w/SB4U BASE (C), FX-PD w/SB4U [Edwards, Kidde] [SLC EST MODULES/SENSORS] 01 [*] [iO64] DS-HFS (C), DS-PS (C), FX-HD w/IB4U BASE, FX-HD w/RB4U BASE, FX-HD w/SB4U BASE, FX-HD w/SB4U-LF BASE, FX-HD wB4U BASE, FX-PD w/B4U BASE (C), FX-PD w/IB4U BASE (C), FX-PD w/SB4U BASE (C), FX-PD w/SB
e59f45e2-83f0-47ef-b0e1-6bb2e81214b6 | NFPA 170 HEAT DETECTOR |  |  | North | Bosch |  | Heat Detector |  |  |  | Module | TRUE | F220-135 w/F220-B6PS | + | Electronic heat detector 135°F (57°C), fixed temperature and rate-of-rise w/Addressable POPIT Master Base | 1 | 0.0025 | 0.035 |  |  |  |  | FALSE | [5 empty] | #FFFF0000 | FA-NFPA 170 HEAT DETECTOR | 1 | FALSE | FALSE | FALSE | 1403 | [13 empty] | FALSE |  |  | 135° FT,R |  |  |  |  | THOR\acont | 2024-09-08 17:27 | 20191121 AC Detector with base | [Bosch] [SLC POPIT BOSCH] [*] [#1 ++] D9127T, D9127U, F220-135 w/F220-B6PS, F220-P w/F220-B6PS (C), F220-PTH w/F220-B6PS (C), FCP-350-P w/FAA-350, FCP-350-PTH w/FAA-350, FMM-462, FMM-462-D [Bosch] [AUX POWER] [*] F220-135 w/F220-B6PS, F220-P w/F220-B6PS (C), F220-PTH w/F220-B6PS (C), FCP-350-P w/FAA-350, FCP-350-PTH w/FAA-350
c99955f7-9e2c-4904-beb4-6bb7338634bb | NFPA 170 MANUAL PULL |  |  | North | Edwards |  | Manual Station |  |  |  | Module | TRUE | 270-GAO-DOCF |  | Pull Station, cast metal, 2 stage, 2 N.O. contacts | 1 | [6 empty] | FALSE | [5 empty] | #FFFF0000 | FA-NFPA 170 MANUAL PULL | 1 | FALSE | FALSE | FALSE | 957 | [13 empty] | FALSE | [7 empty] | THOR\acont | 2024-09-08 17:27 |  | [Edwards, Kidde, Monaco Enterprises] [IDC] 01 1534-1, 200-GAOF, 270A-DPO, 270A-SPO, 270-DOC, 270-DOC-B, 270-DOC-F, 270-DPO, 270-GAO, 270-GAOB, 270-GAO-DOC, 270-GAO-DOCF, 270P-DPO, 270P-SPO, 270-SPO, 270-SPOW, 270-SPOWB, 270-SPOWF, 271-KR1/SR/GS, 276A-REL
b732a36e-20b5-48c7-9e19-6bc908c222a6 | NFPA 170 GRAPHIC ANNUNCIATOR PANEL | RISER ANNUNCIATOR |  | North | Gamewell FCI |  | Graphic Annunciator |  |  |  | Assembly | TRUE | ANU-48 Assembly | + | Graphic Annunciator with Remote LED Driver Module (ANU-48) | 1 | [12 empty] | #FFFF0000 | FA-NFPA 170 GRAPHIC ANNUNCIATOR PANEL | 1 | FALSE | FALSE | FALSE | 256 | [19 empty] | DESKTOP-7EIEB7A\acont | 2022-03-04 06:45 | THOR\acont | 2024-09-08 17:27 | Cloned from Generic GRAPHIC ANNUNCIATOR | [Gamewell FCI, Notifier] [RS-485] 1100-0455, 1100-0505, ANU-48, ANU-48 Assembly, ASM-16, LCD-7100 MAIN CARD, LCD-E3, LCD-SLP, LCD-SLP MAIN BOARD, LDM-32 Assembly, NGA, RA-1000
928f2a53-f33e-4b48-869d-6bce4a9ce50b | NFPA 170 HORN STROBE |  |  | North | Potter |  | Horn/Strobe |  |  |  | Module | TRUE | CHS-24G-WP |  | Horn Strobe, Wall, Red, Green, Outdoor | 1 | 0 | 0.22 |  |  |  |  | FALSE | FALSE |  |  |  |  | #FF0070C0 | FA-NFPA 170 HORN STROBE | 1 | FALSE | FALSE | FALSE | 2012 |  |  | 7135-0328:0212 | [10 empty] | FALSE | [7 empty] | THOR\acont | 2024-09-08 17:27 |  | [Potter] [NAC] [UL MAX, HIGH DB] CHS-24B-WP, CHS-24G-WP, CHS-24R-WP, CHS-24WB-WP, CHS-24WG-WP, CHS-24WR-WP, CHSLP-24B-WP, CHSLP-24G-WP, CHSLP-24R-WP, CHSLP-24WB-WP, CHSLP-24WG-WP, CHSLP-24WR-WP
68e9ef18-6286-4e49-a30e-6bcee637788b |  |  |  | North | Edwards |  | Cards & Components |  |  |  | Card | TRUE | 4-FWAL-CAT | n | SFP Network Media Interface, 100Base-TXRJ-45 | 1 | 0.027 | 0.027 |  |  |  |  | TRUE | [5 empty] | #FFFFFFFF |  |  | FALSE | FALSE | FALSE | [20 empty] | DESKTOP-7SAL8M7\acont | 2019-12-13 12:52 | THOR\acont | 2024-10-09 10:48
9047d8b3-c820-4942-b19b-6bd1e3e92e0f |  |  |  | North | Edwards |  | Hardware |  |  |  | Hardware | TRUE | 4-ANNSK | + |  | 1 | [6 empty] | TRUE | [5 empty] | #FFFFFFFF |  |  | FALSE | FALSE | FALSE | [20 empty] | DESKTOP-7EIEB7A\acont | 2021-11-23 10:47 | THOR\acont | 2024-10-09 10:48 | Cloned from Edwards 4-ANNAUDTEL
0c5812bc-d16e-41e7-8951-6bd29fdb0203 | NFPA 170 AMPLIFIER RACK | RISER AMP |  | North | Edwards |  | Amplifier |  |  |  | Assembly | TRUE | APS10A w/SIGA-AA30 |  | AA-30 Amplifier with Remote Auxiliary/Booster Power Supply, 10A, 120Vac, Red | 1 | [6 empty] | FALSE | [5 empty] | #FFFF0000 | FA-NFPA 170 AMPLIFIER RACK | 1 | FALSE | FALSE | FALSE | 300 | [8 empty] | 7,12,18,65 |  |  | 10 | 30 | TRUE |  |  | AA30 |  |  |  |  | THOR\acont | 2024-09-08 17:27
5f18e110-d361-48f7-a684-6bd3ed1daa41 |  |  |  | North | Monaco Enterprises |  | Cards & Components |  |  |  | Card | TRUE | 122-012-05 |  | Handheld Push to Talk Microphone in Red Enclosure 6"x 8"x 3" with window, includes 15 foot cable for connection to MAAP-X | 1 | [6 empty] | TRUE | [5 empty] | #FFFFFFFF |  |  | FALSE | FALSE | FALSE | [20 empty] | AULAPTOP-PC\Aulaptop | 2019-04-20 03:50 | THOR\acont | 2024-10-09 10:48
663567f7-5652-4da7-a040-6bd495924029 | NFPA 170 HORN |  |  | North | Edwards |  | Horn |  |  |  | Module | TRUE | 889D-AW |  | Explosionproof Horn, 24VDC, Class I, II, & III | 1 | 0 | 0.16 |  |  |  |  | FALSE | [5 empty] | #FF0070C0 | FA-NFPA 170 HORN | 1 | FALSE | FALSE | FALSE | 2010 | [13 empty] | FALSE |  |  | EXP |  |  |  |  | THOR\acont | 2024-09-08 17:27 |  | [Edwards] [NAC] [16 VDC] 889D-AW [Edwards] [NAC] [24 VDC] 889D-AW
314543de-724f-4d02-88b4-6bdf597d8887 | NFPA 170 SPEAKER WALL |  |  | North | Edwards |  | Speaker |  |  |  | Module | TRUE | G4R-S2 |  | 25V Speaker, Red, running man | 1 | [6 empty] | FALSE | [5 empty] | #FF0070C0 | FA-NFPA 170 SPEAKER WALL | 1 | FALSE | FALSE | FALSE | 2021 | [13 empty] | FALSE | [7 empty] | THOR\acont | 2024-09-08 17:27 |  | [Edwards, Kidde] [AUDIO 25v] [25V AUDIO] EGCF-S2VMH (C), G4F-S2, G4F-S2V1575, G4F-S2VM, G4HFRF-S2, G4HFRF-S2VMC, G4HFRN-S2, G4HFRN-S2VMC, G4HFWA-S2, G4HFWA-S2VMA, G4HFWA-S2VMC, G4HFWF-S2, G4HFWF-S2VMC, G4HFWN-S2, G4HFWN-S2VMA, G4HFWN-S2VMC, G4RF-S2, G4RF
936ec818-402b-41db-b431-6bdff09e4323 | NFPA 170 STROBE CEILING |  |  | North | Eaton Wheelock |  | Strobe |  |  |  | Module | TRUE | RSSWP-2475C-FR | ++ | NOTIFICATION, STROBE, RED, CEILING, WP | 1 | 0 | 0.138 |  |  |  |  | FALSE | TRUE |  |  |  |  | #FF0070C0 | FA-NFPA 170 STROBE CEILING | 1 | FALSE | FALSE | FALSE | 2022 | [13 empty] | FALSE |  |  | C¦WP |  |  |  |  | THOR\acont | 2024-09-08 17:27 |  | [Eaton Wheelock, Hochiki] [NAC] [UL1971] RSSWP-2475C-FR (C), RSSWP-2475C-FW (C) [Eaton Wheelock] [NAC] [UL 1638 @ 77°F] RSSWP-2475C-FR (C), RSSWP-2475C-FW (C)
6a66c21d-4884-4627-bca3-6be060a12d65 | NFPA 170 HEAT DETECTOR |  |  | North | Fenwal |  | Heat Detector |  |  |  | Module | TRUE | 27021-0 190°F |  | Horizontal, Flush Mount 190°F | 1 | [6 empty] | FALSE | TRUE |  |  |  |  | #FFFF0000 | FA-NFPA 170 HEAT DETECTOR | 1 | FALSE | FALSE | FALSE | 1403 | [13 empty] | FALSE |  |  | 190° |  |  | DESKTOP-7SAL8M7\acont | 2020-11-17 10:21 | THOR\acont | 2024-09-08 17:27 | Cloned from Fenwal 27021-0 140°F | [Fenwal] [IDC] 01 12-E27121-000-04-0T (C), 12-F27121-000-06-0T (C), 12-X27020-000 (C), 12-X27020-001 (C), 12-X27021-000 (C), 12-X27021-001 (C), 12-X27121-000-600 (C), 12-X27121-001-600 (C), 27020-0 140°F (C), 27020-0 190°F (C), 27020-1 140°F (C), 27021-0
3381393a-b2bb-441c-aeff-6be458164bad | NFPA 170 STROBE WALL |  |  | North | Edwards |  | Strobe |  |  |  | Module | TRUE | G4SERA-A |  | White Strobe Expander, Red, ALERT Marking, Amber Lens | 1 | [6 empty] | TRUE | [5 empty] | #FF0070C0 | FA-NFPA 170 STROBE WALL | 1 | FALSE | FALSE | FALSE | [20 empty] | AUGUSTXPS17-EUP\aucon | 2022-08-27 12:20 | THOR\acont | 2024-09-08 17:27 | Cloned from Edwards G4SEWN-B CLONED | [Edwards] [NAC] [24 VDC] G4SERA-A, G4SEWA-A, G4SEWN-A [Edwards] [NAC] [24 FWR] G4SERA-A, G4SEWA-A, G4SEWN-A
cf1c3e4e-f6e7-45c9-afe7-6bf8ac426894 |  |  |  | North | Gamewell FCI |  | Hardware |  |  |  | Hardware | TRUE | 7200-B-RETROFIT | + | 7200 B Retrofit, Inner Door | 1 | [6 empty] | TRUE | [5 empty] | #FFFFFFFF |  |  | FALSE | FALSE | FALSE | [20 empty] | DESKTOP-7SAL8M7\acont | 2019-04-25 16:04 | THOR\acont | 2024-10-09 10:48 | Cloned from Gamewell E3BB-BAA
b6e31e08-fdbb-4263-ac9f-6c03ed93d8a3 | NFPA 170 ADDRESSABLE OUTPUT MODULE |  |  | North | Bosch |  | Addressable Control/Relay |  |  |  | Module | TRUE | D7048B | ++ | Octal Driver Module with Fire Enclosure | 1 | 0.24 | 0.24 |  |  | 12 | [7 empty] | #FFFF0000 | FA-NFPA 170 ADDRESSABLE OUTPUT MODULE | 1 | FALSE | FALSE | FALSE | [20 empty] | DESKTOP-7EIEB7A\acont | 2022-08-26 17:17 | THOR\acont | 2024-09-08 17:27 | Cloned from Bosch D7048 | [Bosch] [OPTION BUS] [*] [BUS ++] D7030X, D7030X-S2, D7030X-S8, D7032, D7035, D7035B, D7042, D7042B, D7048, D7048B, FMR-1000-RA, FMR-1000-RCMD, FMR-7033, FMR-7036
25cf31b9-b125-4b04-aa7a-6c05ce15a3be | NFPA 170 FIRE PHONE |  |  | North | Simplex |  | Fire Phone |  |  |  | Module | TRUE | 2084-9002 | ++ | Firefighter Telephone Assembly with 2975-9053 backbox | 1 | [6 empty] | FALSE | [5 empty] | #FFFF0000 | FA-NFPA 170 FIRE PHONE | 1 | FALSE | FALSE | FALSE | [14 empty] | FALSE | [5 empty] | THOR\acont | 2025-02-04 12:31 |  |  | Cloned from Autocall A2084-9002 | [Autocall, Potter, Simplex] [FFT] [FFT] 2084-9001, 2084-9002, 2084-9003, 2084-9006, 2084-9007, 2084-9014, 2084-9018, 2084-9023, 2084-9024, A2084-9001, A2084-9002, A2084-9003, A2084-9006, A2084-9007, A2084-9014, A2084-9018, A2084-9023, A2084-9024, FFT-FPJ
66f82071-7686-493a-8ca0-6c07216d436e |  |  |  | North | Edwards |  | Hardware |  |  |  | Hardware | TRUE | G4AWF-CVR | ++ | Replacement Appliance Cover, Horn, White, FIRE | 1 | [12 empty] | #FFFFFFFF |  |  | FALSE | FALSE | FALSE | [20 empty] | THOR\acont | 2024-06-05 08:40 | THOR\acont | 2024-10-09 10:48 | Cloned from Edwards G4ARA-CVR CLONED CLONED CLONED CLONED CLONED
74af2d90-3a15-4efb-b8d6-6c0dd4f3c878 | NFPA 170 HEAT DETECTOR |  |  | North | Autocall |  | Heat Detector |  |  |  | Module | TRUE | A4098-9612 w/A4098-9682 | + | Electronic Heat Detector 4-Wire 135° F (57° C) with auxiliary alarm relay output | 1 | 0.0001 | 0.024 |  |  |  |  | TRUE | TRUE |  |  |  |  | #FFFF0000 | FA-NFPA 170 HEAT DETECTOR | 1 | FALSE | FALSE | FALSE | 1403 | [16 empty] | 135 |  |  | DESKTOP-0D6CQVA\lousc | 2019-07-06 09:29 | THOR\acont | 2024-09-08 17:27 | 20191121 AC Detector with base | [Autocall, Simplex] [IDC] 01 2098-9201 (C), 2098-9202 (C), 2098-9203 (C), 2098-9208 (C), 2098-9576 (C), 2099-9101 (C), 2099-9102 (C), 2099-9103 (C), 2099-9104 (C), 2099-9105 (C), 2099-9107 (C), 2099-9108 (C), 2099-9754 (C), 2099-9755 (C), 2099-9756 (C), [Autocall, Simplex] [AUX POWER] [4-WIRE AUX POWER] 4098-9601 w/4098-9682 (C), 4098-9602 w/4098-9682 (C), 4098-9605 w/4098-9682 (C), 4098-9612 w/4098-9682 (C), 4098-9612E w/4098-9682E (C), 4098-9613 w/4098-9682 (C), 4098-9613E w/4098-9682E (C), 4098-9614 | [Autocall, Simplex] 4098-9612 w/4098-9682, 4098-9612E w/4098-9682E, 4098-9612E w/4098-9683E, 4098-9612E w/4098-9684E, 4098-9612E w/4098-9788E, 4098-9613 w/4098-9682, 4098-9613E w/4098-9682E, 4098-9613E w/4098-9683E, 4098-9613E w/4098-9684E, 4098-9613E w/4
198175f0-8050-42e7-886a-6c0f76acc5ec |  |  |  | North | Simplex |  | Hardware |  |  |  | Hardware | TRUE | 4100-2152 |  | INDICATOR ONLY 2BAY GLASS | 1 | [6 empty] | FALSE | [5 empty] | #FFFFFFFF |  |  | FALSE | FALSE | FALSE | [14 empty] | FALSE | [5 empty] | AULAPTOP-PC\Aulaptop | 2019-01-09 11:10 | THOR\acont | 2024-10-09 10:48 | Cloned from Simplex NEW
eabf3ca9-db1b-4a18-9db8-6c106cfd5f69 |  |  |  | North | Edwards |  | Hardware |  |  |  | Hardware | TRUE | SD-T8 |  | SuperDuct, Air sample tube, 8 inch | 1 | [6 empty] | FALSE | [5 empty] | #FFFFFFFF |  |  | FALSE | FALSE | FALSE | [14 empty] | FALSE | [7 empty] | THOR\acont | 2024-10-09 10:48
efc61e7c-6356-417b-b563-6c1097e52257 |  |  |  | North | Siemens | [5 empty] | Module | TRUE | 40/40UB-112SF | S54430-F267-A1 | UV FLM DET BIT WO1 75C 3/4" SS FM | 1 | [12 empty] | #FFFFFFFF |  |  | FALSE | FALSE | FALSE | [20 empty] | DESKTOP-7SAL8M7\acont | 2019-08-13 09:04 | THOR\acont | 2024-10-09 10:48
5ce9bb45-0935-42f1-95ea-6c125805d0e8 | NFPA 170 AMPLIFIER RACK | RISER AMP |  | North | Firelite |  | Amplifier |  |  |  | Assembly | TRUE | ECC-50BDA (100W, 25V) | + | Distributed (Remote) Audio Amplifier, 100 watts | 1 | [6 empty] | FALSE | [5 empty] | #FFFF0000 | FA-NFPA 170 AMPLIFIER RACK | 1 | FALSE | FALSE | FALSE | 300 | [8 empty] | 7,12,18,26,33 |  |  |  | 100 | TRUE | [5 empty] | DESKTOP-7SAL8M7\acont | 2019-02-27 11:15 | THOR\acont | 2024-09-08 17:27 | Cloned from Firelite ECC-50DA (50W, 25V)
11d676ad-328a-4eea-8373-6c141d16453a |  |  |  | North | Gamewell FCI |  | Cards & Components |  |  |  | Card | TRUE | RPT-E3-UTP |  | Repeater Module-Twisted-pair | 1 | 0.016 | 0.017 |  |  |  |  | TRUE | [5 empty] | #FFFFFFFF |  |  | FALSE | FALSE | FALSE | [14 empty] | FALSE | [7 empty] | THOR\acont | 2024-10-09 10:48 |  | [Gamewell FCI] [ARCNET] RPT-E3-UTP | [Gamewell FCI] RPT-E3-UTP
ec3d83ca-4b56-4b42-b88c-6c1501e21f1c | NFPA 170 SPEAKER WALL |  |  | North | Kidde |  | Speaker |  |  |  | Module | TRUE | WGSWF-FR | ++ | Outdoor rated speaker, wall, white, fire fuego | 1 | [6 empty] | FALSE | FALSE |  |  |  |  | #FF0070C0 | FA-NFPA 170 SPEAKER WALL | 1 | FALSE | FALSE | FALSE | 2021 | [13 empty] | FALSE |  |  | WP |  |  | THOR\acont | 2024-12-19 13:51 | THOR\acont | 2024-12-19 13:57 | Cloned from Edwards WGSWF-FR | [Edwards, Hochiki, Kidde] [AUDIO 25v] [25V AUDIO] EG4SRF, EG4SRN, EG4SVRF, EG4SVRN, EG4SVWA, EG4SVWF, EG4SVWN, EG4SWA, EG4SWF, EG4SWN, G4SRF, G4SRN, G4SVRF, G4SVRN, G4SVWA, G4SVWF, G4SVWN, G4SWA, G4SWF, G4SWN, WGSRA, WGSRF, WGSRF-FR, WGSRF-SP, WGSRN, WGS [Edwards, Hochiki, Kidde] [AUDIO 70.7v] [70V AUDIO] EG4SRF, EG4SRN, EG4SVRF, EG4SVRN, EG4SVWA, EG4SVWF, EG4SVWN, EG4SWA, EG4SWF, EG4SWN, G4SRF, G4SRN, G4SVRF, G4SVRN, G4SVWA, G4SVWF, G4SVWN, G4SWA, G4SWF, G4SWN, WGSRA, WGSRF, WGSRF-FR, WGSRF-SP, WGSRN, W
8f7a5112-e6a0-427c-acd3-6c1961f52c09 | NFPA 170 MANUAL PULL |  |  | North | Edwards |  | Manual Station |  |  |  | Module | TRUE | 270A-DPO |  | Pull Station, double pole, cast metal, wire leads | 1 | [6 empty] | FALSE | [5 empty] | #FFFF0000 | FA-NFPA 170 MANUAL PULL | 1 | FALSE | FALSE | FALSE | 957 | [13 empty] | FALSE | [7 empty] | THOR\acont | 2024-09-08 17:27 |  | [Edwards, Kidde, Monaco Enterprises] [IDC] 01 1534-1, 200-GAOF, 270A-DPO, 270A-SPO, 270-DOC, 270-DOC-B, 270-DOC-F, 270-DPO, 270-GAO, 270-GAOB, 270-GAO-DOC, 270-GAO-DOCF, 270P-DPO, 270P-SPO, 270-SPO, 270-SPOW, 270-SPOWB, 270-SPOWF, 271-KR1/SR/GS, 276A-REL
adde636a-6431-4a6c-a07f-6c30bd01bf24 | NFPA 170 REMOTE ANNUNCIATOR | RISER ANNUNCIATOR |  | North | Hochiki |  | Remote Annunciator |  |  |  | Module | TRUE | LFC00NC-60 | + | L@titude Network Vision Annunciator, Black | 1 | 0.253 | 0.341 |  |  |  |  | FALSE |  |  | *Refer to Install Sheet |  |  | #FFFF0000 | FA-NFPA 170 REMOTE ANNUNCIATOR | 1 | FALSE | FALSE | FALSE | 255 | [19 empty] | DESKTOP-GHR3H5U\Anthony | 2019-11-27 07:12 | THOR\acont | 2024-09-08 17:27 | Cloned from Hochiki LFC00NC-10 CLONED | [Hochiki] [RS-485] [NETWORK] LFC00NC-10, LFC00NC-40, LFC00NC-60, S723 [Hochiki, VES] [AUX POWER] [*] GF-5210-R, HCA-RA, LFC00NC-10, LFC00NC-40, LFC00NC-60 | [Hochiki] LFC00NC-10, LFC00NC-40, LFC00NC-60, S723
3269db57-ab87-45ca-97c8-6c3162df294f |  |  |  | North | Edwards |  | Cards & Components |  |  |  | Card | TRUE | SA-ETH |  | Ethernet Port Card | 1 | 0.034 | 0.041 |  |  |  |  | TRUE | [5 empty] | #FFFFFFFF |  |  | FALSE | FALSE | FALSE | [14 empty] | FALSE | [7 empty] | THOR\acont | 2024-10-09 10:48
149a62ee-1e52-4c13-aaba-6c33aa615c00 | RELAY_PANEL |  |  | North | Silent Knight |  | Relay Panel |  |  |  | Assembly | TRUE | 5883 |  | RELAY INTERFACE | 1 | [6 empty] | FALSE | [5 empty] | #FFFF0000 | FA-RELAY_PANEL | 1 | FALSE | FALSE | FALSE | [9 empty] | 7,12,18 |  |  |  |  | FALSE | [7 empty] | THOR\acont | 2024-09-08 17:27
0bc22c59-041f-413a-849b-6c359dbc7c62 | NFPA 170 REMOTE ANNUNCIATOR | RISER ANNUNCIATOR |  | North | Gamewell FCI |  | Remote Annunciator |  |  |  | Module | TRUE | GFANN-80-W | + | White 80 character LCD Annunciator | 1 | 0.015 | 0.04 |  |  |  |  | TRUE | FALSE |  |  |  |  | #FFFF0000 | FA-NFPA 170 REMOTE ANNUNCIATOR | 1 | FALSE | FALSE | FALSE | 255 | [13 empty] | FALSE | [5 empty] | DESKTOP-7SAL8M7\acont | 2020-03-19 13:04 | THOR\acont | 2024-09-08 17:27 | Cloned from Firelite ANN-80-W | [ADT Unimode, Eaton Wheelock, Farenhyt, Firelite, Gamewell FCI, Monaco Enterprises, Notifier, Potter, Secutron, Silent Knight] [AUX POWER] [*] 790-012-00, ACM-16ATF, ACM-30, ACM-32AF, ACM-48A, ACM-8RF, ADT-LCD-80, AEM-16ATF, AEM-32AF, AFM-16AF, AFM-16ATF [Farenhyt, Firelite, Gamewell FCI] [RS-485] ANN-100, ANN-80, ANN-80-W, ANN-I/O, ANN-I/O LED, ANN-LC, ANN-LED, ANN-RLED, ANN-RLY, ANN-S/PG, GFANN-80, GFANN-80-W, VW-DIS-D, W-DIS-D
2f70f912-cb46-40f7-9fe9-6c39fa1142fe | NFPA 170 BELL |  |  | North | Fike |  | Bell |  |  |  | Module | TRUE | 123-116 | + | 6" Bell | 1 | [6 empty] | FALSE | [5 empty] | #FFFF0000 | FA-NFPA 170 BELL | 1 | FALSE | FALSE | FALSE | 2000 | [13 empty] | FALSE | [5 empty] | DESKTOP-QGO6JOK\acont | 2022-06-06 13:27 | THOR\acont | 2024-09-08 17:27 | Cloned from Fike 20-123-116 | [Fike] [NAC] [24 VDC] 123-116, 20-123-116, 20-130-156
5c5ca14a-fff5-4966-b3cb-6c3cccca9038 | NFPA 170 HEAT DETECTOR |  |  | North | Autocall |  | Heat Detector |  |  |  | Module | TRUE | A4098-9613E w/A4098-9684E | + | Electronic Heat Detector 2-Wire 135° F (57° C) with remote LED, High Humidity | 1 | 0.0001 | 0.086 |  |  |  |  | TRUE | TRUE |  |  |  |  | #FFFF0000 | FA-NFPA 170 HEAT DETECTOR | 1 | FALSE | FALSE | FALSE | 1403 | [16 empty] | 135 |  |  | THOR\acont | 2024-02-22 15:58 | THOR\acont | 2024-09-08 17:27 | Cloned from Autocall A4098-9612E w/A4098-9684E | [Autocall, Simplex] [IDC] 02 [*] 4090-9008, 4098-9612E w/4098-9683E (C), 4098-9612E w/4098-9684E (C), 4098-9612E w/4098-9788E (C), 4098-9613E w/4098-9683E (C), 4098-9613E w/4098-9684E (C), 4098-9613E w/4098-9788E (C), 4098-9614E w/4098-9683E (C), 4098-96 | [Autocall, Simplex] 4098-9612 w/4098-9682, 4098-9612E w/4098-9682E, 4098-9612E w/4098-9683E, 4098-9612E w/4098-9684E, 4098-9612E w/4098-9788E, 4098-9613 w/4098-9682, 4098-9613E w/4098-9682E, 4098-9613E w/4098-9683E, 4098-9613E w/4098-9684E, 4098-9613E w/4
4c0cdc0c-385c-4ea1-8b08-6c406e38e546 | CAMERA MINI DOME |  |  | North | Hikvision |  | CCTV Component |  |  |  | Module | TRUE | DS-2CD2532F-I HIK |  | Camera Indoor/outdoor Dome 2.8 mm 3 Mega Pixel High Quality images | 1 | [6 empty] | FALSE | [5 empty] | #FFFF0000 | FA-CAMERA MINI DOME | 1 | FALSE | FALSE | FALSE | [14 empty] | FALSE | [7 empty] | THOR\acont | 2024-09-08 17:27 |  | [Digital Watchdog, Generic, Hikvision] [ETHERNET] [*] [Camera] Camera IP, DS-2CD2132-F HI, DS-2CD2512F-I HIK, DS-2CD2532F-I HIK, DS-2CD2732F-I HIK, DWC-MF21M4TIR (C)
ba363779-4967-4d73-a47d-6c44c3c6d56f |  |  |  | North | Siemens | [5 empty] | Module | TRUE | EL-320 | 500-637032 | EL-320 EOL WITH DIODE (SOLENOIDS) | 1 | [12 empty] | #FFFFFFFF |  |  | FALSE | FALSE | FALSE | [20 empty] | DESKTOP-7SAL8M7\acont | 2019-08-13 09:04 | THOR\acont | 2024-10-09 10:48
85330365-f2ca-4654-975f-6c47891a04ea | NFPA 170 HEAT DETECTOR |  |  | North | Siemens |  | Heat Detector |  |  |  | Module | TRUE | HI722/DB721 | ++ | Heat Detector (static+RoR)with Short Circuit Isolator (supplied with Standard Base) | 1 | 0.0002 | 0.0002 | [10 empty] | #FFFF0000 | FA-NFPA 170 HEAT DETECTOR | 1 | FALSE | FALSE | FALSE | [17 empty] | FT |  |  | DESKTOP-7EIEB7A\acont | 2021-11-19 10:16 | THOR\acont | 2024-09-08 17:27 |  | [Siemens] [C-NET] [*] [#1 DETECTOR] FDBZ290/OOH740/DB721/FDBZ290-AA, FDL241-9/FDLB291/DLR1191, HI720/DB721, HI720/DBS720, HI720/FDSB226-WW/FDB228, HI720/FDSB227-WW/FDB228, HI722//FDSB227-WW/FDB228, HI722/DB721, HI722/DBS720, HI722/FDSB226-WW/FDB228, OH72
3a242f93-5217-49e7-9974-6c4bafb92150 |  |  |  | North | Edwards |  | Hardware |  |  |  | Hardware | TRUE | RR-32RL |  | ADA Pull Station Relocator | 1 | [6 empty] | FALSE | [5 empty] | #FFFFFFFF |  |  | FALSE | FALSE | FALSE | [14 empty] | FALSE | [7 empty] | THOR\acont | 2024-10-09 10:48
b0fd46d5-c31d-403c-8639-6c4bf482f9ab | NFPA 170 ADDRESSABLE INPUT MONITOR MODULE |  |  | North | Bosch |  | Addressable Module |  |  |  | Module | TRUE | D9127T | ++ | POPIT input module with tamper | 1 | 0.0008 | 0.0008 | [10 empty] | #FFFF0000 | FA-NFPA 170 ADDRESSABLE INPUT MONITOR MODULE | 1 | FALSE | FALSE | FALSE | [20 empty] | DESKTOP-7EIEB7A\acont | 2021-08-13 06:25 | THOR\acont | 2024-09-08 17:27 |  | [Bosch] [SLC POPIT BOSCH] [*] [#1 ++] D9127T, D9127U, F220-135 w/F220-B6PS, F220-P w/F220-B6PS (C), F220-PTH w/F220-B6PS (C), FCP-350-P w/FAA-350, FCP-350-PTH w/FAA-350, FMM-462, FMM-462-D | [Bosch] D9127T, D9127U
101680c4-7683-452d-a355-6c4d64d7cc48 | NFPA 170 REMOTE ANNUNCIATOR | RISER ANNUNCIATOR |  | North | Siemens |  | Remote Annunciator |  |  |  | Module | TRUE | FT2015-R3 | S54400-B16-A1++ | Remote terminal (key, red) | 1 | 0.034 | 0.055 |  |  |  |  | FALSE | [5 empty] | #FFFF0000 | FA-NFPA 170 REMOTE ANNUNCIATOR | 1 | FALSE | FALSE | FALSE | 255 | [8 empty] | 7,12,18 |  |  |  |  | TRUE | [7 empty] | THOR\acont | 2024-09-08 17:27 |  | [Siemens] [AUX POWER] [*] FT2014-R3, FT2014-U3, FT2015-R3, FT2015-U3 [Siemens] [RS-485] FT2014-R3, FT2014-U3, FT2015-R3, FT2015-U3
9a5698f5-8a0a-4a58-bb26-6c4fedc5ea08 | NFPA 170 HORN STROBE CEILING |  |  | North | Potter |  | Horn/Strobe |  |  |  | Module | TRUE | CCHS-24AR |  | Horn Strobe, Ceiling, Red, Amber | 1 | 0 | 0.147 |  |  |  |  | FALSE | TRUE |  |  |  |  | #FF0070C0 | FA-NFPA 170 HORN STROBE CEILING | 1 | FALSE | FALSE | FALSE | 2013 |  |  | 7135-0328:0205 | [10 empty] | FALSE |  |  | C |  |  |  |  | THOR\acont | 2024-09-08 17:27 |  | [Potter] [NAC] [UL MAX, HIGH DB] CCHS-24AR (C), CCHS-24AW (C), CCHS-24BR (C), CCHS-24BW (C), CCHS-24GR (C), CCHS-24GW (C)
47a4727d-3e98-4bd7-8e2e-6c53b90c1935 | NFPA 170 SPEAKER STROBE CEILING |  |  | North | Siemens |  | Speaker/Strobe |  |  |  | Module | TRUE | SLSPSCR-A | S54329-F66-A2 | SLSPSCR-A SPK/ST,CLG,RED,AGENT | 1 | [7 empty] | TRUE |  |  |  |  | #FF0070C0 | FA-NFPA 170 SPEAKER STROBE CEILING | 1 | FALSE | FALSE | FALSE | 2020 | [16 empty] | C |  |  | DESKTOP-7SAL8M7\acont | 2019-08-13 09:04 | THOR\acont | 2024-09-08 17:27 |  | [Siemens] [AUDIO 70.7v] [70V AUDIO] SL2SPSCW-F (C), SLSPCR-A (C), SLSPCR-AL (C), SLSPCR-F (C), SLSPCR-N (C), SLSPCW-A (C), SLSPCW-AL (C), SLSPCW-F (C), SLSPCW-N (C), SLSPSCR-A (C), SLSPSCR-AL (C), SLSPSCR-ALA (C), SLSPSCR-F (C), SLSPSCR-N (C), SLSPSCR-NA [Siemens] [NAC] [24 VDC] SL2SPSCW-F (C), SLSCR-AL (C), SLSCR-ALA (C), SLSCR-F (C), SLSCR-FB (C), SLSCR-N (C), SLSCR-NA (C), SLSCW-A (C), SLSCW-AL (C), SLSCW-ALA (C), SLSCW-F (C), SLSCW-FB (C), SLSCW-N (C), SLSCW-NA (C), SLSPSCR-A (C), SLSPSCR-AL (C), SLS [Siemens] [AUDIO 25v] [25V AUDIO] SL2SPSCW-F (C), SLSPCR-A (C), SLSPCR-AL (C), SLSPCR-F (C), SLSPCR-N (C), SLSPCW-A (C), SLSPCW-AL (C), SLSPCW-F (C), SLSPCW-N (C), SLSPSCR-A (C), SLSPSCR-AL (C), SLSPSCR-ALA (C), SLSPSCR-F (C), SLSPSCR-N (C), SLSPSCR-NA (
3a30aaf9-3cc9-478d-ade2-6c54115557c2 | CADGEN RISER |  |  | East | N/A |  | Miscellaneous |  |  |  | Module | TRUE | FURNISHED BY OTHERS |  | WIREPATH RISER | 1 | [6 empty] | FALSE | FALSE | PROVIDED BY ELECTRICAL CONTRACTOR |  | PROVIDED BY OTHERS |  | #FF00B050 | FA-CADGEN RISER | 1 | FALSE | FALSE | FALSE | [14 empty] | FALSE | [5 empty] | DESKTOP-7EIEB7A\acont | 2022-02-02 10:55 | THOR\acont | 2024-09-08 17:27 | Cloned from Generic WIREPATH RISER | [Generic, N/A] [JUNCTION PASSTHROUGH] [#26] CLASS A RETURN, END OF LINE DEVICE, END OF LINE RESISTOR, FIBER PATCH PANEL, FIRE ALARM TERMINAL CABINET, FURNISHED BY OTHERS, FURNISHED BY OTHERS, JUNCTION BOX, JUNCTION BOX CEILING, LINE BREAK (DOUBLE), LINE [Generic, N/A] [JUNCTION PASSTHROUGH] [#35] CLASS A RETURN, END OF LINE DEVICE, END OF LINE RESISTOR, FIBER PATCH PANEL, FIRE ALARM TERMINAL CABINET, FURNISHED BY OTHERS, FURNISHED BY OTHERS, JUNCTION BOX, JUNCTION BOX CEILING, LINE BREAK (DOUBLE), LINE [Generic, N/A] [JUNCTION PASSTHROUGH] [#27] CLASS A RETURN, END OF LINE DEVICE, END OF LINE RESISTOR, FIBER PATCH PANEL, FIRE ALARM TERMINAL CABINET, FURNISHED BY OTHERS, FURNISHED BY OTHERS, JUNCTION BOX, JUNCTION BOX CEILING, LINE BREAK (DOUBLE), LINE [Generic, N/A] [JUNCTION PASSTHROUGH] [#41] CLASS A RETURN, END OF LINE DEVICE, END OF LINE RESISTOR, FIBER PATCH PANEL, FIRE ALARM TERMINAL CABINET, FURNISHED BY OTHERS, FURNISHED BY OTHERS, JUNCTION BOX, JUNCTION BOX CEILING, LINE BREAK (DOUBLE), LINE [Generic, N/A, Space Age Electronics] [JUNCTION PASSTHROUGH] 02 [ALL DEVICES ++] CLASS A RETURN, END OF LINE DEVICE, END OF LINE RESISTOR, FIBER PATCH PANEL, FIRE ALARM TERMINAL CABINET, FURNISHED BY OTHERS, FURNISHED BY OTHERS, JUNCTION BOX, JUNCTION BO [Generic, N/A] [JUNCTION PASSTHROUGH] [#37] CLASS A RETURN, END OF LINE DEVICE, END OF LINE RESISTOR, FIBER PATCH PANEL, FIRE ALARM TERMINAL CABINET, FURNISHED BY OTHERS, FURNISHED BY OTHERS, JUNCTION BOX, JUNCTION BOX CEILING, LINE BREAK (DOUBLE), LINE [Generic, N/A] [JUNCTION PASSTHROUGH] [#32] CLASS A RETURN, END OF LINE DEVICE, END OF LINE RESISTOR, FIBER PATCH PANEL, FIRE ALARM TERMINAL CABINET, FURNISHED BY OTHERS, FURNISHED BY OTHERS, JUNCTION BOX, JUNCTION BOX CEILING, LINE BREAK (DOUBLE), LINE [Generic, N/A, Space Age Electronics] [JUNCTION PASSTHROUGH] [#2] CLASS A RETURN, END OF LINE DEVICE, END OF LINE RESISTOR, FIBER PATCH PANEL, FIRE ALARM TERMINAL CABINET, FURNISHED BY OTHERS, FURNISHED BY OTHERS, JUNCTION BOX, JUNCTION BOX CEILING, LINE [Generic, N/A] [JUNCTION PASSTHROUGH] [#40] CLASS A RETURN, END OF LINE DEVICE, END OF LINE RESISTOR, FIBER PATCH PANEL, FIRE ALARM TERMINAL CABINET, FURNISHED BY OTHERS, FURNISHED BY OTHERS, JUNCTION BOX, JUNCTION BOX CEILING, LINE BREAK (DOUBLE), LINE [Generic, N/A, Space Age Electronics] [JUNCTION PASSTHROUGH] [#6] CLASS A RETURN, END OF LINE DEVICE, END OF LINE RESISTOR, FIBER PATCH PANEL, FIRE ALARM TERMINAL CABINET, FURNISHED BY OTHERS, FURNISHED BY OTHERS, JUNCTION BOX, JUNCTION BOX CEILING, LINE [Generic, N/A, Space Age Electronics] [JUNCTION PASSTHROUGH] [#8] CLASS A RETURN, END OF LINE DEVICE, END OF LINE RESISTOR, FIBER PATCH PANEL, FIRE ALARM TERMINAL CABINET, FURNISHED BY OTHERS, FURNISHED BY OTHERS, JUNCTION BOX, JUNCTION BOX CEILING, LINE [Generic, N/A, Space Age Electronics] [JUNCTION PASSTHROUGH] [#5] CLASS A RETURN, END OF LINE DEVICE, END OF LINE RESISTOR, FIBER PATCH PANEL, FIRE ALARM TERMINAL CABINET, FURNISHED BY OTHERS, FURNISHED BY OTHERS, JUNCTION BOX, JUNCTION BOX CEILING, LINE [Generic, N/A] [JUNCTION PASSTHROUGH] [#15] CLASS A RETURN, END OF LINE DEVICE, END OF LINE RESISTOR, FIBER PATCH PANEL, FIRE ALARM TERMINAL CABINET, FURNISHED BY OTHERS, FURNISHED BY OTHERS, JUNCTION BOX, JUNCTION BOX CEILING, LINE BREAK (DOUBLE), LINE [Generic, N/A] [JUNCTION PASSTHROUGH] [#38] CLASS A RETURN, END OF LINE DEVICE, END OF LINE RESISTOR, FIBER PATCH PANEL, FIRE ALARM TERMINAL CABINET, FURNISHED BY OTHERS, FURNISHED BY OTHERS, JUNCTION BOX, JUNCTION BOX CEILING, LINE BREAK (DOUBLE), LINE [Generic, N/A] [JUNCTION PASSTHROUGH] [#25] CLASS A RETURN, END OF LINE DEVICE, END OF LINE RESISTOR, FIBER PATCH PANEL, FIRE ALARM TERMINAL CABINET, FURNISHED BY OTHERS, FURNISHED BY OTHERS, JUNCTION BOX, JUNCTION BOX CEILING, LINE BREAK (DOUBLE), LINE [Generic, N/A] [JUNCTION PASSTHROUGH] [#42] CLASS A RETURN, END OF LINE DEVICE, END OF LINE RESISTOR, FIBER PATCH PANEL, FIRE ALARM TERMINAL CABINET, FURNISHED BY OTHERS, FURNISHED BY OTHERS, JUNCTION BOX, JUNCTION BOX CEILING, LINE BREAK (DOUBLE), LINE [Generic, N/A] [JUNCTION PASSTHROUGH] [#20] CLASS A RETURN, END OF LINE DEVICE, END OF LINE RESISTOR, FIBER PATCH PANEL, FIRE ALARM TERMINAL CABINET, FURNISHED BY OTHERS, FURNISHED BY OTHERS, JUNCTION BOX, JUNCTION BOX CEILING, LINE BREAK (DOUBLE), LINE [Generic, N/A] [JUNCTION PASSTHROUGH] [#24] CLASS A RETURN, END OF LINE DEVICE, END OF LINE RESISTOR, FIBER PATCH PANEL, FIRE ALARM TERMINAL CABINET, FURNISHED BY OTHERS, FURNISHED BY OTHERS, JUNCTION BOX, JUNCTION BOX CEILING, LINE BREAK (DOUBLE), LINE [Generic, N/A, Space Age Electronics] [JUNCTION PASSTHROUGH] [#7] CLASS A RETURN, END OF LINE DEVICE, END OF LINE RESISTOR, FIBER PATCH PANEL, FIRE ALARM TERMINAL CABINET, FURNISHED BY OTHERS, FURNISHED BY OTHERS, JUNCTION BOX, JUNCTION BOX CEILING, LINE [Generic, N/A] [JUNCTION PASSTHROUGH] [#33] CLASS A RETURN, END OF LINE DEVICE, END OF LINE RESISTOR, FIBER PATCH PANEL, FIRE ALARM TERMINAL CABINET, FURNISHED BY OTHERS, FURNISHED BY OTHERS, JUNCTION BOX, JUNCTION BOX CEILING, LINE BREAK (DOUBLE), LINE [Generic, N/A] [JUNCTION PASSTHROUGH] [#17] CLASS A RETURN, END OF LINE DEVICE, END OF LINE RESISTOR, FIBER PATCH PANEL, FIRE ALARM TERMINAL CABINET, FURNISHED BY OTHERS, FURNISHED BY OTHERS, JUNCTION BOX, JUNCTION BOX CEILING, LINE BREAK (DOUBLE), LINE [Generic, N/A] [JUNCTION PASSTHROUGH] [#21] CLASS A RETURN, END OF LINE DEVICE, END OF LINE RESISTOR, FIBER PATCH PANEL, FIRE ALARM TERMINAL CABINET, FURNISHED BY OTHERS, FURNISHED BY OTHERS, JUNCTION BOX, JUNCTION BOX CEILING, LINE BREAK (DOUBLE), LINE [Generic, N/A] [JUNCTION PASSTHROUGH] [#9] CLASS A RETURN, END OF LINE DEVICE, END OF LINE RESISTOR, FIBER PATCH PANEL, FIRE ALARM TERMINAL CABINET, FURNISHED BY OTHERS, FURNISHED BY OTHERS, JUNCTION BOX, JUNCTION BOX CEILING, LINE BREAK (DOUBLE), LINE B [Generic, N/A] [JUNCTION PASSTHROUGH] [#31] CLASS A RETURN, END OF LINE DEVICE, END OF LINE RESISTOR, FIBER PATCH PANEL, FIRE ALARM TERMINAL CABINET, FURNISHED BY OTHERS, FURNISHED BY OTHERS, JUNCTION BOX, JUNCTION BOX CEILING, LINE BREAK (DOUBLE), LINE [Generic, N/A] [JUNCTION PASSTHROUGH] [#34] CLASS A RETURN, END OF LINE DEVICE, END OF LINE RESISTOR, FIBER PATCH PANEL, FIRE ALARM TERMINAL CABINET, FURNISHED BY OTHERS, FURNISHED BY OTHERS, JUNCTION BOX, JUNCTION BOX CEILING, LINE BREAK (DOUBLE), LINE [Generic, N/A] [JUNCTION PASSTHROUGH] [#11] CLASS A RETURN, END OF LINE DEVICE, END OF LINE RESISTOR, FIBER PATCH PANEL, FIRE ALARM TERMINAL CABINET, FURNISHED BY OTHERS, FURNISHED BY OTHERS, JUNCTION BOX, JUNCTION BOX CEILING, LINE BREAK (DOUBLE), LINE [Generic, N/A] [JUNCTION PASSTHROUGH] [#13] CLASS A RETURN, END OF LINE DEVICE, END OF LINE RESISTOR, FIBER PATCH PANEL, FIRE ALARM TERMINAL CABINET, FURNISHED BY OTHERS, FURNISHED BY OTHERS, JUNCTION BOX, JUNCTION BOX CEILING, LINE BREAK (DOUBLE), LINE [Generic, N/A] [JUNCTION PASSTHROUGH] [#39] CLASS A RETURN, END OF LINE DEVICE, END OF LINE RESISTOR, FIBER PATCH PANEL, FIRE ALARM TERMINAL CABINET, FURNISHED BY OTHERS, FURNISHED BY OTHERS, JUNCTION BOX, JUNCTION BOX CEILING, LINE BREAK (DOUBLE), LINE [Generic, N/A, Space Age Electronics] [JUNCTION PASSTHROUGH] [#3] CLASS A RETURN, END OF LINE DEVICE, END OF LINE RESISTOR, FIBER PATCH PANEL, FIRE ALARM TERMINAL CABINET, FURNISHED BY OTHERS, FURNISHED BY OTHERS, JUNCTION BOX, JUNCTION BOX CEILING, LINE [Generic, N/A] [JUNCTION PASSTHROUGH] [#23] CLASS A RETURN, END OF LINE DEVICE, END OF LINE RESISTOR, FIBER PATCH PANEL, FIRE ALARM TERMINAL CABINET, FURNISHED BY OTHERS, FURNISHED BY OTHERS, JUNCTION BOX, JUNCTION BOX CEILING, LINE BREAK (DOUBLE), LINE [Generic, N/A] [JUNCTION PASSTHROUGH] [#22] CLASS A RETURN, END OF LINE DEVICE, END OF LINE RESISTOR, FIBER PATCH PANEL, FIRE ALARM TERMINAL CABINET, FURNISHED BY OTHERS, FURNISHED BY OTHERS, JUNCTION BOX, JUNCTION BOX CEILING, LINE BREAK (DOUBLE), LINE [Generic, N/A] [JUNCTION PASSTHROUGH] [#28] CLASS A RETURN, END OF LINE DEVICE, END OF LINE RESISTOR, FIBER PATCH PANEL, FIRE ALARM TERMINAL CABINET, FURNISHED BY OTHERS, FURNISHED BY OTHERS, JUNCTION BOX, JUNCTION BOX CEILING, LINE BREAK (DOUBLE), LINE [Generic, N/A] [JUNCTION PASSTHROUGH] [#10] CLASS A RETURN, END OF LINE DEVICE, END OF LINE RESISTOR, FIBER PATCH PANEL, FIRE ALARM TERMINAL CABINET, FURNISHED BY OTHERS, FURNISHED BY OTHERS, JUNCTION BOX, JUNCTION BOX CEILING, LINE BREAK (DOUBLE), LINE [Generic, N/A] [JUNCTION PASSTHROUGH] [#29] CLASS A RETURN, END OF LINE DEVICE, END OF LINE RESISTOR, FIBER PATCH PANEL, FIRE ALARM TERMINAL CABINET, FURNISHED BY OTHERS, FURNISHED BY OTHERS, JUNCTION BOX, JUNCTION BOX CEILING, LINE BREAK (DOUBLE), LINE [Generic, N/A, Space Age Electronics] [JUNCTION PASSTHROUGH] [#4] CLASS A RETURN, END OF LINE DEVICE, END OF LINE RESISTOR, FIBER PATCH PANEL, FIRE ALARM TERMINAL CABINET, FURNISHED BY OTHERS, FURNISHED BY OTHERS, JUNCTION BOX, JUNCTION BOX CEILING, LINE [Generic, N/A] [JUNCTION PASSTHROUGH] [#16] CLASS A RETURN, END OF LINE DEVICE, END OF LINE RESISTOR, FIBER PATCH PANEL, FIRE ALARM TERMINAL CABINET, FURNISHED BY OTHERS, FURNISHED BY OTHERS, JUNCTION BOX, JUNCTION BOX CEILING, LINE BREAK (DOUBLE), LINE [Generic, N/A] [JUNCTION PASSTHROUGH] [#14] CLASS A RETURN, END OF LINE DEVICE, END OF LINE RESISTOR, FIBER PATCH PANEL, FIRE ALARM TERMINAL CABINET, FURNISHED BY OTHERS, FURNISHED BY OTHERS, JUNCTION BOX, JUNCTION BOX CEILING, LINE BREAK (DOUBLE), LINE [Generic, N/A] [JUNCTION PASSTHROUGH] [#30] CLASS A RETURN, END OF LINE DEVICE, END OF LINE RESISTOR, FIBER PATCH PANEL, FIRE ALARM TERMINAL CABINET, FURNISHED BY OTHERS, FURNISHED BY OTHERS, JUNCTION BOX, JUNCTION BOX CEILING, LINE BREAK (DOUBLE), LINE [Generic, N/A] [JUNCTION PASSTHROUGH] [#36] CLASS A RETURN, END OF LINE DEVICE, END OF LINE RESISTOR, FIBER PATCH PANEL, FIRE ALARM TERMINAL CABINET, FURNISHED BY OTHERS, FURNISHED BY OTHERS, JUNCTION BOX, JUNCTION BOX CEILING, LINE BREAK (DOUBLE), LINE [Generic, N/A] [JUNCTION PASSTHROUGH] [#19] CLASS A RETURN, END OF LINE DEVICE, END OF LINE RESISTOR, FIBER PATCH PANEL, FIRE ALARM TERMINAL CABINET, FURNISHED BY OTHERS, FURNISHED BY OTHERS, JUNCTION BOX, JUNCTION BOX CEILING, LINE BREAK (DOUBLE), LINE [Generic, N/A] [JUNCTION PASSTHROUGH] [#18] CLASS A RETURN, END OF LINE DEVICE, END OF LINE RESISTOR, FIBER PATCH PANEL, FIRE ALARM TERMINAL CABINET, FURNISHED BY OTHERS, FURNISHED BY OTHERS, JUNCTION BOX, JUNCTION BOX CEILING, LINE BREAK (DOUBLE), LINE [Generic, N/A] [JUNCTION PASSTHROUGH] [#12] CLASS A RETURN, END OF LINE DEVICE, END OF LINE RESISTOR, FIBER PATCH PANEL, FIRE ALARM TERMINAL CABINET, FURNISHED BY OTHERS, FURNISHED BY OTHERS, JUNCTION BOX, JUNCTION BOX CEILING, LINE BREAK (DOUBLE), LINE
9cacb9fe-590e-423d-801d-6c581f46155a |  |  |  | North | Edwards |  | Hardware |  |  |  | Hardware | TRUE | 75182MPNxx |  | 18/2 Solid Red With colored tracer FPLP (Plenum) | 1 | [6 empty] | FALSE | [5 empty] | #FFFFFFFF |  |  | FALSE | FALSE | FALSE | [14 empty] | FALSE | [7 empty] | THOR\acont | 2024-10-09 10:48
746ccc0c-c246-4c5a-883e-6c5c58708184 | NFPA 170 HORN |  |  | North | Eaton Wheelock |  | Horn |  |  |  | Module | TRUE | ELHNW | + | WALL HORN, WHITE, NONE | 1 | [6 empty] | TRUE | [5 empty] | #FF0070C0 | FA-NFPA 170 HORN | 1 | FALSE | FALSE | FALSE | 2020 | [19 empty] | DESKTOP-7EIEB7A\acont | 2021-04-29 10:04 | THOR\acont | 2024-09-08 17:27 | Cloned from Eaton Wheelock ELHSW | [Eaton Wheelock] [NAC] [24VDC, LOW CONT.] ELHNR, ELHNRC (C), ELHNW, ELHNWC (C) [Eaton Wheelock] [NAC] [24VDC, HIGH CONT.] ELHNR, ELHNRC (C), ELHNW, ELHNWC (C)
666ec16e-6837-4d21-b204-6c6037c5b04f |  |  |  | North | Simplex | [5 empty] | Module | TRUE | xxxxx |  |  | 1 | [6 empty] | TRUE | [5 empty] | #FFFFFFFF |  |  | FALSE | FALSE | FALSE | [20 empty] | ALIENWIN10\AugWin7 | 2019-07-01 11:52 | THOR\acont | 2024-10-09 10:48 | Cloned from New Part CLONED
9d285415-943a-4a18-b481-6c6528d5d70b |  |  |  | North | HID | Security/Access Control |  |  |  |  | Module | TRUE | 5458B |  |  | 1 | [12 empty] | #FFFFFFFF |  |  | FALSE | FALSE | FALSE | [20 empty] | THOR\acont | 2024-03-12 21:20 | THOR\acont | 2024-10-09 10:48
9a6cf17b-5619-4a36-ac99-6c6590432440 | NFPA 170 DUCT SMOKE DETECTOR |  |  | North | System Sensor |  | Duct Smoke Detector |  |  |  | Module | TRUE | DH100ACDCLP | ++ | 24 VAC/DC or 120/240 VAC 4-Wire Photoelectric detector | 1 | 0.025 | 0.095 |  |  |  |  | FALSE | TRUE |  |  |  |  | #FFFF0000 | FA-NFPA 170 DUCT SMOKE DETECTOR | 1 | FALSE | FALSE | FALSE | 1400 | [13 empty] | FALSE | [7 empty] | THOR\acont | 2024-09-08 17:27 | 20191121 AC Detector without base | [Firelite, Macurco, Notifier, Silent Knight, System Sensor] [IDC] 01 [IDC 4-WIRE ++] 1251B (C), 1412B (C), 1424 (C), 2112/24AT (C), 2112/24S (C), 2112/24TS (C), 2112AITR (C), 2112ATR (C), 2112R (C), 2124AITR (C), 2124ATR (C), 2124R (C), 2151 w/B110RLP (C [Firelite, Macurco, Notifier, Silent Knight, System Sensor] [AUX POWER] [*] [AUX INPUT ++] 1251B (C), 1412B (C), 1424 (C), 2112/24AT (C), 2112/24S (C), 2112/24TS (C), 2112AITR (C), 2112ATR (C), 2112R (C), 2124AITR (C), 2124ATR (C), 2124R (C), 2151 w/B110 | [Farenhyt, MIRCOM, Monaco Enterprises, Silent Knight, System Sensor] 723-367-00, 723-368-00, D2, D4120, D4120W, DH100ACDCI, DH100ACDCLP, DH100P, DNR w/IDP-PHOTO-R-W, DNR w/SK-PHOTO-R-W, DNRW w/IDP-PHOTO-R-W, DNRW w/SK-PHOTO-R-W, IDP-DUCT-W w/IDP-PHOTO-R-W
3d4c35c8-4e28-4a1f-bf2e-6c6d4ee76f3c | NFPA 170 SMOKE CO DETECTOR |  |  | North | Kidde |  | Smoke/CO Detector |  |  |  | Module | FALSE | 900-CUAR | ++ | Hardwired Smoke & Carbon Monoxide Alarm, Interconnectable with AA Battery Backup | 1 |  | 0.042 |  |  |  |  | FALSE | TRUE |  |  |  |  | #FFFF0000 | FA-NFPA 170 SMOKE CO DETECTOR | 1 | FALSE | FALSE | FALSE | 1408 | [13 empty] | FALSE |  |  | 120V |  |  | DESKTOP-7EIEB7A\acont | 2023-05-04 11:56 | THOR\acont | 2024-09-08 17:27 | Cloned from BRK 7010B | [BRK, First Alert, Gentex, Kidde] [SMOKE ALARM TANDEM] 21006378 (C), 21007624 (C), 7020BSL (C), 7030BSL (C), 900-CUAR (C), 9120 (C), 9120B (C), 917-0070-002 (C), 917-0071-002 (C), 917-0072-002 (C), 917-0073-002 (C), 917-0079-002 (C), 918-0030-002 (C), 91 [BRK, Gentex, Kidde] [VAC ] [*] 21006378 (C), 21007624 (C), 7020BSL (C), 7030BSL (C), 900-CUAR (C), 9120 (C), 9120B (C), 917-0070-002 (C), 917-0071-002 (C), 917-0072-002 (C), 917-0073-002 (C), 917-0079-002 (C), 918-0030-002 (C), 918-0031-002 (C), 918-003 | [BRK, First Alert, Generic, Gentex, Kidde, N/A] 120VAC SMOKE DETECTOR, 21006378, 21007624, 7020BSL, 7030BSL, 900-CUAR, 9120, 9120B, 9120F, 9120H, 9120HF, 9120T, 9120TF, 9123, 9123F, 9123H, 9123HF, 9123T, 9123TF, 917-0070-002, 917-0071-002, 917-0072-002, 9
96625958-cb34-4250-a463-6c6d6f4b5cf5 | NFPA 170 HORN STROBE |  |  | North | Edwards |  | Horn/Strobe |  |  |  | Assembly | TRUE | G4AVWF w/STI |  | Wall horn-strobe, white, FIRE | 1 | [6 empty] | FALSE | [5 empty] | #FF0070C0 | FA-NFPA 170 HORN STROBE | 1 | FALSE | FALSE | FALSE | 2012 | [13 empty] | FALSE | [5 empty] | DESKTOP-7EIEB7A\acont | 2023-05-15 16:54 | THOR\acont | 2024-09-08 17:27 | Cloned from Edwards G4AVWF | [Edwards, Kidde] [NAC] [VFWR, LOW DB] EG4AVRF, EG4AVRF-FR, EG4AVRF-SP, EG4AVRN, EG4AVWF, EG4AVWF-FR, EG4AVWF-SP, EG4AVWN, G4AVRF, G4AVRF-FR, G4AVRF-SP, G4AVRN, G4AVWF, G4AVWF w/STI, G4AVWF-FR, G4AVWF-SP, G4AVWN [Edwards, Kidde] [NAC] [VDC, LOW DB] EG4AVRF, EG4AVRF-FR, EG4AVRF-SP, EG4AVRN, EG4AVWF, EG4AVWF-FR, EG4AVWF-SP, EG4AVWN, G4AVRF, G4AVRF-FR, G4AVRF-SP, G4AVRN, G4AVWF, G4AVWF w/STI, G4AVWF-FR, G4AVWF-SP, G4AVWN [Edwards, Kidde] [NAC] [VDC, HIGH DB] EG4AVRF, EG4AVRF-FR, EG4AVRF-SP, EG4AVRN, EG4AVWF, EG4AVWF-FR, EG4AVWF-SP, EG4AVWN, G4AVRF, G4AVRF-FR, G4AVRF-SP, G4AVRN, G4AVWF, G4AVWF w/STI, G4AVWF-FR, G4AVWF-SP, G4AVWN [Edwards, Kidde] [NAC] [VFWR, HIGH DB] EG4AVRF, EG4AVRF-FR, EG4AVRF-SP, EG4AVRN, EG4AVWF, EG4AVWF-FR, EG4AVWF-SP, EG4AVWN, G4AVRF, G4AVRF-FR, G4AVRF-SP, G4AVRN, G4AVWF, G4AVWF w/STI, G4AVWF-FR, G4AVWF-SP, G4AVWN
8788a34a-c992-4d6a-8560-6c709c7742ad | NFPA 170 ADDRESSABLE INPUT MONITOR MODULE |  |  | North | Hochiki |  | Addressable Module |  |  |  | Module | TRUE | FRCMA FAST RESPONSE CONTACT MODULE | FAST RESPONSE CONTACT MODULE | FAST RESPONSE CONTACT MODULE | 1 | 0.00063 | 0.00063 |  |  |  |  | TRUE |  |  | *Refer to Install Sheet |  |  | #FFFF0000 | FA-NFPA 170 ADDRESSABLE INPUT MONITOR MODULE | 1 | FALSE | FALSE | FALSE | 1000 | [19 empty] | DESKTOP-0D6CQVA\lousc | 2019-10-06 09:36 | THOR\acont | 2024-09-08 17:27 | from Hochiki DIMM - DUAL INPUT MONITOR MODULE | [Hochiki, VES] [SLC HOCHIKI] 02 [*] [SLC] CZM CONVENTIONAL ZONE MODULE, DCP-AMS Single Action Hex Key Lock, DCP-AMS-KL Single Action Key Lock, DCP-AMS-KL-LP Dual Action Key Lock, DCP-AMS-LP Dual Action Hex Key Lock, DIMM - DUAL INPUT MONITOR MODULE, DIMM | [Hochiki] FRCMA FAST RESPONSE CONTACT MODULE, FRCMA-I FAST RESPONSE CONTACT MODULE, FRCME-M FAST RESPONSE CONTACT MODULE, FRCME-P FAST RESPONSE CONTACT MODULE
4ee70997-8965-4db5-a229-6c723397cf1a |  |  |  | North | Simplex |  | Cards & Components |  |  |  | Card | TRUE | 4007-9102(BA) CPU |  | CPU Assembly | 1 | 0.145 | 0.19 |  |  |  |  | TRUE | [5 empty] | #FFFFFFFF |  |  | FALSE | FALSE | FALSE | [9 empty] | 7,12,18 |  |  |  |  | TRUE | [5 empty] | DESKTOP-7SAL8M7\acont | 2020-05-12 07:54 | THOR\acont | 2024-10-09 10:48 | Cloned from Simplex 4007-9102(BA) |  | [Autocall, Simplex] 4007-9101(BA) CPU, 4007-9102(BA) CPU, 4007-9202 CPU, A010-9422 CPU, A010-9425 CPU, A010-9426 CPU, A010-9602 CPU, A010-9604 CPU, A100-5101, A100-5111, A100-5115 [Autocall, Simplex] 4007-9101(BA) CPU, 4007-9102(BA) CPU, 4007-9202 CPU, A007-9101/9102 CPU, A007-9202 CPU, A010-9601 ESS [Autocall, Simplex] 4007-9101(BA) CPU, 4007-9102(BA) CPU, 4007-9202 CPU, 4100-5311, A007-9101/9102 CPU, A007-9202 CPU, A010-9422 CPU, A010-9425 CPU, A010-9426 CPU, A010-9601 ESS, A010-9602 CPU, A010-9604 CPU, A100-5101, A100-5311, A100-5325, A100-9121 CPU [Autocall, Simplex] 4007-9101(BA) CPU, 4007-9102(BA) CPU, 4007-9202 CPU, A010-9930, A100-5101, A100-5111, A100-5115
f835eb25-c85d-45aa-8273-6c73d185ed61 | NFPA 170 GAS DETECTOR |  |  | North | Gamewell FCI |  | Gas Detection |  |  |  | Module | TRUE | MCS-CO3 w/B501-IV | + | Intelligent addressable carbon monoxide detector, white w/ 4” Flangeless mounting base, ivory | 1 | 0.0002 | 0.0045 |  |  |  |  | FALSE | TRUE | FLUSH |  | 4" SQ. DEEP | 3 "O" PLASTER RING | #FFFF0000 | FA-NFPA 170 GAS DETECTOR | 1 | FALSE | FALSE | FALSE | 1402 | [13 empty] | FALSE | [5 empty] | DESKTOP-7EIEB7A\acont | 2021-02-28 15:38 | THOR\acont | 2024-09-08 17:27 | Cloned from Notifier FSCO-951 w/B501-IV | [Gamewell FCI] [SLC MODULES SENSORS] [*] [#2 SHARED ADDR ¦ SENSORS] ADPF (C), ASD-PL2F w/B200S-LF-WH (C), ASD-PL2F w/B210LP (C), ASD-PL2FR (C), ASD-PL3 w/B200S-LF-WH (C), ASD-PL3 w/B200SR-LF-WH (C), ASD-PL3 w/B200SR-WH (C), ASD-PL3 w/B224BI-WH (C), ASD-P [Gamewell FCI] [SLC SENSORS] [*] [#4 TYPE ADDR ¦ SENSORS] ADPF (C), ASD-PL2F w/B200S-LF-WH (C), ASD-PL2F w/B210LP (C), ASD-PL2FR (C), ASD-PL3 w/B200S-LF-WH (C), ASD-PL3 w/B200SR-LF-WH (C), ASD-PL3 w/B200SR-WH (C), ASD-PL3 w/B224BI-WH (C), ASD-PL3 w/B224R
ead0ad04-bdab-4a2d-8d84-6c756aef829c | NFPA 170 FIRE ALARM CONTROL UNIT | RISER FACP |  | North | Edwards |  | Fire Alarm Control Unit |  |  |  | Assembly | TRUE | FSP302RD |  | FACP - 3 Cl 'B' IDCs, 2 Cl 'B' NACs, LCD & Dialer 120V, Red | 1 | [6 empty] | FALSE | [5 empty] | #FFFF0000 | FA-NFPA 170 FIRE ALARM CONTROL UNIT | 1 | FALSE | FALSE | FALSE | 202 | [8 empty] | 7,12,18 |  |  |  |  | TRUE | [7 empty] | THOR\acont | 2024-09-08 17:27
3813015f-d57c-4592-b71d-6c7854a8058a | NFPA 170 REMOTE INDICATOR |  |  | North | System Sensor |  | Remote Indicator |  |  |  | Module | TRUE | RA100Z | ++ | Remote Annunciator LED | 1 | 0 | 0.012 |  |  |  |  | FALSE | FALSE |  |  |  |  | #FFFF0000 | FA-NFPA 170 REMOTE INDICATOR | 1 | FALSE | FALSE | FALSE | 2016 | [13 empty] | FALSE | [5 empty] | ALIENWIN10\AugWin7 | 2018-10-18 10:48 | THOR\acont | 2024-09-08 17:27 | Cloned from Gamewell RA100Z | [Farenhyt, Fike, Firelite, Gamewell FCI, MIRCOM, Monaco Enterprises, Notifier, System Sensor] [IDC, LED, RTS] [*] [INPUT TYPE] 729-091-00, RA100Z, RA100Z
1a60af57-deb4-444d-9022-6c7fe3001548 | NFPA 170 SPEAKER STROBE |  |  | North | Edwards |  | Speaker/Strobe |  |  |  | Module | TRUE | WG4WA-SVMC |  | 25/70V Speaker/Strobe, white, ALERT, clear, 15, 29, 70, 87 cd | 1 | [6 empty] | FALSE | [5 empty] | #FF0070C0 | FA-NFPA 170 SPEAKER STROBE | 1 | FALSE | FALSE | FALSE | 2019 | [13 empty] | FALSE |  |  | WP |  |  |  |  | THOR\acont | 2024-09-08 17:27 |  | [Edwards] [NAC] [24 VDC] WG4RF-SVMC, WG4RN-SVMC, WG4WA-SVMC, WG4WF-SVMC, WG4WN-SVMC [Edwards, Kidde] [AUDIO 25v] [25V AUDIO] EGCF-S2VMH (C), G4F-S2, G4F-S2V1575, G4F-S2VM, G4HFRF-S2, G4HFRF-S2VMC, G4HFRN-S2, G4HFRN-S2VMC, G4HFWA-S2, G4HFWA-S2VMA, G4HFWA-S2VMC, G4HFWF-S2, G4HFWF-S2VMC, G4HFWN-S2, G4HFWN-S2VMA, G4HFWN-S2VMC, G4RF-S2, G4RF [Edwards, Kidde] [AUDIO 70.7v] [70V AUDIO] G4F-S7, G4F-S7V1575, G4F-S7VM, G4HFRF-S7, G4HFRF-S7VMC, G4HFRN-S7, G4HFRN-S7VMC, G4HFWA-S7, G4HFWA-S7VMA, G4HFWA-S7VMC, G4HFWF-S7, G4HFWF-S7VMC, G4HFWN-S7, G4HFWN-S7VMA, G4HFWN-S7VMB, G4HFWN-S7VMC, G4RF-S7, G4RF
b0c670c6-a782-4e49-b220-6c80073e6908 | NFPA 170 STROBE CEILING |  |  | North | System Sensor |  | Strobe |  |  |  | Module | TRUE | SCRLED-P | ++ | Strobe, Ceiling, White, Plain | 1 | 0 | 0.111 |  |  |  |  | FALSE | TRUE |  |  |  |  | #FF0070C0 | FA-NFPA 170 STROBE CEILING | 1 | FALSE | FALSE | FALSE | 2022 | [13 empty] | FALSE |  |  | C |  |  | DESKTOP-QGO6JOK\acont | 2023-10-19 06:45 | THOR\acont | 2024-09-08 17:27 | Cloned from System Sensor SCRLED | [System Sensor] [NAC] [24VDC] SCRKLED (C), SCRKLED-B (C), SCRKLED-P (C), SCRLED (C), SCRLED-B (C), SCRLED-P (C), SCWKLED (C), SCWKLED-B (C), SCWKLED-P (C), SCWLED (C), SCWLED-B (C), SCWLED-CLR-ALERT (C), SCWLED-P (C)
a10d0a7a-dc98-437c-b51a-6c84b834bae3 | NFPA 170 ADDRESSABLE OUTPUT MODULE |  |  | North | Silent Knight |  | Addressable Control/Relay |  |  |  | Module | TRUE | SD500-ANM | ++ | Intelligent Notification Module | 1 | 0.00055 | 0.00055 |  |  |  |  | FALSE | [5 empty] | #FFFF0000 | FA-NFPA 170 ADDRESSABLE OUTPUT MODULE | 1 | FALSE | FALSE | FALSE | 1100 | [13 empty] | FALSE | [7 empty] | THOR\acont | 2024-09-08 17:27 |  | [Silent Knight] [SLC HOCHIKI] [*] [#1 SHARED ADDR ¦ ALL] Hood System w/SD500-MIM, PS-DA w/SD500-MIM, PS-SA w/SD500-MIM, SD500-AIM, SD500-ANM, SD500-ARM, SD500-LED, SD500-MIM, SD500-PS, SD500-PSDA, SD500-SDM, SD505-AHS w/SD505-6AB, SD505-APS w/SD505-6AB ( [Silent Knight] [AUX POWER, NAC] [RISER INPUT ++] SD500-ANM | [Silent Knight] SD500-ANM
9381bc3d-b499-4e41-91e4-6c8cf39d9e4a | NFPA 170 SPEAKER STROBE |  |  | North | Eaton Wheelock |  | Speaker/Strobe |  |  |  | Module | TRUE | E60-24MCWH-FR |  | Speaker/Strobe, 24 VDC, Multi-Candela, , 25/70 Vrms, red | 1 | 0 | 0.455 |  |  |  |  | FALSE | FALSE |  |  |  |  | #FF0070C0 | FA-NFPA 170 SPEAKER STROBE | 1 | FALSE | FALSE | FALSE | 2019 | [13 empty] | FALSE | [7 empty] | THOR\acont | 2024-09-08 17:27 |  | [Eaton Wheelock, Hochiki] [NAC] E60-24MCWH-FR, E60-24MCWH-FW [Eaton Wheelock, Hochiki] [AUDIO 70.7v] [70V AUDIO] E60-24MCC-FR (C), E60-24MCC-FW (C), E60-24MCCH-FR (C), E60-24MCCH-FW (C), E60-24MCW-FR, E60-24MCW-FW, E60-24MCWH-FR, E60-24MCWH-FW, E60-R, E60-W [Eaton Wheelock, Hochiki] [AUDIO 25v] [25V AUDIO] E60-24MCC-FR (C), E60-24MCC-FW (C), E60-24MCCH-FR (C), E60-24MCCH-FW (C), E60-24MCW-FR, E60-24MCW-FW, E60-24MCWH-FR, E60-24MCWH-FW, E60-R, E60-W
73087a78-48d8-48d0-859a-6c909ae0b098 |  |  |  | North | Siemens |  | Cards & Components |  |  |  | Card | TRUE | VN2002-A1 | S54400-A43-A1 | Ethernet module (Mult Mode Fiber) Used for networking fire only and fire/voice panels together over Ethernet using multimode fiber optic cables. This module mounts in the VCC2001 Voice CPU card (for voice systems) and/or the FN2012 modular Ethernet swtich (for fire systems). | 1 | [6 empty] | TRUE | [5 empty] | #FFFFFFFF |  |  | FALSE | FALSE | FALSE | [20 empty] | AULAPTOP-PC\Aulaptop | 2019-04-20 20:32 | THOR\acont | 2024-10-09 10:48 | 35 mA(standby) 36mA(active) per module
91536958-d8d0-40d0-b567-6c99047c3f58 | NFPA 170 SPEAKER WALL |  |  | North | Edwards |  | Speaker |  |  |  | Module | TRUE | MN-HSMG25P5N | UL Listed 250W Medium Power Speaker Arrays Gray | Hyperspike Series Medium Power Omni-directional loudspeaker assembly. Four wattage taps: 40 W, 90 W, 125 W, and 250 W. Meets UL Standard 1480 (Speakers for Fire Protective Signaling Systems) and ULC S541 (Speakers for Fire Alarm Systems). Gray | 1 | [12 empty] | #FF0070C0 | FA-NFPA 170 SPEAKER WALL | 1 | FALSE | FALSE | FALSE | 2021 | [19 empty] | HOMEAUGUSTXPS-1\aucon | 2021-01-25 12:33 | THOR\acont | 2024-09-08 17:27 | August Added Hyperspike | [Edwards] [AUDIO 70.7v] MN-HSMG25P5N, MN-HSMR25P5N, MN-HSMT25P5N
ca7b1742-6973-47a4-bfc6-6ca8ef7f7dea | NFPA 170 MANUAL PULL |  |  | North | Sigcom |  | Manual Station |  |  |  | Module | TRUE | SG-42CXK1E-BL | + | Dual Action Pull Station, with Emergency Push Bar, DPDT, Blue | 1 | [6 empty] | TRUE | [5 empty] | #FFFF0000 | FA-NFPA 170 MANUAL PULL | 1 | FALSE | FALSE | FALSE | 957 | [19 empty] | DESKTOP-7SAL8M7\acont | 2019-11-18 11:54 | THOR\acont | 2024-09-08 17:27 | Cloned from Sigcom SG-42CXK1-BL CLONED | [Sigcom] [IDC] 01 SG-42CXK1-BL, SG-42CXK1E-BL, SG-42CXK1E-GR, SG-42CXK1E-RD, SG-42CXK1E-YL, SG-42CXK1-GR, SG-42CXK1-RD, SG-42CXK1-YL, SG-42CXK2-BL, SG-42CXK2-GR, SG-42CXK2-RD, SG-42CXK2-YL, SG-42SK1, SG-42SK1-SC, SG-42SK2, SG-42SK2-SC, SGX-32SK1-SC
87acc605-6d49-4dc4-af41-6cae5050aadc | CADGEN KEYPAD | CADGEN KEYPAD |  | North | DMP | Security/Access Control | Keypad Interface |  |  |  | Module | TRUE | 7073N-W | ++ | Thinline LCD Keypad with 4 Zones, Prox Reader, Numeric Keys and Door Access Relay | 1 | 0.085 | 0.1 |  |  | 12 |  | FALSE | [5 empty] | #FFFF0000 | FA-CADGEN KEYPAD | 1 | FALSE | FALSE | FALSE | 255 | [13 empty] | FALSE | [5 empty] | DESKTOP-7EIEB7A\acont | 2023-02-06 09:26 | THOR\acont | 2024-09-08 17:27 | Cloned from DMP 7073-W | [DMP, Honeywell] [DMP LX BUS] [*] [LX BUS] 630F, 6460W-2, 7060N-W, 7060-W, 7063N-W, 7063-W, 7070N-W, 7070-W, 7073N-W, 7073-W, 7463-W, 7830F, 7872, 7873 | [DMP] 7073N-W, 7073-W
cb338010-839e-4a8a-9625-6cb40a50f741 |  |  |  | North | Kidde |  | Cards & Components |  |  |  | Card | TRUE | VM-NOCF |  | Fiber Optic Communications Interface, Class A/B Network, Class A/B Audio Data. Provides single and/or multi mode network and digital audio fiber optic connections. Order VM-MMXVR, VM-SMXHI2 or VM-SMXLO2 transceivers separately. | 1 | [6 empty] | TRUE | [5 empty] | #FFFFFFFF |  |  | FALSE | FALSE | FALSE | [14 empty] | FALSE | [7 empty] | THOR\acont | 2024-10-09 10:48
37d75863-32f8-446a-9010-6cba96f64190 | NFPA 170 MANUAL PULL |  |  | North | Secutron |  | Manual Station |  |  |  | Module | TRUE | MRM-802MP | ++ | MP 2 Stage Addressable Pull Station, ULC | 1 | 0.002 | 0.0033 |  |  |  |  | FALSE | FALSE |  |  | 5 ½” H x 4 1/8” W x 1 3/8” D |  | #FFFF0000 | FA-NFPA 170 MANUAL PULL | 1 | FALSE | FALSE | FALSE | 957 | [13 empty] | FALSE | [5 empty] | DESKTOP-7EIEB7A\acont | 2023-06-24 19:26 | THOR\acont | 2024-09-08 17:27 | Cloned from Secutron MRM-800MP | [Secutron] [SLC MODULES] [*] [#3 TYPE ADDR ¦ MODULES] MRI-501MA, MRI-M500DM, MRI-M500M, MRI-M500R, MRI-M500S, MRI-M501M, MRI-M502M, MRM-800MP, MRM-802MP, MRM-810MPU, MRM-822MP [Secutron] [SLC MODULES SENSORS] [*] [#1 SHARED ADDR ¦ MODULES] MRI-501MA, MRI-M500DM, MRI-M500M, MRI-M500R, MRI-M500S, MRI-M501M, MRI-M502M, MRM-800MP, MRM-802MP, MRM-810MPU, MRM-822MP
0389d420-954a-4d56-bdbc-6cbf38f56024 | NFPA 170 SMOKE DETECTOR |  |  | North | Potter |  | Smoke Detector |  |  |  | Module | TRUE | PAD100-PHD (Split) | + | Photoelectric Smoke/Heat Detector Combination | 1 | 0.0003 | 0.0003 |  |  |  |  | FALSE | TRUE |  |  |  |  | #FFFF0000 | FA-NFPA 170 SMOKE DETECTOR | 1 | FALSE | FALSE | FALSE | 1408 | [13 empty] | FALSE | [5 empty] | THOR\acont | 2025-02-13 08:09 | THOR\acont | 2025-02-13 10:25 | Cloned from Potter PAD100-PHD | [Potter] [SLC PAD] [*] [#2 SHARED ADDR ¦ SENSORS] PAD100-CD w/PAD100-4DB, PAD100-CD w/PAD100-6DB, PAD100-CD w/PAD100-IB, PAD100-CD w/PAD100-LFSB, PAD100-CD w/PAD100-RB, PAD100-CD w/PAD100-SB, PAD100-CD w/PAD100-SPKB, PAD100-DUCT (C), PAD100-DUCTR (C), PA
d0b9c9b6-1a0a-49f0-8144-6cc1f12db4fd |  |  |  | North | Simplex |  | Hardware |  |  |  | Hardware | TRUE | 4100-1288 |  | 64/64 LED Switch Controller (1st controller per bay) | 1 | 0.02 | 0.26 | [10 empty] | #FFFFFFFF |  |  | FALSE | FALSE | FALSE | [20 empty] | AULAPTOP-PC\Aulaptop | 2019-07-04 04:36 | THOR\acont | 2024-12-06 06:43
4aab8f0b-0a02-407a-b985-6cc2a54382b7 |  |  |  | North | Gamewell FCI |  | Cards & Components |  |  |  | Card | TRUE | INI-VGE | + | Command Center Classic Voice Gateway (UTP only) | 1 | 0.15 | 0.15 |  |  |  |  | TRUE | [5 empty] | #FFFFFFFF |  |  | FALSE | FALSE | FALSE | [14 empty] | FALSE | [5 empty] | DESKTOP-7SAL8M7\acont | 2019-04-25 16:33 | THOR\acont | 2024-10-09 10:48 | Cloned from Gamewell 1100-1323 CLONED | [Gamewell FCI] [ARCNET] 1100-1322, 1100-1324, 1100-1326, INI-VGC, INI-VGE, INI-VGX [Gamewell FCI] [AUX POWER] [*] 1100-0455, 1100-0503, 1100-0505, 1100-1321, 1100-1322, 1100-1323, 1100-1324, 1100-1325, 1100-1326, ANU-48, ASM-16, INI-VGC, INI-VGE, INI-VGX, LCD-7100 MAIN CARD, LCD-E3, LCD-SLP, LCD-SLP MAIN BOARD, M34-110, M34-56, NGA, RA | [Gamewell FCI] 1100-1321, 1100-1322, 1100-1323, 1100-1324, 1100-1325, 1100-1326, INI-VGC, INI-VGE, INI-VGX
233bfab7-66b5-49a2-b4cb-6cd1d498b3c6 |  |  |  | North | Farenhyt |  | Cards & Components |  |  |  | Card | TRUE | ECS-125DA (70V) Main Board | + | Main Board for ECS | 1 | 0.375 | 0.7 |  |  |  |  | TRUE | FALSE |  |  |  |  | #FFFFFFFF |  |  | FALSE | FALSE | FALSE | [14 empty] | FALSE | [5 empty] | THOR\acont | 2024-02-12 09:17 | THOR\acont | 2024-10-09 10:48 | Cloned from Farenhyt ECS-125DA (25V) Main Board | [Farenhyt, Silent Knight, Stanley Security Solutions] [VAC ] 5104B Main Board, 5204 Main Board, 5207 Main Board, 5208 Main Board, 5495 Main Board, 5496 Main Board, 5499 Main Board, 5600 Main Board, 5700 Main Board, 5808 Main Board, 5820XL Main Board, 588 [Farenhyt, Firelite] [RS-485] ECC-125DA (25V) Main Board, ECC-50BDA Main Board (100W, 25V), ECC-50BDA Main Board (100W, 70V), ECC-50DA Main Board (50W, 25V), ECC-50DA Main Board (50W, 70V), ECC-LOC, ECC-RM, ECC-RPU, ECS-125DA (25V) Main Board, ECS-12 [Farenhyt] [SBUS] ECS-125DA (25V) Main Board, ECS-125DA (70V) Main Board, ECS-125W (25V), ECS-125W (70V), ECS-50BDA Main Board (100W, 25V), ECS-50BDA Main Board (100W, 70V), ECS-50W Main Board (50W, 25V), ECS-50W Main Board (50W, 70V), ECS-50W-25V, E [Eaton Wheelock, Farenhyt, Firelite] [DIGITAL AUDIO LOOP] ECC-125DA (25V) Main Board, ECC-50BDA Main Board (100W, 25V), ECC-50BDA Main Board (100W, 70V), ECC-50DA Main Board (50W, 25V), ECC-50DA Main Board (50W, 70V), ECC-LOC, ECC-RM, ECC-RPU, ECS-12 [Farenhyt, Firelite] [AUX POWER] ECC-125DA (25V) Main Board, ECC-50BDA Main Board (100W, 25V), ECC-50BDA Main Board (100W, 70V), ECC-50DA Main Board (50W, 25V), ECC-50DA Main Board (50W, 70V), ECS-125DA (25V) Main Board, ECS-125DA (70V) Main Board, E [Farenhyt] [VBUS] ECS-125DA (25V) Main Board, ECS-125DA (70V) Main Board, ECS-125W (25V), ECS-125W (70V), ECS-50BDA Main Board (100W, 25V), ECS-50BDA Main Board (100W, 70V), ECS-50W Main Board (50W, 25V), ECS-50W Main Board (50W, 70V), ECS-50W-25V, E [Farenhyt, Firelite] [RS-485] ECC-125DA (25V) Main Board, ECC-50BDA Main Board (100W, 25V), ECC-50BDA Main Board (100W, 70V), ECC-50DA Main Board (50W, 25V), ECC-50DA Main Board (50W, 70V), ECC-LOC, ECC-RM, ECC-RPU, ECS-125DA (25V) Main Board, ECS-12 | [Farenhyt] ECS-125DA (70V) Main Board
73f6530e-dae3-4a43-b06a-6cd72cdaa149 |  |  |  | North | Edwards |  | Hardware |  |  |  | Hardware | TRUE | LKC-10 |  | ALERT - Ceiling Orientation | 1 | [6 empty] | FALSE | [5 empty] | #FFFFFFFF |  |  | FALSE | FALSE | FALSE | [14 empty] | FALSE | [7 empty] | THOR\acont | 2024-10-09 10:48
b55385f9-c270-47b0-a58c-6cdc9b009f7b | NFPA 170 SPEAKER WALL |  |  | North | Potter |  | Speaker |  |  |  | Module | TRUE | PE-SPKW | ++ | Speaker, Wall, White | 1 | 0 | 0.043 |  |  |  |  | FALSE | [5 empty] | #FF0070C0 | FA-NFPA 170 SPEAKER WALL | 1 | FALSE | FALSE | FALSE | 2023 | [13 empty] | FALSE | [5 empty] | THOR\acont | 2024-07-11 13:33 | THOR\acont | 2024-09-08 17:27 | Cloned from Potter PE-SPKR | [Potter] [AUDIO 25v] [25V AUDIO] PE-SPKR, PE-SPKW, PE-SPKWC (C), PE-SPSTR, PE-SPSTRC (C), PE-SPSTWC (C) [Potter] [AUDIO 70.7v] [70V AUDIO] PE-SPKR, PE-SPKW, PE-SPKWC (C), PE-SPSTR, PE-SPSTRC (C), PE-SPSTWC (C)
57356d68-191b-4bd6-a4a8-6ce0f289aec5 |  |  |  | North | Bosch | [5 empty] | Module | TRUE | DIP-61F8-16HD | * | Provides 105 TB of usable TB, should be used with the MHW-S380RA-SC. | 1 | [12 empty] | #FFFFFFFF |  |  | FALSE | FALSE | FALSE | [20 empty] | DESKTOP-7EIEB7A\acont | 2021-08-13 06:25 | THOR\acont | 2024-10-09 10:48
1223c3be-240a-4267-9abd-6ce24bb3568e | NFPA 170 HORN STROBE |  |  | North | Siemens |  | Horn/Strobe |  |  |  | Module | TRUE | SL2HSWW-FB | S54329-F107-A1++ | Horn-Strobe, Wall, Clear, White, Pictogram | 1 | [12 empty] | #FF0070C0 | FA-NFPA 170 HORN STROBE | 1 | FALSE | FALSE | FALSE | 2023 | [19 empty] | DESKTOP-7EIEB7A\acont | 2023-08-02 11:37 | THOR\acont | 2024-09-08 17:27 | Cloned from Siemens SL2HSWW-AL CLONED CLONED | [Siemens] [NAC] [24 VDC, HORN HIGH] SL2HSWR-A, SL2HSWR-AL, SL2HSWR-F, SL2HSWR-FB, SL2HSWR-N, SL2HSWW-A, SL2HSWW-AL, SL2HSWW-EV, SL2HSWW-F, SL2HSWW-FB, SL2HSWW-N
fd0a2fbd-a212-4121-80f6-6cee1fec0ca8 |  |  |  | North | Siemens | [5 empty] | Module | TRUE | OSID-WG | S54333-F71-A1 | Wire Guard | 1 | [12 empty] | #FFFFFFFF |  |  | FALSE | FALSE | FALSE | [22 empty] | THOR\acont | 2024-10-09 10:48
49bfe7dd-f96e-4050-a992-6cf21538e6af | NFPA 170 HORN |  |  | North | Kidde |  | Horn |  |  |  | Module | TRUE | WG4RN-H |  | Outdoor rated horn, red without marking | 1 | [6 empty] | FALSE | [5 empty] | #FF0070C0 | FA-NFPA 170 HORN | 1 | FALSE | FALSE | FALSE | 2010 | [13 empty] | FALSE |  |  | WP |  |  | DESKTOP-7EIEB7A\acont | 2022-01-05 12:33 | THOR\acont | 2024-09-08 17:27 | Cloned from Edwards WG4RN-H
d64e15c4-8d3c-45b2-90b4-6cf8b3e7bf47 | NFPA 170 GAS DETECTOR |  |  | North | Honeywell |  | Gas Detection |  |  |  | Module | TRUE | XNX-UTAV-RNCB1 | ++ | UL- CSA ¾"NPT Aluminium Interface for milli-Volt sensors For use with MPD, Sensepoint (and Model 705) HT and PPM Sensors, Relay Option, No Option installed, Catalytic Bead | 1 | 0 | 0.27083 |  |  |  |  | FALSE | [5 empty] | #FFFF0000 | FA-NFPA 170 GAS DETECTOR | 1 | FALSE | FALSE | FALSE | 1402 | [13 empty] | FALSE |  |  | CO, NO2 |  |  | THOR\acont | 2025-02-25 14:26 | THOR\acont | 2025-02-25 14:35 | Cloned from Honeywell C7233A | [Honeywell, Macurco] [AUX POWER] [*] [24VDC] 8100 EC, C7233A, C7263A, CD-6G, CD-6H, CD-6MC, CM-15, CM-15A, CM-6, CM-E1, CM-E1-FTG, CM-E1-RF, CM-E1-RS, CM-S1, CX-6, EX-CO-1000P-O, GD-2B, TXP-T40, XNX-UTAV-RNCB1 [Honeywell, Macurco] [IDC] [#1 ALARM] 8100 EC, C7233A, C7263A, CD-6G, CD-6H, CD-6MC, CM-15, CM-15A, CM-6, CM-E1, CM-E1-FTG, CM-E1-RF, CM-E1-RS, CM-S1, CX-6, EX-CO-1000P-O, GD-2B, TXP-T40, XNX-UTAV-RNCB1 [Honeywell, Macurco] [RS-485] [DATA INPUT] 8100 EC, C7233A, C7263A, CD-6G, CD-6H, CD-6MC, CM-15, CM-15A, CM-6, CM-E1, CM-E1-FTG, CM-E1-RF, CM-E1-RS, CM-S1, CX-6, EX-CO-1000P-O, GD-2B, XNX-UTAV-RNCB1
a7b29834-a071-4f3d-9683-6cffedad0f8a | CADGEN AUX POWER SUPPLY | CADGEN AUX POWER SUPPLY |  | North | Altronix |  | Auxilliary Power Supply |  |  |  | Assembly | TRUE | AL400ULXR | + | Power Supply Charger, Single Class 2 Output, 4A@12VDC, 3A@24VDC, 115VAC. Red | 1 | [6 empty] | FALSE | FALSE |  |  |  |  | #FFFF0000 | FA-CADGEN AUX POWER SUPPLY | 1 | FALSE | FALSE | FALSE | 212 | [8 empty] | 7,12,18,40 |  |  | 3 |  | TRUE | [5 empty] | DESKTOP-7EIEB7A\acont | 2022-02-08 06:22 | THOR\acont | 2024-09-08 17:27 | Cloned from Altronix AL1024ULX
e812623e-2692-4c98-a2ac-6d015ba21d4a | NFPA 170 STROBE CEILING |  |  | North | Hochiki |  | Strobe |  |  |  | Module | TRUE | RSSWP-24MCCH-FW |  | NOTIFICATION, STROBE, WHITE, CEILING, 115CD/177CD, WP | 1 | 0 | 0.3 |  |  |  |  | FALSE | TRUE |  | *Refer to Install Sheet |  |  | #FF0070C0 | FA-NFPA 170 STROBE CEILING | 1 | FALSE | FALSE | FALSE | 2022 | [13 empty] | FALSE |  |  | C¦WP |  |  |  |  | THOR\acont | 2024-09-08 17:27 |  | [Eaton Wheelock, Hochiki] [NAC] RSSWP-24MCCH-FR (C), RSSWP-24MCCH-FW (C)
3e969198-6731-4b0e-baa7-6d078d8fb643 |  |  |  | North | NAPCO |  | Cards & Components |  |  |  | Card | TRUE | SLE-MAX2-CFB MAIN BOARD |  |  | 1 | 0.085 | 0.325 |  |  |  |  | TRUE | [5 empty] | #FFFFFFFF |  |  | FALSE | FALSE | FALSE | [20 empty] | XPS-17-9710\August | 2024-04-27 06:24 | THOR\acont | 2024-10-09 10:48 | Cloned from NAPCO SLE-MAX2-FIRE MAIN BOARD | [NAPCO, Potter] [DACT] [#2 DACT] IntelliCom-5GA, IntelliCom-5GV, SLE/4G-CDMA-CFB, SLE/4G-CDMA-CFB-PS, SLE/4G-CDMA-FIRE, SLE/4G-CDMAI-FIRE, SLE-CDMA-CFB, SLE-CDMA-CFB-PS, SLE-CDMA-FIRE, SLE-CDMAI-FIRE, SLE-LTEA-CFB-PS Main Card, SLE-LTEAI-CFB-PS Main Card [NAPCO, Potter] [AUX POWER] [*] CDMA-FIRE, IntelliCom-5GA, IntelliCom-5GV, SLE/4G-CDMA-CFB, SLE/4G-CDMA-CFB-PS, SLE/4G-CDMA-FIRE, SLE/4G-CDMAI-FIRE, SLE-CDMA-CFB, SLE-CDMA-CFB-PS, SLE-CDMA-FIRE, SLE-CDMAI-FIRE, SLE-LTEV-CB, SLE-LTEV-CB-TF, SLE-LTEV-CFB, [NAPCO] [AUX POWER] SLE-MAX2-CFB MAIN BOARD, SLE-MAX2-FIRE MAIN BOARD [NAPCO] [IDC] 04 [INPUT #2] SLE-MAX2-CFB MAIN BOARD, SLE-MAX2-CFBPS MAIN BOARD, SLE-MAX2-FIRE MAIN BOARD [NAPCO] [IDC] 05 [INPUT #2] SLE-MAX2-CFB MAIN BOARD, SLE-MAX2-CFBPS MAIN BOARD, SLE-MAX2-FIRE MAIN BOARD [NAPCO] [IDC] 07 [INPUT #2] SLE-MAX2-CFB MAIN BOARD, SLE-MAX2-CFBPS MAIN BOARD, SLE-MAX2-FIRE MAIN BOARD [NAPCO] [IDC] 06 [INPUT #2] SLE-MAX2-CFB MAIN BOARD, SLE-MAX2-CFBPS MAIN BOARD, SLE-MAX2-FIRE MAIN BOARD [NAPCO] [NAC Trigger] SLE-MAX2-CFB MAIN BOARD, SLE-MAX2-CFBPS MAIN BOARD, SLE-MAX2-FIRE MAIN BOARD [NAPCO, Potter] [DACT] [#1 DACT] IntelliCom-5GA, IntelliCom-5GV, SLE/4G-CDMA-CFB, SLE/4G-CDMA-CFB-PS, SLE/4G-CDMA-FIRE, SLE/4G-CDMAI-FIRE, SLE-CDMA-CFB, SLE-CDMA-CFB-PS, SLE-CDMA-FIRE, SLE-CDMAI-FIRE, SLE-LTEA-CFB-PS Main Card, SLE-LTEAI-CFB-PS Main Card
5e16ccc4-718d-4baa-854b-6d08fb26a543 | NFPA 170 AMPLIFIER RACK | RISER AMP |  | North | Hochiki |  | Amplifier |  |  |  | Assembly | TRUE | FNVDPS50/P (25V) | + | Distributed Panel, Single Channel, 50W, Fire Phone | 1 | [6 empty] | FALSE |  |  | *Refer to Install Sheet |  |  | #FFFF0000 | FA-NFPA 170 AMPLIFIER RACK | 1 | FALSE | FALSE | FALSE | 300 | [8 empty] | 7,12,18 |  |  |  | 50 | TRUE | [5 empty] | DESKTOP-7SAL8M7\acont | 2019-11-05 11:20 | THOR\acont | 2024-09-08 17:27 | Cloned from Evax HMX-DPS50/P
21aff4e5-01ae-4448-b4f5-6d0df700e958 | NFPA 170 DRY CHEMICAL MANUAL PULL |  |  | North | Block Definition Only |  | Manual Station |  |  |  | Module | TRUE | NFPA 170 DRY CHEMICAL MANUAL PULL |  | NFPA 170 DRY CHEMICAL MANUAL PULL | 1 | [12 empty] | #FFFF0000 | FA-NFPA 170 DRY CHEMICAL MANUAL PULL | 1 | FALSE | FALSE | FALSE | 954 | [19 empty] | AULAPTOP-PC\Aulaptop | 2020-03-26 07:41 | THOR\acont | 2024-09-08 17:27
5e3238f6-c9bb-4193-91c7-6d0ed9bd4174 | NFPA 170 GRAPHIC ANNUNCIATOR PANEL | RISER ANNUNCIATOR |  | North | Generic |  | Graphic Annunciator |  |  |  | Assembly | TRUE | GRAPHIC ANNUNCIATOR |  |  | 1 | [12 empty] | #FFFF0000 | FA-NFPA 170 GRAPHIC ANNUNCIATOR PANEL | 1 | FALSE | FALSE | FALSE | 256 | [19 empty] | DESKTOP-7SAL8M7\acont | 2020-09-14 12:26 | THOR\acont | 2024-09-08 17:27 | Cloned from Block Definition Only FA-FIRE-GRAPHIC ANN
4381714b-42ab-4a04-878f-6d30473aa694 | CADGEN GLASS BREAK |  |  | North | NAPCO |  | Glass Break Detector |  |  |  | Module | TRUE | GEMC-WL-GB | + | Gemini Commercial Wireless Glassbreak, Acoustic 25’ | 1 | [12 empty] | #FFFF0000 | FA-CADGEN GLASS BREAK | 1 | FALSE | FALSE | FALSE | [20 empty] | DESKTOP-7SAL8M7\acont | 2020-01-21 11:59 | THOR\acont | 2024-09-08 17:27 |  | [NAPCO] [WIRELESS BURG] GEMC-WL-DT, GEMC-WL-GB, GEMC-WL-PIR
10d48cab-8899-4d35-bd87-6d3049e19900 |  |  |  | North | Edwards |  | Hardware |  |  |  | Hardware | TRUE | MN-FNSFEDSM10K |  | SFP. Single mode fiber, FE, 0m to 10km, 9.5 dB fiber budget, 1310nm | 1 | [6 empty] | FALSE | [5 empty] | #FFFFFFFF |  |  | FALSE | FALSE | FALSE | [14 empty] | FALSE | [7 empty] | THOR\acont | 2024-10-09 10:48
29d80bac-4657-44e5-bfef-6d315440b655 | NFPA 170 NOTIFICATION CIRCUIT EXTENDER PANEL | RISER NAC |  | North | Kidde |  | Notification Circuit Extender Panel |  |  |  | Assembly | TRUE | APS10A/230 |  | Remote Auxiliary/Booster Power Supply, 10A, 230Vac, Red | 1 | [6 empty] | FALSE | [5 empty] | #FFFF0000 | FA-NFPA 170 NOTIFICATION CIRCUIT EXTENDER PANEL | 1 | FALSE | FALSE | FALSE | 212 | [8 empty] | 7,12,18,65 |  |  |  |  | TRUE | [5 empty] | DESKTOP-7SAL8M7\acont | 2020-01-02 07:57 | THOR\acont | 2024-09-08 17:27 | Cloned from Edwards APS10A/230
47c132e3-6d5f-40d9-934b-6d3b13875029 | NFPA 170 FLAME DETECTOR |  |  | North | Spectrex |  | Flame Detector |  |  |  | Module | TRUE | 40/40L-LB | ++ | Spectrex SharpEye UV/IR Flame Detector | 1 | 0.09 | 0.13 |  |  |  |  | TRUE | [5 empty] | #FFFF0000 | FA-NFPA 170 FLAME DETECTOR | 1 | FALSE | FALSE | FALSE | 1401 | [16 empty] | XP |  |  | DESKTOP-7EIEB7A\acont | 2023-07-10 09:16 | THOR\acont | 2024-09-08 17:27 | Cloned from Spectrex 40/40D-L4B | [Spectrex] [IDC] [#3 SUPERVISORY] 40/40D-L4B, 40/40L-LB [Spectrex] [IDC] [#2 FAULT] 40/40D-L4B, 40/40L-LB [Spectrex] [IDC] 04 40/40D-L4B, 40/40L-LB [Spectrex] [IDC] [#1 ALARM] 40/40D-L4B, 40/40L-LB [Spectrex] [AUX POWER] [*] 40/40D-L4B, 40/40L-LB
4d0a48c5-7c3a-4817-92b8-6d4975a51323 |  |  |  | North | Bosch | [5 empty] | Module | TRUE | RUR 1334545 - 404755 | * | FO1U303160 AUTODOME 5000 HD 720P | 1 | [12 empty] | #FFFFFFFF |  |  | FALSE | FALSE | FALSE | [20 empty] | DESKTOP-7EIEB7A\acont | 2021-08-13 06:25 | THOR\acont | 2024-10-09 10:48
e7404066-0b3d-427a-aca0-6d4d06b9b850 |  |  |  | North | Edwards |  | Cards & Components |  |  |  | Card | TRUE | 2-16R |  | OBSOLETE - 16 Red LED Annunciator Module | 1 | [6 empty] | TRUE | [5 empty] | #FFFFFFFF |  |  | FALSE | FALSE | FALSE | [14 empty] | FALSE | [7 empty] | THOR\acont | 2024-10-09 10:48
f5e8a946-1624-49c8-856a-6d4dea883663 | NFPA 170 HORN |  |  | North | Autocall |  | Horn |  |  |  | Module | TRUE | A49CMT-APPLW | + | Multi-Tone Horns; SmartSync Controlled or Free-run; with 520 Hz output, Non-Addressable, Specify Cover | 1 | 0 | 0 |  |  |  |  | TRUE | [5 empty] | #FF0070C0 | FA-NFPA 170 HORN | 1 | FALSE | FALSE | FALSE | 2012 | [19 empty] | DESKTOP-7EIEB7A\acont | 2022-02-21 22:12 | THOR\acont | 2024-09-08 17:27 | Cloned from Autocall A49CMT-APPLW-BA | [Autocall, Simplex] [NAC] [23VDC, STEADY LOW, 520 HZ] 49CMT-APPLW, 49CMT-APPLW-BA, A49CMT-APPLW, A49CMT-APPLW-BA [Autocall, Simplex] [NAC] [23VDC, STEADY HIGH, 520 HZ] 49CMT-APPLW, 49CMT-APPLW-BA, A49CMT-APPLW, A49CMT-APPLW-BA
95165357-e3b1-40f3-8e4b-6d5b71708ba4 |  |  |  | North | Edwards |  | Hardware |  |  |  | Hardware | TRUE | G4AVRF-FR-CVR | ++ | Replacement Appliance Cover, Horn Strobe, Red, FEU | 1 | [12 empty] | #FFFFFFFF |  |  | FALSE | FALSE | FALSE | [20 empty] | THOR\acont | 2024-06-05 08:48 | THOR\acont | 2024-10-09 10:48 | Cloned from Edwards G4VRF-FR-CVR
d8789b4e-7eec-49ad-a7fd-6d68d91c81d4 | NFPA 170 SMOKE CO DETECTOR |  |  | North | Potter |  | Smoke/CO Detector |  |  |  | Module | TRUE | PAD200-PCD w/PAD100-6DB | + | Photoelectric Smoke/CO Detector with 6" Standard Base | 1 | 0.0003 | 0.0003 |  |  |  |  | FALSE | TRUE |  |  |  |  | #FFFF0000 | FA-NFPA 170 SMOKE CO DETECTOR | 1 | FALSE | FALSE | FALSE | 1411 | [13 empty] | FALSE |  |  | 6DB |  |  | DESKTOP-7EIEB7A\acont | 2022-01-27 14:46 | THOR\acont | 2024-09-08 17:27 | Cloned from Potter PAD200-PHD w/PAD100-6DB | [Potter] [SLC PAD] [*] [#2 SHARED ADDR ¦ SENSORS] PAD100-CD w/PAD100-4DB, PAD100-CD w/PAD100-6DB, PAD100-CD w/PAD100-IB, PAD100-CD w/PAD100-LFSB, PAD100-CD w/PAD100-RB, PAD100-CD w/PAD100-SB, PAD100-CD w/PAD100-SPKB, PAD100-DUCT (C), PAD100-DUCTR (C), PA
4f1d18ca-2ce9-4be0-9bc6-6d6e9b5536b8 |  |  |  | North | Autocall |  | Cards & Components |  |  |  | Card | TRUE | A100-3204 |  | Relay Module 4 DPDT with feedback 2A | 1 | 0.015 | 0.175 |  |  |  |  | TRUE | [5 empty] | #FFFFFFFF |  |  | FALSE | FALSE | FALSE | [20 empty] | DESKTOP-0D6CQVA\lousc | 2019-07-06 15:12 | THOR\acont | 2024-10-09 10:48 | Cloned from AutoCall A100-3202 |  | [Autocall] A100-3202, A100-3204
1806269d-376a-4400-91a5-6d70b10f25ca | NFPA 170 SPEAKER STROBE |  |  | North | Monaco Enterprises |  | Speaker/Strobe |  |  |  | Module | TRUE | 580-086-01 |  | SPEAKER/STROBE,WHITE,SQUARE,15-115 CANDELA,1/4 TO 2 WATT,FIRE | 1 | 0 | 0.181 |  |  |  |  | FALSE | FALSE |  |  |  |  | #FF0070C0 | FA-NFPA 170 SPEAKER STROBE | 1 | FALSE | FALSE | FALSE | 2019 | [13 empty] | FALSE | [5 empty] | DESKTOP-7SAL8M7\acont | 2020-03-02 16:37 | THOR\acont | 2024-09-08 17:27 | Cloned from System Sensor SPSW | [Monaco Enterprises] [AUDIO 70.7v] [70V AUDIO] 580-086-01, 580-087-00, 580-088-00 [Monaco Enterprises] [AUDIO 25v] [25V AUDIO] 580-086-01, 580-087-00, 580-088-00 [Monaco Enterprises] [NAC] 580-086-01, 580-087-00, 580-088-00
59b8bce1-1bc6-4020-996e-6d7205827cca | NFPA 170 FIRE ALARM CONTROL UNIT | RISER FACP |  | North | Hochiki |  | Fire Alarm Control Unit |  |  |  | Assembly | TRUE | LAA03K1-64 |  | FireNET L@TITUDE Analog Addressable Fire Alarm Control Panel, 8 Slot Deep Plex-Door Enclosure, 10.25 A Auto Voltage, 2-Loop Panel Module, Hochiki Protocol, Network Module, and Media Gateway™, Black, Printer / 48 Zone LEDs | 1 | [6 empty] | FALSE |  |  | *Refer to Install Sheet | 16.5in (W) x 23.2in (H) x 8in (D) | KM5FCRD (Optional Semi-Flush Mounting Kit) | #FFFF0000 | FA-NFPA 170 FIRE ALARM CONTROL UNIT | 1 | FALSE | FALSE | FALSE | 202 | [8 empty] | 7,12,18,28,33,40 |  |  | 10.25 |  | TRUE | [5 empty] | DESKTOP-GHR3H5U\Anthony | 2019-11-27 07:05 | THOR\acont | 2024-09-08 17:27
a55a2b8c-b34a-4bca-993a-6d76b184ab48 | NFPA 170 STROBE WALL |  |  | North | Hochiki |  | Strobe |  |  |  | Module | TRUE | RSSWP-2475W-AR | ++ | NOTIFICATION, STROBE, RED, AGENT WALL, WP | 1 | 0 | 0.138 |  |  |  |  | FALSE | FALSE |  |  |  |  | #FF0070C0 | FA-NFPA 170 STROBE WALL | 1 | FALSE | FALSE | FALSE | 2023 | [13 empty] | FALSE |  |  | WP |  |  | DESKTOP-7EIEB7A\acont | 2023-08-22 14:58 | THOR\acont | 2024-09-08 17:27 | Cloned from Hochiki RSSWP-2475W-FR | [Eaton Wheelock, Hochiki] [NAC] [UL1971] RSSWP-2475W-AR, RSSWP-2475W-FR, RSSWP-2475W-FW
c80f3b5f-6bad-4e66-a4c3-6d7776a2c06c | NFPA 170 FIRE ALARM COMMUNICATOR |  |  | North | Monaco Enterprises |  | Cards & Components |  |  |  | Card | TRUE | 227-618-00 | + | BT-X iButton Keypad | 1 | 0.05 | 0.05 |  |  |  |  | FALSE | [5 empty] | #FFFF0000 | FA-NFPA 170 FIRE ALARM COMMUNICATOR | 1 | FALSE | FALSE | FALSE | 251 | [8 empty] | 7 |  |  |  |  | TRUE | [5 empty] | DESKTOP-7EIEB7A\acont | 2021-11-02 12:15 | THOR\acont | 2024-09-08 17:27 | Cloned from Monaco Enterprises 176-206-xx | [Monaco Enterprises] [RELAY] 176-206-xx, 176-208-00, 176-212-00, 176-214-00, 227-44x-xx, 227-600-xx, 227-600-xx w/BT-XM Upgrade, 227-618-00, 227-623-xx, 227-630-xx, 803-119-01
f4aac357-b975-441b-b52a-6d79a5ad1792 | NFPA 170 HEAT DETECTOR |  |  | North | Block Definition Only |  | Heat Detector |  |  |  | Module | TRUE | NFPA 170 HEAT DETECTOR |  | NFPA 170 HEAT DETECTOR | 1 | [12 empty] | #FFFF0000 | FA-NFPA 170 HEAT DETECTOR | 1 | FALSE | FALSE | FALSE | 1403 | [19 empty] | AULAPTOP-PC\Aulaptop | 2020-03-26 07:41 | THOR\acont | 2024-09-08 17:27
dc5a23a1-163c-48f7-a1bd-6d7b3773a6de | CADGEN AUX POWER SUPPLY |  |  | North | Bosch |  | Auxilliary Power Supply |  |  |  | Assembly | TRUE | B520 | ++ | Auxiliary power supply Assembly, SDI2 | 1 | [6 empty] | FALSE | FALSE |  |  |  |  | #FFFF0000 | FA-CADGEN AUX POWER SUPPLY | 1 | FALSE | FALSE | FALSE | [9 empty] | 7,18 | 1 | 18 |  |  | TRUE | [5 empty] | DESKTOP-7EIEB7A\acont | 2022-07-26 08:32 | THOR\acont | 2024-09-08 17:27 | Cloned from Bosch IPP-AL400-ULKT3
cbd8436a-241d-4590-a905-6d7e90a826c7 |  |  |  | North | Siemens | [5 empty] | Module | TRUE | TPR-300 | 500-837024 | TPR-300 POLARITY REVERSAL / CITY TIE | 1 | [12 empty] | #FFFFFFFF |  |  | FALSE | FALSE | FALSE | [20 empty] | DESKTOP-7SAL8M7\acont | 2019-08-13 09:04 | THOR\acont | 2024-10-09 10:48
487db853-3446-4f27-b688-6d7fc0c7e246 |  |  |  | North | Notifier |  | Cards & Components |  |  |  | Card | TRUE | DAX-3525 | + | 120 VAC Digital Audio Amplifier (35 W, 25 VRMS), Max Alarm Current | 1 | 0.275 | 2.64 |  |  |  |  | TRUE |  | SURFACE |  | PROVIDED ("WX"HX"D) | N/A | #FFFFFFFF |  |  | FALSE | FALSE | FALSE |  |  |  | 7165-0028:0234 | [5 empty] | 7,12,18,26 |  |  |  | 35 | FALSE | [5 empty] | DESKTOP-7EIEB7A\acont | 2021-03-01 14:26 | THOR\acont | 2024-10-09 10:48 | Cloned from Notifier DAA2-7525 Main Board | [Notifier] [RS-485] [DAL] DAX-3525, DAX-3570, DAX-5025, DAX-5070 [Notifier] [NAC Trigger] [ALARM BUS] DAA2-5025, DAA2-5070, DAA2-7525, DAX-3525, DAX-3570, DAX-5025, DAX-5070, DS-DB, DVC-EM | [Notifier] DAX-3525 [Notifier] DAX-3525, DAX-3570, DAX-5025, DAX-5070
b5418e4f-cfcc-4c24-beff-6d80c4ee2573 | NFPA 170 STROBE WALL |  |  | North | Potter |  | Strobe |  |  |  | Module | TRUE | SLP-24PWW-WP |  | Outdoor Strobe, Fixed 75 Candela, Low Profile Enclosure, Off-White-Plain | 1 | 0 | 0.17 |  |  |  |  | FALSE | [5 empty] | #FF0070C0 | FA-NFPA 170 STROBE WALL | 1 | FALSE | FALSE | FALSE | 2023 | [13 empty] | FALSE |  |  | WP |  |  |  |  | THOR\acont | 2024-09-08 17:27 |  | [Potter] [NAC] [UL MAX] S-24PWR-WP, S-24PWW-WP, SLP-24PWR-WP, SLP-24PWW-WP, SLP-24WR-WP, SLP-24WW-WP [Potter] [NAC] [24 VDC] S-24PWR-WP, S-24PWW-WP, S-24WR-WP, S-24WW-WP, SLP-24PWR-WP, SLP-24PWW-WP, SLP-24WR-WP, SLP-24WW-WP
66d7173b-b5bf-4fee-a81f-6d87f0c2c13c |  |  |  | North | Bosch | [5 empty] | Module | TRUE | VDA-455UTP | * | BNC TO UTP TRANSCEIVER MODULE 0000075400 | 1 | [12 empty] | #FFFFFFFF |  |  | FALSE | FALSE | FALSE | [20 empty] | DESKTOP-7EIEB7A\acont | 2021-08-13 06:25 | THOR\acont | 2024-10-09 10:48
e745624c-2596-4311-acb2-6d884ee94c3b | KEY SWITCH |  |  | North | Potter |  | Switch |  |  |  | Module | TRUE | RCDS-1 |  | Releasing Circuit Disable Switch | 1 | 0.01 | 0.01 |  |  |  |  | FALSE | [5 empty] | #FFFF0000 | FA-KEY SWITCH | 1 | FALSE | FALSE | FALSE | [14 empty] | FALSE |  |  | REL |  |  |  |  | THOR\acont | 2024-09-08 17:27 |  | [Potter] [IDC] 05 CF-135EWT, CF-200EWT, CR-135EWT, CR-200EWT, RCDS-1, RCDS-2001 [Potter] [AUX POWER] [*] [#2 AUX] RCDS-1, RCDS-2001 [Potter] [AUX POWER, RELEASING] [*] [INPUT TYPE] RCDS-1, RCDS-2001 [Potter] [AUX POWER] [*] [#1 AUX] RCDS-1, RCDS-2001
6240b1b7-0f3f-4029-8af2-6d8888a7a986 | NFPA 170 SMOKE DETECTOR |  |  | North | Notifier |  | Smoke Detector |  |  |  | Module | TRUE | FSP-951-SELFT w/B200S-LF-WH | ++ | White, low-profile intelligent self-testing photoelectric sensor, FlashScan only, low frequency sounder base | 1 | 0.0002 | 0.0045 |  |  |  |  | FALSE | TRUE | FLUSH |  | 4" SQ. DEEP | 3 "O" PLASTER RING | #FFFF0000 | FA-NFPA 170 SMOKE DETECTOR | 1 | FALSE | FALSE | FALSE | 1408 |  |  | 7272-0028:0206 | [10 empty] | FALSE |  |  | LF |  |  | DESKTOP-QGO6JOK\acont | 2021-06-02 08:51 | THOR\acont | 2024-09-08 17:27 | Cloned from Notifier FSP-951-SELFT w/B300-6 | [Honeywell, Notifier, System Sensor] [SLC MODULES SENSORS] [*] [#2 SHARED ADDR ¦ SENSORS] 2251B (C), 2251-COPTIR (C), 2251-COPTIR w/B200S-WH (C), 2251TB (C), 2251TMB (C), 5251B (C), 5251B-WP (C), 5251H (C), 5251RB (C), 5251RB-WP (C), 7251 (C), 7251DH (C) [Notifier] [AUX POWER] [16VDC, HIGH VOLUME] B200S-LF-WH, FCO-851 w/B200S-LF (C), FCO-951 w/B200S-LF-WH (C), FPC-951 w/B200S-LF-IV (C), FPC-951 w/B200S-LF-WH (C), FPTI-951 w/B200S-LF-IV (C), FPTI-951 w/B200S-LF-WH (C), FSCO-951 w/B200S-LF-IV (C), FSCO-951 [Notifier] [AUX POWER] [16VDC, LOW VOLUME] B200S-LF-WH, FCO-851 w/B200S-LF (C), FCO-951 w/B200S-LF-WH (C), FPC-951 w/B200S-LF-IV (C), FPC-951 w/B200S-LF-WH (C), FPTI-951 w/B200S-LF-IV (C), FPTI-951 w/B200S-LF-WH (C), FSCO-951 w/B200S-LF-IV (C), FSCO-951 [Honeywell, Notifier, System Sensor] [SLC SENSORS] [*] [#4 TYPE ADDR ¦ SENSORS] 2251B (C), 2251-COPTIR (C), 2251-COPTIR w/B200S-WH (C), 2251TB (C), 2251TMB (C), 5251B (C), 5251B-WP (C), 5251H (C), 5251RB (C), 5251RB-WP (C), 7251 (C), 7251DH (C), DH200LP
17839429-4f98-49a6-b7c3-6d8e318a955a |  |  |  | North | Advanced |  | Hardware |  |  |  | Hardware | TRUE | Mxp-518 | ++ | Access enable key switch for Mx-5010/5020/5030 | 1 | [6 empty] | TRUE | [5 empty] | #FFFFFFFF |  |  | FALSE | FALSE | FALSE | [20 empty] | DESKTOP-7EIEB7A\acont | 2023-02-13 07:19 | THOR\acont | 2024-10-09 10:48 | Cloned from Advanced Mxp-515 CLONED CLONED
34ecb5cf-b157-4905-b553-6d98d1aaeb47 | NFPA 170 SPEAKER STROBE |  |  | North | Hochiki |  | Speaker/Strobe |  |  |  | Module | TRUE | HSSPK24WLPR |  | Speaker/Strobe, 24 VDC, Wall Mount, Red | 1 | 0 | 0.137 |  |  |  |  | FALSE | FALSE |  | *Refer to Install Sheet |  |  | #FF0070C0 | FA-NFPA 170 SPEAKER STROBE | 1 | FALSE | FALSE | FALSE | 2019 | [13 empty] | FALSE | [5 empty] | DESKTOP-7SAL8M7\acont | 2019-12-02 10:06 | THOR\acont | 2024-09-08 17:27 | Cloned from Gentex SSPK24WLPR | [Hochiki] [NAC] [24 VDC] HSSPK24WLPPR, HSSPK24WLPPW, HSSPK24WLPR, HSSPK24WLPW [Gentex, Hochiki] [NAC] [UL MAX] HSSPK24WLPPR, HSSPK24WLPPW, HSSPK24WLPR, HSSPK24WLPW, SSPK24AWR, SSPK24AWW, SSPK24CR (C), SSPK24CW (C), SSPK24WLPR, SSPK24WLPW [Gentex, Hochiki, Potter] [AUDIO 25v] [25V AUDIO] CSPKSTR-24AR (C), CSPKSTR-24AW (C), CSPKSTR-24BR (C), CSPKSTR-24BW (C), CSPKSTR-24GR (C), CSPKSTR-24GW (C), CSPKSTR-24RR (C), CSPKSTR-24RW (C), FASPKR-R (C), FASPKR-W (C), FASPKR-WR, FASPKR-WW, FASPK-WPR, [Gentex, Hochiki, Potter] [AUDIO 70.7v] [70V AUDIO] CSPKSTR-24AR (C), CSPKSTR-24AW (C), CSPKSTR-24BR (C), CSPKSTR-24BW (C), CSPKSTR-24GR (C), CSPKSTR-24GW (C), CSPKSTR-24RR (C), CSPKSTR-24RW (C), FASPKR-R (C), FASPKR-W (C), FASPKR-WR, FASPKR-WW, FASPK-WP
fa4366ab-b93c-4eda-bbd1-6d9ca89b6ec5 | NFPA 170 STROBE CEILING |  |  | North | Kidde |  | Strobe |  |  |  | Module | TRUE | EGCVHRN |  | Strobe, running man, red, None, high cd | 1 | [6 empty] | FALSE | TRUE |  |  |  |  | #FF0070C0 | FA-NFPA 170 STROBE CEILING | 1 | FALSE | FALSE | FALSE | 2022 | [13 empty] | FALSE |  |  | C |  |  | XPS-17-9710\August | 2024-10-18 14:34 |  |  | Cloned from Edwards GCVHRN | [Edwards, Kidde] [NAC] [24 VDC] EGCSVHRF (C), EGCSVHRF-FR (C), EGCSVHRF-SP (C), EGCSVHRN (C), EGCSVHWA (C), EGCSVHWF (C), EGCSVHWF-FR (C), EGCSVHWF-SP (C), EGCSVHWN (C), EGCVHRF (C), EGCVHRF-FR (C), EGCVHRF-SP (C), EGCVHRN (C), EGCVHWA (C), [Edwards, Kidde] [NAC] [24 FWR] EGCSVHRF (C), EGCSVHRF-FR (C), EGCSVHRF-SP (C), EGCSVHRN (C), EGCSVHWA (C), EGCSVHWF (C), EGCSVHWF-FR (C), EGCSVHWF-SP (C), EGCSVHWN (C), EGCVHRF (C), EGCVHRF-FR (C), EGCVHRF-SP (C), EGCVHRN (C), EGCVHWA (C),
72124dc5-a8f3-4f12-86ca-6dab0c45cbf5 |  |  |  | North | Notifier |  | Cards & Components |  |  |  | Card | TRUE | MPS-24B | + | The MPS-24B is an optional power supply for the System 5000 or XP Transponder microprocessor-controlled fire alarm systems | 1 | 0 | 0 | 2 |  |  |  | TRUE | FALSE |  |  |  |  | #FFFFFFFF |  |  | FALSE | FALSE | FALSE | [12 empty] | 6 |  | FALSE | [5 empty] | DESKTOP-7EIEB7A\acont | 2023-02-03 08:49 | THOR\acont | 2024-10-09 10:48 | Cloned from Notifier MPS-24A |  | [Notifier] MPS-24, MPS-24A, MPS-24B
746249c7-bcb7-4a29-948d-6dac39ff1f75 | NFPA 170 HORN STROBE |  |  | North | Eaton Wheelock |  | Horn/Strobe |  |  |  | Module | TRUE | STH-S |  | Loud Speaker, 1 to 15 watt, 25/70 Vrms | 1 | [6 empty] | FALSE | FALSE |  |  |  |  | #FF0070C0 | FA-NFPA 170 HORN STROBE | 1 | FALSE | FALSE | FALSE | 2012 | [13 empty] | FALSE | [7 empty] | THOR\acont | 2024-09-08 17:27 |  | [Eaton Wheelock] [AUDIO 70.7v] [70V AUDIO] STH-15S, STH-15SR, STH-4R (C), STH-4R24MCCH (C), STH-S, STH-SR [Eaton Wheelock] [AUDIO 25v] [25V AUDIO] STH-15S, STH-15SR, STH-4R (C), STH-4R24MCCH (C), STH-S, STH-SR
6ddefa93-2c60-48fb-9ff9-6dac5cc114f6 |  |  |  | North | Bosch | [5 empty] | Module | TRUE | E70-24MCW-FW | * | NO ACT SPK STR 24V VARC WALL WHT | 1 | [12 empty] | #FFFFFFFF |  |  | FALSE | FALSE | FALSE | [22 empty] | THOR\acont | 2024-10-09 10:48 |  | [Bosch, Eaton Wheelock] [AUDIO 70.7v] [70V AUDIO] E70-24MCW-FR, E70-24MCW-FW, E70-24MCW-FW, E70-24MCWH-FR, E70-24MCWH-FW, E70-24W-FR, E90-24MCWH-FR, E90-24MCWH-FW [Bosch, Eaton Wheelock, Hochiki] [NAC] [UL MAX DC] E70-24MCW-FR, E70-24MCW-FW, E70-24MCW-FW, ET70-24MCW-FR, ET70-24MCW-FR, ET70-24MCW-FW [Bosch, Eaton Wheelock] [AUDIO 25v] [25V AUDIO] E70-24MCW-FR, E70-24MCW-FW, E70-24MCW-FW, E70-24MCWH-FR, E70-24MCWH-FW, E70-24W-FR, E90-24MCWH-FR, E90-24MCWH-FW [Bosch, Eaton Wheelock, Hochiki] [NAC] [UL MAX FWR] E70-24MCW-FR, E70-24MCW-FW, E70-24MCW-FW, ET70-24MCW-FR, ET70-24MCW-FR, ET70-24MCW-FW
db1c581a-6dfb-40df-a5c3-6dbbcd8618a5 |  |  |  | North | Edwards |  | Cards & Components |  |  |  | Card | TRUE | 3-EASC-E |  | Escape Series Single Loop Controller | 1 | 0.238 | 0.534 |  |  |  |  | TRUE | [5 empty] | #FFFFFFFF |  |  | FALSE | FALSE | FALSE | [14 empty] | FALSE | [7 empty] | THOR\acont | 2024-10-09 10:48
d784c271-ac8b-48a0-96bc-6dbedde9da69 | NFPA 170 HEAT DETECTOR |  |  | North | Notifier |  | Heat Detector |  |  |  | Module | TRUE | 302-EPM-194 | ++ | Heat Detector, 194°F (90°C) | 1 | [6 empty] | FALSE | TRUE |  |  |  |  | #FFFF0000 | FA-NFPA 170 HEAT DETECTOR | 1 | FALSE | FALSE | FALSE | 1403 | [13 empty] | FALSE | [7 empty] | THOR\acont | 2024-09-08 17:27 | 20191121 AC Detector without base | [Chemtronics, Firelite, MIRCOM, Notifier, System Sensor] [IDC] 01 [*] [IDC 2-WIRE ++] 1151 (C), 1151EIS (C), 1400 (C), 1451 (C), 1451DH (C), 1451DHHT (C), 2100AT (C), 2100S (C), 2100TR (C), 2100TS (C), 2151 w/B110LP (C), 2151 w/B116LP (C), 2151 w/B401 (C
95d679d4-3f2d-4e70-bd71-6dc2ff34647f | NFPA 170 REMOTE ANNUNCIATOR | RISER ANNUNCIATOR |  | North | Hochiki |  | Remote Annunciator |  |  |  | Module | TRUE | FN-LCD-N | LCD NETWORK ANNUNCIATOR RED | LCD NETWORK ANNUNCIATOR RED | 1 | 0.15 | 0.27 |  |  |  |  | TRUE |  |  | *Refer to Install Sheet | 14.5” W x 10” H x 3.3” D |  | #FFFF0000 | FA-NFPA 170 REMOTE ANNUNCIATOR | 1 | FALSE | FALSE | FALSE | 255 | [19 empty] | DESKTOP-0D6CQVA\lousc | 2019-09-24 08:42 | THOR\acont | 2024-09-08 17:27 |  | [Hochiki] [AUX POWER] FN-LCD-N [AutoPulse, Hochiki, VES] [RS-485] [Network] 542R (433607), FN2127US0ERS120, FN-2127US0ERS-220, FN2127US1ERS120, FN-2127US1ERS-220, FN4127US0ERS120, FN-4127US0ERS-220, FN4127US1ERS120, FN-4127US1ERS-220, FN-LCD-N, FN-LCD-S, FNP-1127, FNP-1127ES0EGS-120,
b3610b9c-e602-4345-a807-6dce7813970d |  |  |  | North | Kidde | [5 empty] | Module | TRUE | GSA-IB4 |  | Signature mounting base with fault isolator, includes GSA-TS trim skirt | 1 | [6 empty] | FALSE | [5 empty] | #FFFFFFFF |  |  | FALSE | FALSE | FALSE | [14 empty] | FALSE | [5 empty] | AULAPTOP-PC\Aulaptop | 2018-09-03 13:55 | THOR\acont | 2024-10-09 10:48
994d7dd8-1589-40ab-b992-6dd0ab5edb22 | NFPA 170 HEAT DETECTOR |  |  | North | MIRCOM |  | Heat Detector |  |  |  | Module | TRUE | MIX-5351HAP w/B200SR-WH | ++ | Intelligent High Temperature Heat Detector, Fixed Temperature, White - UL, Sounder Base | 1 | 0.0002 | 0.0045 |  |  |  |  | FALSE | TRUE |  |  |  |  | #FFFF0000 | FA-NFPA 170 HEAT DETECTOR | 1 | FALSE | FALSE | FALSE | 1403 | [13 empty] | FALSE |  |  | 190° FT |  |  | DESKTOP-7EIEB7A\acont | 2023-05-25 09:37 | THOR\acont | 2024-09-08 17:27 | Cloned from MIRCOM MIX-5351RAP w/B200SR-WH | [MIRCOM, Monaco Enterprises] [AUX POWER] 721-121-00 w/B200SR-WH (C), 721-124-00 w/B200SR-WH (C), 722-121-00 w/B200SR-WH (C), 722-406-00 w/B200SR-WH (C), 723-345-00 w/B200SR-WH (C), 723-353-00 w/B200SR-WH (C), 723-361-00 w/B200SR-WH (C), MIX-1251AP w/B200 [MIRCOM] [SLC MODULES SENSORS] [*] [#2 SHARED ADDR ¦ SENSORS] DNR w/MIX-2251BR (C), DNR w/MIX-2351RAP (C), MIX-1251AP w/B200SR-LF-WH (C), MIX-1251AP w/B200SR-WH (C), MIX-1251AP w/B210LP (C), MIX-1251AP w/B224RB-WH (C), MIX-1251AP w/B501 (C), MIX-1251B w/ [MIRCOM] [SLC SENSORS] [*] [#4 TYPE ADDR ¦ SENSORS] DNR w/MIX-2251BR (C), DNR w/MIX-2351RAP (C), MIX-1251AP w/B200SR-LF-WH (C), MIX-1251AP w/B200SR-WH (C), MIX-1251AP w/B210LP (C), MIX-1251AP w/B224RB-WH (C), MIX-1251AP w/B501 (C), MIX-1251B w/B200SR-LF-
35b5ca04-7df8-4b1b-b143-6ddd871288e2 | NFPA 170 FIRE ALARM CONTROL UNIT | RISER FACP |  | North | Monaco Enterprises |  | Fire Alarm Control Unit |  |  |  | Assembly | TRUE | 227-968-CE |  | MAAP-X point reporting, addressable, fire alarm control, mass notification, voice evacuation panel, integrated radio transceiver—single comm, Europe:  One AAC II backplane for ADCs/SOCs One ADC supporting 198 addressable devices One SOC, 25 VAC RMS, 32W audio output NEMA 4X surface-mount red enclosure24" H x 24" W x 8" D Two 12V/18 Ah batteries | 1 | [12 empty] | #FFFF0000 | FA-NFPA 170 FIRE ALARM CONTROL UNIT | 1 | FALSE | FALSE | FALSE | 202 | [13 empty] | TRUE | [5 empty] | AULAPTOP-PC\Aulaptop | 2019-04-20 03:50 | THOR\acont | 2024-09-08 17:27
6fdedfab-76d0-4874-b0cd-6dde28bd19c3 |  |  |  | North | Edwards |  | Hardware |  |  |  | Hardware | TRUE | SD-RJ15 |  | SuperDuct, RJ45 wiring harness kit - 15 ft | 1 | [6 empty] | FALSE | [5 empty] | #FFFFFFFF |  |  | FALSE | FALSE | FALSE | [14 empty] | FALSE | [7 empty] | THOR\acont | 2024-10-09 10:48
2b38670f-d06b-4548-838b-6dde72c4b89e | NFPA 170 EM SPEAKER STROBE WALL |  |  | North | Siemens |  | Speaker/Strobe |  |  |  | Module | TRUE | SET-CMC-W-MNS-ALERT | S54301-Z95-A1 | MNS Clear Speaker Strobe, multi Candela: Wall Mount, White − ‘ALERT’ | 1 | [12 empty] | #FF0070C0 | FA-NFPA 170 EM SPEAKER STROBE WALL | 1 | FALSE | FALSE | FALSE | 2006 | [19 empty] | DESKTOP-7SAL8M7\acont | 2019-08-13 09:04 | THOR\acont | 2024-09-08 17:27 | B,T | [Siemens] [NAC] [VDC WALL] SET-CMC-CR-MNS-ALERT (C), SET-CMC-CW-MNS-ALERT (C), SET-CMC-R-MNS-ALERT, SET-CMC-W-MNS-ALERT, ST-CMC-CR-MNS-ALRT (C), ST-CMC-CW-MNS-ALRT (C), ST-CMC-RETRO-R-MNS, ST-CMC-RETRO-W-MNS, ST-CMC-R-MNS-ALERT, ST-CMC-W-MNS-ALERT [Siemens] [AUDIO 25v] [25V AUDIO] SET-AMC-CR-MNS-ALERT (C), SET-AMC-CW-MNS-ALERT (C), SET-AMC-R-MNS-ALERT, SET-AMC-W-MNS-ALERT, SET-CMC-CR-MNS-ALERT (C), SET-CMC-CW-MNS-ALERT (C), SET-CMC-R-MNS-ALERT, SET-CMC-W-MNS-ALERT, SET-CR (C), SET-CW (C), SET-HMC- [Siemens] [NAC] [VFWR CEILING] SET-CMC-CR-MNS-ALERT (C), SET-CMC-CW-MNS-ALERT (C), SET-CMC-R-MNS-ALERT, SET-CMC-W-MNS-ALERT, ST-CMC-CR-MNS-ALRT (C), ST-CMC-CW-MNS-ALRT (C), ST-CMC-RETRO-R-MNS, ST-CMC-RETRO-W-MNS, ST-CMC-R-MNS-ALERT, ST-CMC-W-MNS-ALERT [Siemens] [NAC] [VFWR WALL] SET-CMC-CR-MNS-ALERT (C), SET-CMC-CW-MNS-ALERT (C), SET-CMC-R-MNS-ALERT, SET-CMC-W-MNS-ALERT, ST-CMC-CR-MNS-ALRT (C), ST-CMC-CW-MNS-ALRT (C), ST-CMC-RETRO-R-MNS, ST-CMC-RETRO-W-MNS, ST-CMC-R-MNS-ALERT, ST-CMC-W-MNS-ALERT [Siemens] [NAC] [VDC CEILING] SET-CMC-CR-MNS-ALERT (C), SET-CMC-CW-MNS-ALERT (C), SET-CMC-R-MNS-ALERT, SET-CMC-W-MNS-ALERT, ST-CMC-CR-MNS-ALRT (C), ST-CMC-CW-MNS-ALRT (C), ST-CMC-RETRO-R-MNS, ST-CMC-RETRO-W-MNS, ST-CMC-R-MNS-ALERT, ST-CMC-W-MNS-ALERT [Siemens] [AUDIO 70.7v] [70V AUDIO] SET-AMC-CR-MNS-ALERT (C), SET-AMC-CW-MNS-ALERT (C), SET-AMC-R-MNS-ALERT, SET-AMC-W-MNS-ALERT, SET-CMC-CR-MNS-ALERT (C), SET-CMC-CW-MNS-ALERT (C), SET-CMC-R-MNS-ALERT, SET-CMC-W-MNS-ALERT, SET-CR (C), SET-CW (C), SET-HM
b8f64c93-06bf-4081-9341-6def5d474221 |  |  |  | North | Bosch | [5 empty] | Module | TRUE | B96 | * | Trim Plate For B Series Keypads | 1 | [12 empty] | #FFFFFFFF |  |  | FALSE | FALSE | FALSE | [20 empty] | DESKTOP-7EIEB7A\acont | 2021-08-13 06:25 | THOR\acont | 2024-10-09 10:48
fa658516-b191-463f-a70a-6df152d7dd3f | NFPA 170 HORN STROBE CEILING |  |  | North | Kidde |  | Horn/Strobe |  |  |  | Module | TRUE | WG4WF-HVMC (C) |  | Outdoor rated horn-strobe, white with FIRE marking, clear lens | 1 | 0 | 0.297 |  |  |  |  | FALSE | TRUE |  |  |  |  | #FF0070C0 | FA-NFPA 170 HORN STROBE CEILING | 1 | FALSE | FALSE | FALSE | 2013 | [13 empty] | FALSE |  |  | C, WP |  |  | DESKTOP-7EIEB7A\acont | 2022-01-05 12:33 | THOR\acont | 2024-09-08 17:27 | Cloned from Edwards WG4WF-HVMC (C) | [Edwards, Kidde] [NAC] [24 VDC, CONTINUOUS] WG4RF-HVMC, WG4RF-HVMC (C) (C), WG4RN-HVMC, WG4RN-HVMC (C) (C), WG4WF-HVMC, WG4WF-HVMC (C) (C), WG4WN-HVMC, WG4WN-HVMC (C) (C) [Edwards, Kidde] [NAC] [16 VDC, CONTINUOUS] WG4RF-HVMC, WG4RF-HVMC (C) (C), WG4RN-HVMC, WG4RN-HVMC (C) (C), WG4WF-HVMC, WG4WF-HVMC (C) (C), WG4WN-HVMC, WG4WN-HVMC (C) (C) [Edwards, Kidde] [NAC] [16 VFWR, CONTINUOUS] WG4RF-HVMC, WG4RF-HVMC (C) (C), WG4RN-HVMC, WG4RN-HVMC (C) (C), WG4WF-HVMC, WG4WF-HVMC (C) (C), WG4WN-HVMC, WG4WN-HVMC (C) (C)
776878d7-d24b-49d6-85cd-6df5d40fce62 | NFPA 170 MANUAL PULL |  |  | North | NAPCO |  | Manual Station |  |  |  | Module | TRUE | FWC-CNV-PULL | ++ | Manual pull station, conventional | 1 | [6 empty] | TRUE | [5 empty] | #FFFF0000 | FA-NFPA 170 MANUAL PULL | 1 | FALSE | FALSE | FALSE | 957 | [19 empty] | THOR\acont | 2024-01-10 09:16 | THOR\acont | 2024-09-08 17:27 | Cloned from Firelite BG-12 | [NAPCO] [IDC] 02 [IDC ++] FWC-CNV-PULL, FWC-CNV-PULL2, FWC-CNV-PULL2K, FWC-CNV-PULLK
451971db-a551-4279-b37c-6dfc79ae175e |  |  |  | North | Bosch | [5 empty] | Module | TRUE | DS720I | * | DETECTOR MOTION TRI TECH PIR MW 90X70 LONG 300X15 | 1 | [12 empty] | #FFFFFFFF |  |  | FALSE | FALSE | FALSE | [20 empty] | DESKTOP-7EIEB7A\acont | 2021-08-13 06:25 | THOR\acont | 2024-10-09 10:48
0ad378ac-63cf-48cd-a369-6e03b8f58ea7 |  |  |  | North | Hochiki |  | Cards & Components |  |  |  | Card | TRUE | HCA-8D (8-ZONES) WITH DIALER Main Board | + | Main Board | 1 | 0.16 | 0.29 |  |  |  |  | TRUE | [5 empty] | #FFFFFFFF |  |  | FALSE | FALSE | FALSE | [20 empty] | DESKTOP-GHR3H5U\Anthony | 2019-11-26 15:53 | THOR\acont | 2024-10-09 10:48
59a95cde-0bf7-40a3-95fb-6e040772ed4b |  |  |  | North | Monaco Enterprises |  | Cards & Components |  |  |  | Card | TRUE | 227-245-xx MAIN BOARD |  |  | 1 | 0.13 | 0.13 |  |  |  |  | TRUE | [5 empty] | #FFFFFFFF |  |  | FALSE | FALSE | FALSE | [20 empty] | DESKTOP-7EIEB7A\acont | 2021-11-02 17:14 | THOR\acont | 2024-10-09 10:48 | Cloned from Monaco Enterprises 227-969-xx MAIN BOARD |  | [Monaco Enterprises] 227-245-xx MAIN BOARD
306c8bd6-ba7d-4677-a0a6-6e0feaf9374f | NFPA 170 STROBE WALL |  |  | North | Autocall |  | Strobe |  |  |  | Module | TRUE | A4906-9111 | + | Multi-candela strobe, Wall Mount, Fire, White, High Cd | 1 | 0 | 0 |  |  |  |  | TRUE | [5 empty] | #FF0070C0 | FA-NFPA 170 STROBE WALL | 1 | FALSE | FALSE | FALSE | 2023 | [19 empty] | DESKTOP-7EIEB7A\acont | 2022-03-07 07:20 | THOR\acont | 2024-09-08 17:27 | Cloned from Autocall A4906-9111 CLONED | [Autocall, Simplex] [NAC] [MAX] 4906-9109, 4906-9111, A4906-9109, A4906-9111 [Autocall, Simplex] [NAC] [MAX] 4906-9101, 4906-9103, 4906-9109, 4906-9111, A4906-9101, A4906-9103, A4906-9109, A4906-9111
6641fa7d-0c05-415f-9459-6e10679d7d47 | BP EVAC PANEL |  |  | North | BluePoint |  | Evacuation Panel |  |  |  | Assembly | TRUE | BP-MCQXM (25v) | + | Master Panel: Microphone, Main Display, Main Board, 1 x 30W Amplifier, Deadfront, Red Door, Backbox, Back Plate, Transformer | 1 | [6 empty] | FALSE | [5 empty] | #FFFF0000 | FA-BP EVAC PANEL | 1 | FALSE | FALSE | FALSE | 211 | [8 empty] | 7,12,18 |  |  | 9.5 |  | TRUE | [5 empty] | THOR\acont | 2024-04-12 14:01 | THOR\acont | 2024-09-08 17:27 | Cloned from MIRCOM QX-MINI (25v)
7935dbe9-0fe7-49ee-b533-6e3105aa29c7 |  |  |  | North | MIRCOM |  | Hardware |  |  |  | Hardware | TRUE | 2012K |  | 12 Unit Telephone Line Relay Card and 6ft. Relay Cable | 1 | [6 empty] | FALSE | [5 empty] | #FFFFFFFF |  |  | FALSE | FALSE | FALSE | [14 empty] | FALSE | [5 empty] | AULAPTOP-PC\Aulaptop | 2019-12-17 06:59 | THOR\acont | 2024-10-09 10:48 | Cloned from MIRCOM NEW PART CLONED CLONED CLONED
0e5655f1-232a-403d-9a6b-6e31e1bbd0d1 |  |  |  | North | Potter |  | Hardware |  |  |  | Hardware | TRUE | AB-6 |  | 6 Inch Addressable Detector Base | 1 | [6 empty] | FALSE | [5 empty] | #FFFFFFFF |  |  | FALSE | FALSE | FALSE |  |  |  | 7272-0328:0194 | [10 empty] | FALSE | [7 empty] | THOR\acont | 2024-10-09 10:48
1e180df3-3f8e-4709-b7ad-6e3aa8aa42c7 | NFPA 170 HORN STROBE CEILING |  |  | North | Eaton Wheelock |  | Horn/Strobe |  |  |  | Module | TRUE | HSWC0 | F | Horn/Strobe Ceiling, Exceder Series, White | 1 | [6 empty] | FALSE | TRUE |  |  |  |  | #FF0070C0 | FA-NFPA 170 HORN STROBE CEILING | 1 | FALSE | FALSE | FALSE | 2013 | [13 empty] | FALSE |  |  | C |  |  |  |  | THOR\acont | 2024-09-08 17:27
17efbebc-9a49-40c4-b06d-6e40d423b58d | NFPA 170 HEAT DETECTOR |  |  | North | Monaco Enterprises |  | Heat Detector |  |  |  | Module | TRUE | 722-408-00 |  | DETECTOR HEAT:MECHANICAL 194 F,FIXED | 1 | [6 empty] | FALSE | TRUE |  |  |  |  | #FFFF0000 | FA-NFPA 170 HEAT DETECTOR | 1 | FALSE | FALSE | FALSE | 1403 | [13 empty] | FALSE |  |  | 194° |  |  | DESKTOP-7SAL8M7\acont | 2020-02-20 16:46 | THOR\acont | 2024-09-08 17:27 | Cloned from System Sensor 5604 | [Monaco Enterprises] [IDC] 01 708-025-01, 708-025-03, 721-128-00 (C), 721-407-00 (C), 721-408-00 (C), 722-125-00 (C), 722-408-00 (C), 722-409-00 (C), 725-312-00 (C), 725-313-00 (C)
275a8b66-b682-4e23-9cc9-6e42ee7bf5e7 |  |  |  | North | MIRCOM |  | Cards & Components |  |  |  | Card | TRUE | ALC-396S | ++ | Dual Loop Intelligent Analog Loop Controller Module (198 Analog Sensors and 198 Addressable Modules) | 1 | 0.035 | 0.05 |  |  |  |  | TRUE | [5 empty] | #FFFFFFFF |  |  | FALSE | FALSE | FALSE | [20 empty] | DESKTOP-7SAL8M7\acont | 2019-04-11 19:24 | THOR\acont | 2024-10-09 10:48 |  |  | [MIRCOM] ALC-396S
4eff0895-6007-45a3-8205-6e44b7239ef2 | NFPA 170 FIRE ALARM CONTROL UNIT | RISER FACP |  | North | Firelite |  | Fire Alarm Control Unit |  |  |  | Assembly | TRUE | MRP-2001 | + | Agent Release Panel | 1 | [6 empty] | FALSE | FALSE |  |  |  |  | #FFFF0000 | FA-NFPA 170 FIRE ALARM CONTROL UNIT | 1 | FALSE | FALSE | FALSE | 202 | [8 empty] | 7,12,18 |  |  | 7 |  | TRUE | [7 empty] | THOR\acont | 2024-09-08 17:27
320bae79-9565-4454-819c-6e48f5a0435d | 170 BASIC SHAPE |  |  | North | MIRCOM |  | Miscellaneous |  |  |  | Assembly | TRUE | SRM-312R |  | Smart Relay Module | 1 | [6 empty] | FALSE | [5 empty] | #FFFF0000 | FA-170 BASIC SHAPE | 1 | FALSE | FALSE | FALSE | 5000 | [8 empty] | 7,12,18 |  |  |  |  | TRUE | [5 empty] | AULAPTOP-PC\Aulaptop | 2018-10-13 06:07 | THOR\acont | 2024-09-08 17:27
33bcab3c-f825-440e-a8cc-6e4e987de45a |  |  |  | North | Bosch | [5 empty] | Module | TRUE | AMS-BASE-LITE30 | * | Access Management System 30 Include 16 Doors Max 144 1000 Cards Max 200000 1 Workstation Max 2 1 Mac | 1 | [12 empty] | #FFFFFFFF |  |  | FALSE | FALSE | FALSE | [20 empty] | DESKTOP-7EIEB7A\acont | 2021-08-13 06:25 | THOR\acont | 2024-10-09 10:48
1f33a3ff-3087-40f6-94e4-6e5fb5c9f658 | NFPA 170 REMOTE VOICE EVACUATION MICROPHONE |  |  | North | Edwards |  | Remote Microphone |  |  |  | Module | TRUE | 3-REMICA | + | Remote Mic Unit - Ann Mount | 1 | 0.052 | 0.052 |  |  |  |  | TRUE | [5 empty] | #FFFF0000 | FA-NFPA 170 REMOTE VOICE EVACUATION MICROPHONE | 1 | FALSE | FALSE | FALSE | [14 empty] | FALSE | [7 empty] | THOR\acont | 2024-09-08 17:27 |  | [Edwards] [IDC] 12 3-REMICA [Edwards] [MIC] [Microphone Key] 3-REMICA [Edwards] [AUDIO LOW] [Microphone Audio] 3-REMICA [Edwards] [AUX POWER] [*] 3-REMICA | [Edwards, Sigcom] 3-ASU, 3-ASU/4, 3-REMICA, DVS-RM/B
7bc09a97-ccf6-4de8-a342-6e64ce33f0fc | NFPA 170 MULTI DETECTOR BEACON VOICE CO |  |  | North | Siemens |  | Multi Criteria Detector |  |  |  | Module | TRUE | OOHC740/FDSB227-WW/FDB228 | ++ | Dual Optical Heat Multi-sensor and CO detector with Short Circuit Isolator (supplied with Voice Sounder Beacon VAD Base) 71…96 dB (A) High = O-4-15 Medium = C-3-12 Low = O-2.5-6.5 | 1 | 0.00038 | 0.00038 | [10 empty] | #FFFF0000 | FA-NFPA 170 MULTI DETECTOR BEACON VOICE CO | 1 | FALSE | FALSE | FALSE | [20 empty] | DESKTOP-7EIEB7A\acont | 2021-11-19 10:16 | THOR\acont | 2024-09-08 17:27 |  | [Siemens] [C-NET] [*] [#1 DETECTOR] FDBZ290/OOH740/DB721/FDBZ290-AA, FDL241-9/FDLB291/DLR1191, HI720/DB721, HI720/DBS720, HI720/FDSB226-WW/FDB228, HI720/FDSB227-WW/FDB228, HI722//FDSB227-WW/FDB228, HI722/DB721, HI722/DBS720, HI722/FDSB226-WW/FDB228, OH72 [Siemens] [C-NET] [#2 TONE/VOICE] FDSB226-WW/FDB228/FDBZ298, FDSB227-WW/FDB228/FDBZ298, HI720/FDSB226-WW/FDB228, HI720/FDSB227-WW/FDB228, HI722//FDSB227-WW/FDB228, HI722/FDSB226-WW/FDB228, OH720/FDSB226-WW/FDB228, OH720/FDSB227-WW/FDB228, OOH740/FDSB226- [Siemens] [C-NET] [#2 BEACON WHITE HIGH, #2 BEACON WHITE INDICATOR, #2 BEACON WHITE LOW, #2 BEACON WHITE MED] FDSB226-WW/FDB228/FDBZ298, FDSB227-WW/FDB228/FDBZ298, HI720/FDSB226-WW/FDB228, HI720/FDSB227-WW/FDB228, HI722//FDSB227-WW/FDB228, HI722/FDSB226- [Siemens] [C-NET] [#2 BEACON/VOICE WHITE HIGH, #2 BEACON/VOICE WHITE INDICATOR, #2 BEACON/VOICE WHITE LOW, #2 BEACON/VOICE WHITE MED] FDSB227-WW/FDB228/FDBZ298, HI720/FDSB227-WW/FDB228, HI722//FDSB227-WW/FDB228, OH720/FDSB227-WW/FDB228, OOH740/FDSB227-WW
9b835f41-cbbe-40bf-bea8-6e6af43cc539 | NFPA 170 KNOX BOX |  |  | East | KNOX |  | Miscellaneous |  |  |  | Module | TRUE | 3270 |  | KNOX BOX 3270 | 1 | [6 empty] | FALSE | FALSE |  |  |  |  | #FFFF0000 | FA-NFPA 170 KNOX BOX | 1 | FALSE | FALSE | FALSE | [14 empty] | FALSE | [5 empty] | DESKTOP-7SAL8M7\acont | 2020-09-14 12:55 | THOR\acont | 2024-09-08 17:27 | Cloned from KNOX 3261 | [EAS, Firelite, Kidde, KNOX, Monaco Enterprises, Potter, System Sensor, Thermotech] [IDC] 01 2HS, 2HSR, 302-AW-135 (C), 3200, 3261, 3270, 3502, 4401, 4403, 4430, 4432, 4505, 4534, 5000H, 5000HR, 721-127-00 (C), 722-123-00 (C), 723-369-00 (C), BG-12LO, I3 [EAS, Federal Signal, Kidde, KNOX] [IDC] 01 2HS, 2HSR, 3200, 3261, 3270, 3502, 4401, 4403, 4430, 4432, 4505, 4534, 5000H, 5000HR, MPEX
108cd827-72bb-4622-bcf4-6e6f0a40a432 | NFPA 170 STROBE WALL |  |  | North | Potter |  | Strobe |  |  |  | Module | TRUE | CS-24A-WP |  | Strobe, Wall, Red, Amber, Outdoor | 1 | 0 | 0.164 |  |  |  |  | FALSE | FALSE |  |  |  |  | #FF0070C0 | FA-NFPA 170 STROBE WALL | 1 | FALSE | FALSE | FALSE | 2023 |  |  | 7135-0328:0213 | [10 empty] | FALSE | [7 empty] | THOR\acont | 2024-09-08 17:27 |  | [Potter] [NAC] [UL MAX, HIGH DB] CS-24A-WP, CS-24WA-WP, CSLP-24A-WP, CSLP-24WA-WP
06ec2a40-9ac0-4733-97ee-6e735f17097d |  |  |  | North | Bosch | [5 empty] | Module | TRUE | DRN-5532-400N16 | * | NVR 32 channel, rackmount, 1.5U, 16 Port Poe | 1 | [12 empty] | #FFFFFFFF |  |  | FALSE | FALSE | FALSE | [20 empty] | DESKTOP-7EIEB7A\acont | 2021-08-13 06:25 | THOR\acont | 2024-10-09 10:48
12e3b449-d4c2-474e-b0fc-6e82c48e1917 | EQUIPMENT ENCLOSURE |  |  | North | Bosch |  | Enclosure |  |  |  | Assembly | TRUE | AE203R | 100508352 | ENCLOSURE, RED 5.25"X7.75"X2.5" | 1 | [6 empty] | TRUE | [5 empty] | #FFFF0000 | FA-EQUIPMENT ENCLOSURE | 1 | FALSE | FALSE | FALSE | [20 empty] | DESKTOP-7SAL8M7\acont | 2019-07-08 20:10 | THOR\acont | 2024-09-08 17:27 | Cloned from D8109-1358
d82c51b9-184a-4768-ac25-6e8519fd0981 |  |  |  | North | Edwards |  | Cards & Components |  |  |  | Card | TRUE | MN-HS32DFDEMO1 |  | High Power 3200 Watt Omni-directional loudspeaker demonstration kit. Comes with HS Series 3200 Watt Omni-directional loudspeaker, Amplifier, MP3 player, Speaker cable, Line-in cable, and Transit case. This product is to be used for demonstration purposes only and is not avail be for resale. Order tripod and accessories separately. | 1 | [6 empty] | TRUE | [5 empty] | #FFFFFFFF |  |  | FALSE | FALSE | FALSE | [14 empty] | FALSE | [7 empty] | THOR\acont | 2024-10-09 10:48
73e29850-67f6-42b2-831b-6e86af66088c |  |  |  | North | Bosch | [5 empty] | Module | TRUE | NDA-ADT4S-MINDOME-RO | * | Box ***(Ross)Surface mount box for dome camera | 1 | [12 empty] | #FFFFFFFF |  |  | FALSE | FALSE | FALSE | [20 empty] | DESKTOP-7EIEB7A\acont | 2021-08-13 06:25 | THOR\acont | 2024-10-09 10:48
43dbf412-fb54-4081-959c-6e8733f655f0 | NFPA 170 ADDRESSABLE INPUT MONITOR MODULE |  |  | North | Edwards |  | Addressable Module |  |  |  | Module | TRUE | SIGA-RM1 | ++ | Riser Monitor Module, monitors one riser | 1 | 0.0002 | 0.0002 |  |  |  |  | FALSE | [5 empty] | #FFFF0000 | FA-NFPA 170 ADDRESSABLE INPUT MONITOR MODULE | 1 | FALSE | FALSE | FALSE | 1000 | [13 empty] | FALSE | [7 empty] | THOR\acont | 2024-10-08 16:43 |  | [Edwards, Kidde] [SLC EST MODULES] 01 [*] [EST3, iO1000 ] FX-2WIRE, FX-IDC1A, FX-IDC1B, FX-IDC2B, FX-IDCWS, FX-ISO, FX-NAC, GSA-CC1, GSA-CC1S, GSA-CC2, GSA-CT1, GSA-CT2, GSA-IO, GSA-MAB, GSA-MCC1, GSA-MCC1S, GSA-MCC2, GSA-MCT2, GSA-MIO, GSA-MM1, GSA-MRM1 [Edwards, Kidde] [AUDIO 25v, AUDIO 70.7v, AUX POWER, FFT, HORN, NAC] [RISER INPUT] ANSZM4B2A, FX-NAC, GSA-CC1, GSA-CC1S, GSA-CC2, GSA-MAB, GSA-MCC1, GSA-MCC1S, GSA-MCC2, GSA-MRM1, GSA-RM1, GSA-UM, SIGA-CC1, SIGA-CC1S, SIGA-CC2, SIGA-CC2A, SIGA-MAB, SIGA- [Edwards] [SLC EST MODULES] 04 [*] [EST3, iO1000] SIGA-MRM1, SIGA-RM1 [Edwards, Kidde] [SLC EST MODULES] [*] [#3 TYPE ADDR ¦ MODULES] GSA-UIO2R, GSA-UIO6, GSA-UIO6R, RZI16-2, SIGA-270, SIGA-270P, SIGA-278, SIGA-AA30, SIGA-AA50, SIGA-CC1, SIGA-CC1S, SIGA-CC2, SIGA-CC2A, SIGA-CR, SIGA-CR2, SIGA-CRH, SIGA-CRR, SIGA-CT1, SIGA- [Edwards] [SLC EST MODULES/SENSORS] 04 [*] [iO64 ] SIGA-MRM1, SIGA-RM1 [Edwards, Kidde] [SLC EST MODULES SENSORS] [*] [#1 SHARED ADDR ¦ MODULES] GSA-UIO2R, GSA-UIO6, GSA-UIO6R, RZI16-2, SIGA-270, SIGA-270P, SIGA-278, SIGA-AA30, SIGA-AA50, SIGA-CC1, SIGA-CC1S, SIGA-CC2, SIGA-CC2A, SIGA-CR, SIGA-CR2, SIGA-CRH, SIGA-CRR, SIGA-
16c94df4-16bc-44c9-8924-6e91f1568392 |  |  |  | North | Kidde |  | Cards & Components |  |  |  | Card | TRUE | ANS50A |  | 50W expander module | 1 | 0.15 | 0.8 |  |  |  |  | TRUE | [5 empty] | #FFFFFFFF |  |  | FALSE | FALSE | FALSE | [14 empty] | FALSE | [5 empty] | DESKTOP-7EIEB7A\acont | 2021-05-24 09:30 | THOR\acont | 2024-10-09 10:48 | Cloned from Edwards ANS50A |  | [Edwards, Kidde] ANS50A, ANS50AM, ANS50AMD, ANS50AMD2
08a19031-7636-427e-8621-6e95da302969 |  |  |  | North | MIRCOM | [5 empty] | Module | TRUE | QAZT-5302DS | ++ | Paging and Telephone Selector Panel | 1 | 0.005 | 0.015 | [10 empty] | #FFFFFFFF |  |  | FALSE | FALSE | FALSE | [22 empty] | THOR\acont | 2024-10-09 10:48
b6ed8350-3bcc-4c60-ad18-6e971ad9a11c | NFPA 170 SMOKE HEAT CO DETECTOR |  |  | North | Notifier |  | Smoke/Heat/CO Detector |  |  |  | Module | TRUE | FCO-951 w/B224RB-WH | + | Addressable, low-profile device that provides fire, heat, and carbon monoxide (CO) detection, Relay Base | 1 | 0.0003 | 0.0072 |  |  |  |  | FALSE | TRUE |  |  |  |  | #FFFF0000 | FA-NFPA 170 SMOKE HEAT CO DETECTOR | 1 | FALSE | FALSE | FALSE | 1408 | [13 empty] | FALSE |  |  | CO, R |  |  | ALIENWIN10\AugWin7 | 2019-12-04 13:14 | THOR\acont | 2024-09-08 17:27 | Cloned from Notifier FCO-851 w/B224RB | [Honeywell, Notifier, System Sensor] [SLC MODULES SENSORS] [*] [#2 SHARED ADDR ¦ SENSORS] 2251B (C), 2251-COPTIR (C), 2251-COPTIR w/B200S-WH (C), 2251TB (C), 2251TMB (C), 5251B (C), 5251B-WP (C), 5251H (C), 5251RB (C), 5251RB-WP (C), 7251 (C), 7251DH (C) [Honeywell, Notifier, System Sensor] [SLC SENSORS] [*] [#4 TYPE ADDR ¦ SENSORS] 2251B (C), 2251-COPTIR (C), 2251-COPTIR w/B200S-WH (C), 2251TB (C), 2251TMB (C), 5251B (C), 5251B-WP (C), 5251H (C), 5251RB (C), 5251RB-WP (C), 7251 (C), 7251DH (C), DH200LP
62374d67-3627-436b-96a6-6ea24e357997 |  |  |  | North | Siemens | [5 empty] | Module | TRUE | MTE-2 | 599-693291 | MXLV PORTABLE TEL. ENCLOSURE (6) INCLUDES: MTE-2 ENCL/DR 500-093291 MTE-2 LENS 500-693295 MTE-2 HOLDER 500-693297 | 1 | [12 empty] | #FFFFFFFF |  |  | FALSE | FALSE | FALSE | [20 empty] | DESKTOP-7SAL8M7\acont | 2019-08-13 09:04 | THOR\acont | 2024-10-09 10:48
4e638bc7-7f52-484b-89bd-6ea3703d0d3b |  |  |  | North | Monaco Enterprises |  | Cards & Components |  |  |  | Card | TRUE | 703-163-00 (25V) | + | Audio Splitter (4 Class B or 2 Class A), audio splitter bracket required. | 1 | 0 | 0 |  |  |  |  | TRUE | FALSE |  |  |  |  | #FFFFFFFF |  |  | FALSE | FALSE | FALSE | [14 empty] | FALSE | [5 empty] | DESKTOP-7SAL8M7\acont | 2020-04-02 09:45 | THOR\acont | 2024-10-09 10:48 | Cloned from Firelite ECC-CE6 (25V) |  | [Monaco Enterprises] 703-163-00 (25V)
659af66f-dd30-4bd3-b1f4-6ea67f61848d | NFPA 170 HORN STROBE |  |  | North | Hochiki |  | Horn/Strobe |  |  |  | Module | TRUE | HHSLF110W |  | Low Frequency Horn Strobe, White, Wall | 1 | 0 | 0.474 |  |  |  |  | FALSE | [5 empty] | #FF0070C0 | FA-NFPA 170 HORN STROBE | 1 | FALSE | FALSE | FALSE | 2012 | [13 empty] | FALSE |  |  | LF |  |  | DESKTOP-7EIEB7A\acont | 2021-01-20 11:26 | THOR\acont | 2024-09-08 17:27 | Cloned from Gentex GHSLF110W | [Gentex, Hochiki] [NAC] [UL MAX, HIGH DB, TEMPORAL 3] GHSLF110R, GHSLF110W, HHSLF110R, HHSLF110W [Gentex, Hochiki] [NAC] [UL MAX, HIGH DB, TEMPORAL 4] GHSLF110R, GHSLF110W, HHSLF110R, HHSLF110W
fe4cfddf-0b39-4ed5-ad98-6ea6a1b2ed4a | NFPA 170 JUNCTION BOX |  |  | North | BluePoint |  | Junction Box |  |  |  | Module | TRUE | BP04-211L | + | IWSS Back Box | 1 | [6 empty] | FALSE | TRUE |  |  |  |  | #FF00B050 | FA-NFPA 170 JUNCTION BOX | 1 | FALSE | FALSE | FALSE | [14 empty] | FALSE | [5 empty] | THOR\acont | 2024-04-12 13:47 | THOR\acont | 2024-09-08 17:27 | Cloned from BluePoint BP04-601
cbb73af5-68aa-4353-8d52-6eaae3e41eb3 |  |  |  | North | Edwards |  | Hardware |  |  |  | Hardware | TRUE | FSB-BRKT |  | Mounting Bracket for FSB-PC in MFC or outside CHASx | 1 | [6 empty] | FALSE | [5 empty] | #FFFFFFFF |  |  | FALSE | FALSE | FALSE | [14 empty] | FALSE | [7 empty] | THOR\acont | 2024-10-09 10:48
d05cb369-eaf2-4c5b-b92d-6eaba41ef9ed |  |  |  | North | Potter |  | Cards & Components |  |  |  | Card | TRUE | PVC-FPI | + | Fire Phone Interface Card | 1 | 0.041 | 0.041 |  |  |  |  | TRUE | [5 empty] | #FFFFFFFF |  |  | FALSE | FALSE | FALSE | [20 empty] | DESKTOP-7SAL8M7\acont | 2020-11-03 16:06 | THOR\acont | 2024-10-09 10:48 | Cloned from Hochiki FNV-FPI
0f1ac27d-f453-46fe-8dd5-6ebd3e17a471 |  |  |  | North | Edwards |  | Hardware |  |  |  | Hardware | TRUE | 451802WDB |  | 18/2 Stranded Twisted Direct Buried (DB) | 1 | [6 empty] | FALSE | [5 empty] | #FFFFFFFF |  |  | FALSE | FALSE | FALSE | [14 empty] | FALSE | [7 empty] | THOR\acont | 2024-10-09 10:48
05e9e327-f504-4a28-a236-6ebf7a48680f | NFPA 170 HORN STROBE CEILING |  |  | North | Hochiki |  | Horn/Strobe |  |  |  | Module | TRUE | HCC24CW |  | Horn Strobe, 24 VDC, White, Ceiling | 1 | 0 | 0.344 |  |  |  |  | FALSE | TRUE |  | *Refer to Install Sheet |  |  | #FF0070C0 | FA-NFPA 170 HORN STROBE CEILING | 1 | FALSE | FALSE | FALSE | 2013 | [13 empty] | FALSE |  |  | C |  |  | DESKTOP-7SAL8M7\acont | 2019-12-02 11:37 | THOR\acont | 2024-09-08 17:27 | Cloned from Gentex GCC24CW | [Hochiki] [NAC] [24 VDC] HCC24CR (C), HCC24CW (C), HCC24PCR (C), HCC24PCW (C) [Gentex, Hochiki] [NAC] [24 VDC] GCC24CR (C), GCC24CW (C), GCC24PCR (C), GCC24PCW (C), HCC24CR (C), HCC24CW (C), HCC24PCR (C), HCC24PCW (C) [Gentex, Hochiki] [NAC] [UL MAX] GCC24CR (C), GCC24CW (C), GCC24PCR (C), GCC24PCW (C), HCC24CR (C), HCC24CW (C), HCC24PCR (C), HCC24PCW (C)
59e365b4-4f4d-441d-affd-6ebfd8bedaa0 | NFPA 170 ASPIRATING SMOKE DETECTOR |  |  | North | Xtralis |  | Air Sampling Detection |  |  |  | Module | TRUE | VEP-A10-P-NTF | + | Up to 21,520 sq. ft (2000 sq. m) coverage through four pipes. | 5 | 0.41 | 0.44 |  |  |  |  | FALSE | [5 empty] | #FFFF0000 | FA-NFPA 170 ASPIRATING SMOKE DETECTOR | 1 | FALSE | FALSE | FALSE | [14 empty] | FALSE | [5 empty] | DESKTOP-7EIEB7A\acont | 2021-04-08 08:17 | THOR\acont | 2024-09-08 17:27 | Cloned from Xtralis VEP-A00-P-NTF | [Xtralis] [AUX POWER] [1] VEP-A00-1P, VEP-A00-1P-NTF, VEP-A00-P, VEP-A00-P-NTF, VEP-A10-P, VEP-A10-P-NTF, VEU-A00, VLF-250 (C), VLF-500 (C), VLI-880 (C), VLI-885 (C), XAS-1-US (C), XAS-2-US (C) [Gamewell FCI, Xtralis] [SLC SENSORS] [#3 TYPE ADDR ¦ SENSORS] AAD-7100X (C), AAD-8100 (C), VEA-040-A00 (C), VEA-040-A10 (C), VEA-040-A10-NTF (C), VEP-A00-1P-NTF, VEP-A00-P-NTF, VEP-A10-P-NTF [Xtralis] [AUX POWER] [1] VEP-A00-1P, VEP-A00-1P-NTF, VEP-A00-P, VEP-A00-P-NTF, VEP-A10-P, VEP-A10-P-NTF, VEU-A10, VLF-250 (C), VLF-500 (C), VLI-880 (C), VLI-885 (C), XAS-1-US (C), XAS-2-US (C) [Gamewell FCI, Xtralis] [SLC MODULES] [#3] AAD-7100X (C), AAD-8100 (C), VEA-040-A00 (C), VEA-040-A10 (C), VEP-A00-1P-NTF, VEP-A00-P-NTF, VEP-A10-P-NTF [Xtralis] [AUX POWER] [10] VEP-A00-1P, VEP-A00-1P-NTF, VEP-A00-P, VEP-A00-P-NTF, VEP-A10-P, VEP-A10-P-NTF, VEU-A00, VLF-250 (C), VLF-500 (C), VLI-880 (C), VLI-885 (C), XAS-1-US (C), XAS-2-US (C) [Autocall, Simplex, Xtralis] [IDC] [#4] 4098-VEP-A00-1P, 4098-VEP-A00-P, 4098-VEP-A10-P, 4098-VES-A00-P, 4098-VES-A10-P, A4098-VEP-A00-1P, A4098-VEP-A00-P, A4098-VEP-A10-P, A4098-VES-A00-P, A4098-VES-A10-P, VEP-A00-1P, VEP-A00-1P-NTF, VEP-A00-P, VEP-A10- [Xtralis] [IDC] 05 [ALERT] VEP-A00-1P, VEP-A00-1P-NTF, VEP-A00-P, VEP-A00-P-NTF, VEP-A10-P, VEP-A10-P-NTF, VEU-A00, VEU-A10, VIC-020, VIC-030 [Autocall, Simplex, Xtralis] [IDC] [#5] 4098-VEP-A00-1P, 4098-VEP-A00-P, 4098-VEP-A10-P, 4098-VES-A00-P, 4098-VES-A10-P, A4098-VEP-A00-1P, A4098-VEP-A00-P, A4098-VEP-A10-P, A4098-VES-A00-P, A4098-VES-A10-P, VEP-A00-1P, VEP-A00-1P-NTF, VEP-A00-P, VEP-A10- [Xtralis] [IDC] 01 [FIRE 1] VEP-A00-1P, VEP-A00-1P-NTF, VEP-A00-P, VEP-A00-P-NTF, VEP-A10-P, VEP-A10-P-NTF, VEU-A00, VEU-A10, VIC-020, VIC-030 [Autocall, Simplex, Xtralis] [IDC] [#1] 4098-VEP-A00-1P, 4098-VEP-A00-P, 4098-VEP-A10-P, 4098-VES-A00-P, 4098-VES-A10-P, A4098-VEP-A00-1P, A4098-VEP-A00-P, A4098-VEP-A10-P, A4098-VES-A00-P, A4098-VES-A10-P, VEP-A00-1P, VEP-A00-1P-NTF, VEP-A00-P, VEP-A10- [Gamewell FCI, Xtralis] [SLC MODULES] [#2] AAD-7100X (C), AAD-8100 (C), VEA-040-A00 (C), VEA-040-A10 (C), VEP-A00-1P-NTF, VEP-A00-P-NTF, VEP-A10-P-NTF [Xtralis] [IDC] 04 [FAULT] VEP-A00-1P, VEP-A00-1P-NTF, VEP-A00-P, VEP-A00-P-NTF, VEP-A10-P, VEP-A10-P-NTF, VEU-A00, VEU-A10, VIC-020, VIC-030 [Gamewell FCI, Xtralis] [IDC] 03 [FIRE1] 7100X (C), 8100 (C), 9400X (C), AAD-7100X (C), AAD-8100 (C), VEP-A00-1P, VEP-A00-1P-NTF, VEP-A00-P, VEP-A00-P-NTF, VEP-A10-P, VEP-A10-P-NTF, VLF-250 (C), VLF-500 (C), VLI-880 (C), VLI-885 (C), XAS-1-US (C), XAS-2- [Autocall, Simplex, Xtralis] [IDC] [#3] 4098-VEP-A00-1P, 4098-VEP-A00-P, 4098-VEP-A10-P, 4098-VES-A00-P, 4098-VES-A10-P, A4098-VEP-A00-1P, A4098-VEP-A00-P, A4098-VEP-A10-P, A4098-VES-A00-P, A4098-VES-A10-P, VEP-A00-1P, VEP-A00-1P-NTF, VEP-A00-P, VEP-A10- [Xtralis] [AUX POWER] [5] VEP-A00-1P, VEP-A00-1P-NTF, VEP-A00-P, VEP-A00-P-NTF, VEP-A10-P, VEP-A10-P-NTF, VEU-A10, VLF-250 (C), VLF-500 (C), VLI-880 (C), VLI-885 (C), XAS-1-US (C), XAS-2-US (C) [Xtralis] [IDC] 02 [ACTION] VEP-A00-1P, VEP-A00-1P-NTF, VEP-A00-P, VEP-A00-P-NTF, VEP-A10-P, VEP-A10-P-NTF, VEU-A00, VEU-A10, VIC-020, VIC-030 [Gamewell FCI, Xtralis] [IDC] 02 [ACTION] 7100X (C), 8100 (C), 9400X (C), AAD-7100X (C), AAD-8100 (C), VEP-A00-1P, VEP-A00-1P-NTF, VEP-A00-P, VEP-A00-P-NTF, VEP-A10-P, VEP-A10-P-NTF, VLF-250 (C), VLF-500 (C), VLI-880 (C), VLI-885 (C), XAS-1-US (C), XAS-2 [Xtralis] [AUX POWER] [10] VEP-A00-1P, VEP-A00-1P-NTF, VEP-A00-P, VEP-A00-P-NTF, VEP-A10-P, VEP-A10-P-NTF, VEU-A10, VLF-250 (C), VLF-500 (C), VLI-880 (C), VLI-885 (C), XAS-1-US (C), XAS-2-US (C) [Gamewell FCI, Xtralis] [IDC] 01 [FAULT 1] 7100X (C), 8100 (C), 9400X (C), AAD-7100X (C), AAD-8100 (C), VEP-A00-1P, VEP-A00-1P-NTF, VEP-A00-P, VEP-A00-P-NTF, VEP-A10-P, VEP-A10-P-NTF, VLF-250 (C), VLF-500 (C), VLI-880 (C), VLI-885 (C), XAS-1-US (C), XAS- [Gamewell FCI, Xtralis] [SLC MODULES] [#4] AAD-7100X (C), AAD-8100 (C), VEA-040-A00 (C), VEA-040-A10 (C), VEP-A00-1P-NTF, VEP-A00-P-NTF, VEP-A10-P-NTF [Xtralis] [AUX POWER] [*] VEP-A00-1P, VEP-A00-1P-NTF, VEP-A00-P, VEP-A00-P-NTF, VEP-A10-P, VEP-A10-P-NTF, VLF-250 (C), VLF-500 (C), VLI-880 (C), VLI-885 (C), XAS-1-US (C), XAS-2-US (C) [Xtralis] [IDC] 03 [FIRE 2] VEP-A00-1P, VEP-A00-1P-NTF, VEP-A00-P, VEP-A00-P-NTF, VEP-A10-P, VEP-A10-P-NTF, VEU-A00, VEU-A10, VIC-020, VIC-030 [Xtralis] [IDC] 09 [ALERT] VEP-A00-1P-NTF, VEP-A00-P-NTF, VEP-A10-P-NTF [Xtralis] [AUX POWER] [5] VEP-A00-1P, VEP-A00-1P-NTF, VEP-A00-P, VEP-A00-P-NTF, VEP-A10-P, VEP-A10-P-NTF, VEU-A00, VLF-250 (C), VLF-500 (C), VLI-880 (C), VLI-885 (C), XAS-1-US (C), XAS-2-US (C) [Autocall, Simplex, Xtralis] [IDC] [#2] 4098-VEP-A00-1P, 4098-VEP-A00-P, 4098-VEP-A10-P, 4098-VES-A00-P, 4098-VES-A10-P, A4098-VEP-A00-1P, A4098-VEP-A00-P, A4098-VEP-A10-P, A4098-VES-A00-P, A4098-VES-A10-P, VEP-A00-1P, VEP-A00-1P-NTF, VEP-A00-P, VEP-A10- [Gamewell FCI, Xtralis] [SLC MODULES] [#5] AAD-7100X (C), AAD-8100 (C), VEA-040-A00 (C), VEA-040-A10 (C), VEP-A00-1P-NTF, VEP-A00-P-NTF, VEP-A10-P-NTF
66b9127c-4b94-41d8-8ddb-6ec52127a347 | NFPA 170 MANUAL PULL |  |  | North | MIRCOM |  | Manual Station |  |  |  | Module | TRUE | MS-710IDU | + | Alpha Intelligent Addressable Key Resettable Dual Action Manual Station | 1 | 0.0004 | 0.0006 |  |  |  |  | FALSE | [5 empty] | #FFFF0000 | FA-NFPA 170 MANUAL PULL | 1 | FALSE | FALSE | FALSE | 957 | [13 empty] | FALSE | [7 empty] | THOR\acont | 2024-09-08 17:27 |  | [MIRCOM] [SLC MODULES] [*] [#3 TYPE ADDR ¦ MODULES] CR-6, CZ-6, IM-10, MIX-100P, MIX-100R, MIX-100S, MIX-101P, MIX-4040, MIX-4040M, MIX-4041, MIX-4045, MIX-4045-M, MIX-4046, MIX-M500DM, MIX-M500DMAP, MIX-M500FP, MIX-M500M, MIX-M500MAP, MIX-M500R, MIX-M50
7278e296-93ce-457d-ae59-6ec52850a5f0 |  |  |  | North | Edwards |  | Hardware |  |  |  | Hardware | TRUE | CBA72-VT-G |  | Vertical Semi Flush Trim 72" - Gray, for a CBA72 wall box | 1 | [6 empty] | FALSE | [5 empty] | #FFFFFFFF |  |  | FALSE | FALSE | FALSE | [14 empty] | FALSE | [7 empty] | THOR\acont | 2024-10-09 10:48
91924afd-8946-407e-bdd9-6ec7afed2302 | 170 BASIC SHAPE |  |  | North | MIRCOM |  | Miscellaneous |  |  |  | Assembly | TRUE | TX3-NSL-8M |  | Master No Subscriber Line (NSL) Relay Cabinet | 1 | [6 empty] | FALSE | [5 empty] | #FFFF0000 | FA-170 BASIC SHAPE | 1 | FALSE | FALSE | FALSE | 5000 | [13 empty] | FALSE |  |  | NSL |  |  | AULAPTOP-PC\Aulaptop | 2019-12-17 06:59 | THOR\acont | 2024-09-08 17:27 | Cloned from MIRCOM NEW PART CLONED CLONED CLONED
bb82c041-2f38-446d-b680-6ecbb65cf991 |  |  |  | North | MIRCOM | [5 empty] | Module | TRUE | ECX-0012 | new | Expander Chassis for the FX-200912NDS. Mounts in the BB-5000 series enclosures. | 1 | [12 empty] | #FFFFFFFF |  |  | FALSE | FALSE | FALSE | [22 empty] | THOR\acont | 2024-10-09 10:48
36f80ccc-f452-4998-bbd9-6edafdc5005a | NFPA 170 SMOKE HEAT DETECTOR |  |  | North | Potter |  | Smoke/Heat Detector |  |  |  | Module | TRUE | PAD100-PHD w/PAD100-IB (Split) | + | Photoelectric Smoke/Heat Detector with Isolator Module Included | 1 | 0.00045 | 0.00045 |  |  |  |  | FALSE | TRUE |  |  |  |  | #FFFF0000 | FA-NFPA 170 SMOKE HEAT DETECTOR | 1 | FALSE | FALSE | FALSE | 1411 | [13 empty] | FALSE |  |  | IB |  |  | THOR\acont | 2025-02-13 08:09 |  |  | Cloned from Potter PAD100-PHD w/PAD100-IB | [Potter] [SLC PAD] [*] [#2 SHARED ADDR ¦ SENSORS] PAD100-CD w/PAD100-4DB, PAD100-CD w/PAD100-6DB, PAD100-CD w/PAD100-IB, PAD100-CD w/PAD100-LFSB, PAD100-CD w/PAD100-RB, PAD100-CD w/PAD100-SB, PAD100-CD w/PAD100-SPKB, PAD100-DUCT (C), PAD100-DUCTR (C), PA
6bf69258-dc29-4078-ac93-6edc1a9d5015 | NFPA 170 SMOKE DETECTOR |  |  | North | Kidde |  | Smoke Detector |  |  |  | Module | TRUE | 30-3013 | + |  | 1 | [6 empty] | FALSE | FALSE |  |  |  |  | #FFFF0000 | FA-NFPA 170 SMOKE DETECTOR | 1 | FALSE | FALSE | FALSE | 957 | [13 empty] | FALSE | [5 empty] | AUGUSTXPS17-EUP\aucon | 2022-08-27 04:30 | THOR\acont | 2024-09-08 17:27 | Cloned from Generic MANUAL PULL | [Edwards, Kidde] [IDC] 01 06-118262-001, 06-118537-001 (ATEX), 30-3013, 45-118500-001, 45-500537-001 (ATEX), 70985018 (10611105), 70985020 (70985075), 70985021 (70985076), 70985022 (70985077), 70985023 (70985078), 70985024 (70985079), 70985025 (70985080) [Det-Tronics, Edwards, Kidde, Notifier] [IDC] 01 30-3013, 30-3013 w/FMM-101, Q3013D, 5621 (C), 5622 (C), 5623 (C), 5624 (C), BNG-1, BNG-1F, BNG-1FTS, BNG-1R, BNG-1SP, BNG-1TS, BNG-1TSL, BNG-1TSR, BNG-1TSRL, CP-651 (C), HD-601 (C), HD-602 (C), HD-603 (C), [Det-Tronics, Edwards, Kidde, Notifier] [AUX POWER] 30-3013, 30-3013 w/FMM-101, Q3013D
86eed846-db50-481c-ab9e-6eddab128c7c |  |  |  | North | Evax |  | Cards & Components |  |  |  | Card | TRUE | EVX-100EM | + | 100W Voice Evacuation Module w/ mic | 1 | 0.18 | 6.4 |  |  |  |  | TRUE | [5 empty] | #FFFFFFFF |  |  | FALSE | FALSE | FALSE | [20 empty] | DESKTOP-7SAL8M7\acont | 2020-07-16 11:28 | THOR\acont | 2024-10-09 10:48 | Cloned from Hochiki EVX-100EM-H
2007ccb7-d159-44fb-98ab-6ee17a9f5a4b | NFPA 170 SPEAKER WALL |  |  | North | Kidde |  | Speaker |  |  |  | Module | TRUE | HPSA15G2570 |  | 25/70 Vrms Loudspeaker, 1, 2, 3.8, 7.5, 15w taps, gray | 1 | [6 empty] | FALSE | [5 empty] | #FF0070C0 | FA-NFPA 170 SPEAKER WALL | 1 | FALSE | FALSE | FALSE | 2021 | [13 empty] | FALSE | [5 empty] | DESKTOP-QGO6JOK\acont | 2021-06-03 10:10 | THOR\acont | 2024-09-08 17:27 | Cloned from Edwards HPSA15G2570 | [Edwards, Kidde] [AUDIO 70.7v] [70V AUDIO] HPSA15G2570, HPSA15R2570 [Edwards, Kidde] [AUDIO 25v] [25V AUDIO] HPSA15G2570, HPSA15R2570
a7da24d6-f72c-4dca-b0f1-6ee21c96aeab |  |  |  | North | Siemens | [5 empty] | Module | TRUE | TRM-306 | 500-837022 | TRM-306 6 RELAY ADDER | 1 | [12 empty] | #FFFFFFFF |  |  | FALSE | FALSE | FALSE | [20 empty] | DESKTOP-7SAL8M7\acont | 2019-08-13 09:04 | THOR\acont | 2024-10-09 10:48
eae974e0-f8cb-49b6-8575-6ee2d6bde67e | NFPA 170 SMOKE HEAT CO DETECTOR |  |  | North | Edwards |  | Smoke/Heat/CO Detector |  |  |  | Module | TRUE | SIGA-OSHCD w/SIGA-SB4 BASE | ++ | Multisensor Smoke, Heat, and CO Detector | 1 | 3.2e-05 | 4.5e-05 |  |  |  |  | FALSE | TRUE |  |  |  |  | #FFFF0000 | FA-NFPA 170 SMOKE HEAT CO DETECTOR | 1 | FALSE | FALSE | FALSE | 1408 | [13 empty] | FALSE | [5 empty] | DESKTOP-7EIEB7A\acont | 2021-06-10 11:10 | THOR\acont | 2024-09-08 17:27 | Cloned from Edwards SIGA-OSHD w/SIGA-SB4 BASE | [Edwards, Kidde] [SLC EST SENSORS] 01 [*] [EST3, iO1000] DS-HFS (C), DS-PS (C), FX-HD w/IB4U BASE, FX-HD w/RB4U BASE, FX-HD w/SB4U BASE, FX-HD w/SB4U-LF BASE, FX-HD wB4U BASE, FX-PD w/B4U BASE (C), FX-PD w/IB4U BASE (C), FX-PD w/SB4U BASE (C), FX-PD w/SB [Edwards, Kidde] [SLC EST SENSORS] [*] [#4 TYPE ADDR ¦ SENSORS] KI-DDOS (C), SIGA2-COS w/SIGA-AB4G BASE, SIGA2-COS w/SIGA-AB4G-LF BASE, SIGA2-COS w/SIGA-AB4GT BASE, SIGA2-COS w/SIGA-IB BASE, SIGA2-COS w/SIGA-RB BASE, SIGA2-COS w/SIGA-SB BASE, SIGA2-HCOS [Edwards, Kidde] [SLC EST MODULES/SENSORS] 01 [*] [iO64] DS-HFS (C), DS-PS (C), FX-HD w/IB4U BASE, FX-HD w/RB4U BASE, FX-HD w/SB4U BASE, FX-HD w/SB4U-LF BASE, FX-HD wB4U BASE, FX-PD w/B4U BASE (C), FX-PD w/IB4U BASE (C), FX-PD w/SB4U BASE (C), FX-PD w/SB [Edwards, Kidde] [SLC EST MODULES SENSORS] [*] [#2 SHARED ADDR ¦ SENSORS] KI-DDOS (C), SIGA2-COS w/SIGA-AB4G BASE, SIGA2-COS w/SIGA-AB4G-LF BASE, SIGA2-COS w/SIGA-AB4GT BASE, SIGA2-COS w/SIGA-IB BASE, SIGA2-COS w/SIGA-RB BASE, SIGA2-COS w/SIGA-SB BASE, S
2eb00512-6b09-4841-a5ed-6ee42101a549 | NFPA 170 GRAPHIC ANNUNCIATOR PANEL | RISER ANNUNCIATOR |  | North | Edwards |  | Graphic Annunciator |  |  |  | Module | TRUE | FSCS-4 |  | Smoke Ctrl Graphic Annunciator 30"w x 40"h viewing area | 1 | [6 empty] | FALSE | [5 empty] | #FFFF0000 | FA-NFPA 170 GRAPHIC ANNUNCIATOR PANEL | 1 | FALSE | FALSE | FALSE | 256 | [13 empty] | FALSE | [7 empty] | THOR\acont | 2024-09-08 17:27
d7d0f57f-8b47-43f3-b84f-6ee4a08a848a | NFPA 170 ADDRESSABLE INPUT MONITOR MODULE |  |  | North | Advanced |  | Addressable Module |  |  |  | Module | FALSE | 55000-820ADV | + | Switch Monitor Input/Output Module | 1 | 0.00025 | 0.006 |  |  |  |  | FALSE | TRUE |  |  |  |  | #FFFF0000 | FA-NFPA 170 ADDRESSABLE INPUT MONITOR MODULE | 1 | FALSE | FALSE | FALSE | 1408 | [13 empty] | FALSE | [5 empty] | DESKTOP-7EIEB7A\acont | 2022-02-28 16:03 | THOR\acont | 2024-09-08 17:27 | Cloned from Apollo 55000-820 | [Advanced] [SLC APOLLO MODULES/SENSORS] [*] [#1] 55000-805ADV, 55000-806ADV, 55000-820ADV (C), 55000-830ADV, 55000-831ADV, 55000-863ADV, 58000-450ADV (C), 58000-650ADV (C), AX-SL-DAA-P [Advanced, Apollo] [SLC APOLLO MODULES SENSORS] [*] [#1 SHARED ADDR ¦ MODULES] 45681-800 (C), 45681-805 (C), 55000-001 (C), 55000-002 (C), 55000-005 (C), 55000-006 (C), 55000-009 (C), 55000-010 (C), 55000-765 (C), 55000-790ADV, 55000-805ADV, 55000-806ADV | [Advanced] 55000-805ADV, 55000-806ADV, 55000-820ADV, 55000-830ADV, 55000-831ADV
7627db85-aef4-4def-bec6-6ee7d6170567 |  |  |  | North | Kidde |  | Cards & Components |  |  |  | Card | TRUE | ANS25AMD |  | 25W audio notification module, /w microphone & DMR | 1 | 0.6 | 1 |  |  |  |  | TRUE | [5 empty] | #FFFFFFFF |  |  | FALSE | FALSE | FALSE | [14 empty] | FALSE | [5 empty] | DESKTOP-7SAL8M7\acont | 2020-01-02 07:17 | THOR\acont | 2024-10-09 10:48 | Cloned from Edwards ANS25AMD | [Edwards, Kidde] [NAC Trigger] ANS25AMD, ANS25AMD2 | [Edwards, Kidde] ANS25A, ANS25AM, ANS25AMD, ANS25AMD2
c51133a5-8c29-49d9-946d-6eea6e8b11d5 |  |  |  | North | Notifier |  | Hardware |  |  |  | Hardware | TRUE | CFFT-1 |  | Single New Chassis for Mounting Firefighter's Telephone. Includes CFFT-1 Chassis, Phone Well, TELH-1 and Hardware | 1 | [6 empty] | FALSE | [5 empty] | #FFFFFFFF |  |  | FALSE | FALSE | FALSE | [14 empty] | FALSE | [7 empty] | THOR\acont | 2024-10-09 10:48
6b77bf6f-ab9a-4c5c-93bf-6eeb5c5e7c1f | NFPA 170 END OF LINE DEVICE |  |  | North | Simplex |  | End-of-Line Device |  |  |  | Module | TRUE | 2088-9021 | + | Encapsulated, multi-voltage coil, color coded 18 AWG (0.82 mm² ) wire leads, with coil status LED | 1 | 0.015 | 0.015 |  |  |  |  | TRUE | [5 empty] | #FFFF0000 | FA-NFPA 170 END OF LINE DEVICE | 1 | FALSE | FALSE | FALSE | 5050 | [16 empty] | R |  |  | DESKTOP-7EIEB7A\acont | 2022-02-21 13:08 | THOR\acont | 2024-09-08 17:27 | Cloned from Autocall 2088-9021 | [Autocall, Simplex] [AUX POWER] [*] [RELAY COIL ENERGIZED] 2088-9021 [Autocall, Simplex] [IDC] 09 [RELAY TROUBLE] 2088-9021
07ce13b8-0799-461c-9d66-6efc58c92bfc |  |  |  | North | Siemens | [5 empty] | Module | TRUE | ILP-1 | 500-092650 | INTELLIGENT PHOTO DETECTOR | 1 | [12 empty] | #FFFFFFFF |  |  | FALSE | FALSE | FALSE | [20 empty] | DESKTOP-7SAL8M7\acont | 2019-08-13 09:04 | THOR\acont | 2024-10-09 10:48
d3e84581-54ac-4a01-9796-6eff6ff3f74b | NFPA 170 SMOKE DETECTOR |  |  | North | Kidde |  | Smoke Detector |  |  |  | Module | TRUE | KI-OSD w/KI-ABLT BASE | + | Smoke detector, w/sounder base | 1 | 3.2e-05 | 4.5e-05 |  |  |  |  | FALSE | [5 empty] | #FFFF0000 | FA-NFPA 170 SMOKE DETECTOR | 1 | FALSE | FALSE | FALSE | 1403 | [13 empty] | FALSE | [5 empty] | DESKTOP-EUPOT3B\aucon | 2022-01-17 14:26 | THOR\acont | 2024-09-08 17:27 | Cloned from Kidde KI-HRD w/KI-ABLT BASE | [Kidde] [AUX POWER] [24VDC TC4 HIGH] KI-COD w/KI-ABLT BASE (C), KI-HCD w/KI-ABLT BASE, KI-HRD w/KI-ABLT BASE, KI-OSCD w/KI-ABLT BASE, KI-OSD w/KI-ABLT BASE, KI-PCD w/KI-ABLT BASE (C), KI-PD w/KI-ABLT BASE (C), KI-PHCD w/KI-ABLT BASE (C), KI-PHD w/KI-ABLT [Kidde] [AUX POWER] [24VDC STEADY HIGH] KI-COD w/KI-ABLT BASE (C), KI-HCD w/KI-ABLT BASE, KI-HRD w/KI-ABLT BASE, KI-OSCD w/KI-ABLT BASE, KI-OSD w/KI-ABLT BASE, KI-PCD w/KI-ABLT BASE (C), KI-PD w/KI-ABLT BASE (C), KI-PHCD w/KI-ABLT BASE (C), KI-PHD w/KI-A [Kidde] [SLC EST SENSORS] [*] [#4 TYPE ADDR ¦ SENSORS] DS-HFS (C), DS-PS (C), FX-HD w/IB4U BASE, FX-HD w/RB4U BASE, FX-HD w/SB4U BASE, FX-HD w/SB4U-LF BASE, FX-HD wB4U BASE, FX-PD w/B4U BASE (C), FX-PD w/IB4U BASE (C), FX-PD w/SB4U BASE (C), FX-PD w/SB4U [Kidde] [AUX POWER] [24VDC TC3/TC4 HIGH] KI-COD w/KI-ABLT BASE (C), KI-HCD w/KI-ABLT BASE, KI-HRD w/KI-ABLT BASE, KI-OSCD w/KI-ABLT BASE, KI-OSD w/KI-ABLT BASE, KI-PCD w/KI-ABLT BASE (C), KI-PD w/KI-ABLT BASE (C), KI-PHCD w/KI-ABLT BASE (C), KI-PHD w/KI- [Edwards, Kidde] [SLC EST MODULES/SENSORS] 01 [*] [iO64] DS-HFS (C), DS-PS (C), FX-HD w/IB4U BASE, FX-HD w/RB4U BASE, FX-HD w/SB4U BASE, FX-HD w/SB4U-LF BASE, FX-HD wB4U BASE, FX-PD w/B4U BASE (C), FX-PD w/IB4U BASE (C), FX-PD w/SB4U BASE (C), FX-PD w/SB [Kidde] [AUX POWER] [24VDC TC3/TC4 LOW] KI-COD w/KI-ABLT BASE (C), KI-HCD w/KI-ABLT BASE, KI-HRD w/KI-ABLT BASE, KI-OSCD w/KI-ABLT BASE, KI-OSD w/KI-ABLT BASE, KI-PCD w/KI-ABLT BASE (C), KI-PD w/KI-ABLT BASE (C), KI-PHCD w/KI-ABLT BASE (C), KI-PHD w/KI-A [Kidde] [AUX POWER] [24VDC STEADY LOW] KI-COD w/KI-ABLT BASE (C), KI-HCD w/KI-ABLT BASE, KI-HRD w/KI-ABLT BASE, KI-OSCD w/KI-ABLT BASE, KI-OSD w/KI-ABLT BASE, KI-PCD w/KI-ABLT BASE (C), KI-PD w/KI-ABLT BASE (C), KI-PHCD w/KI-ABLT BASE (C), KI-PHD w/KI-AB [Edwards, Kidde] [SLC EST SENSORS] 01 [*] [EST3, iO1000] DS-HFS (C), DS-PS (C), FX-HD w/IB4U BASE, FX-HD w/RB4U BASE, FX-HD w/SB4U BASE, FX-HD w/SB4U-LF BASE, FX-HD wB4U BASE, FX-PD w/B4U BASE (C), FX-PD w/IB4U BASE (C), FX-PD w/SB4U BASE (C), FX-PD w/SB [Kidde] [AUX POWER] [24VDC TC4 LOW] KI-COD w/KI-ABLT BASE (C), KI-HCD w/KI-ABLT BASE, KI-HRD w/KI-ABLT BASE, KI-OSCD w/KI-ABLT BASE, KI-OSD w/KI-ABLT BASE, KI-PCD w/KI-ABLT BASE (C), KI-PD w/KI-ABLT BASE (C), KI-PHCD w/KI-ABLT BASE (C), KI-PHD w/KI-ABLT [Kidde] [SLC EST MODULES SENSORS] [*] [#2 SHARED ADDR ¦ SENSORS] DS-HFS (C), DS-PS (C), FX-HD w/IB4U BASE, FX-HD w/RB4U BASE, FX-HD w/SB4U BASE, FX-HD w/SB4U-LF BASE, FX-HD wB4U BASE, FX-PD w/B4U BASE (C), FX-PD w/IB4U BASE (C), FX-PD w/SB4U BASE (C), FX
9ca81d44-0814-4be4-a916-6f0164cd3c4d | NFPA 170 HEAT DETECTOR |  |  | North | Hochiki |  | Heat Detector |  |  |  | Module | TRUE | ATJ-EA w/ASB SOUNDER BASE | ATJ-EA FIXED TEMP/RATE OF RISE HEAT SENSOR | ATJ-EA FIXED TEMP/RATE OF RISE HEAT SENSOR w/ASB SOUNDER BASE | 1 | 0.00035 | 0.0005 |  |  |  |  | TRUE | TRUE |  | *Refer to Install Sheet |  |  | #FFFF0000 | FA-NFPA 170 HEAT DETECTOR | 1 | FALSE | FALSE | FALSE | 1403 | [16 empty] | SB |  |  |  |  | THOR\acont | 2024-09-08 17:27 | from Hochiki ATJ-EA w/HSB-NSA-6 STANDARD BASE | [Hochiki] [SLC HOCHIKI] 01 [*] [SLC] ACD-V w/ASBL SOUNDER BASE (C), ACD-V w/HSB-NSA-6 STANDARD BASE (C), ACD-V w/SCI-B4 SHORT CIRCUIT ISOLATOR BASE (C), ACD-V w/SCI-B6 SHORT CIRCUIT ISOLATOR BASE (C), ACD-V w/YBN-NSA-4 STANDARD BASE (C), ATG-EA w/ASB SOU [Hochiki] [AUX POWER] [24 VDC] AIE-EA w/ASB SOUNDER BASE (C), ALK-V w/ASB SOUNDER BASE (C), ALN-V w/ASB SOUNDER BASE (C), ATG-EA w/ASB SOUNDER BASE (C), ATJ-EA w/ASB SOUNDER BASE (C)
3ba6e42b-1350-4e4b-9c62-6f0442606076 | DETECTOR_MULTI |  |  | North | Kidde |  | Multi Criteria Detector |  |  |  | Module | TRUE | GSA-IPHS |  | Signature combination ion/photo/heat detector | 1 | 0.00045 | 0.00045 |  |  |  |  | FALSE | [5 empty] | #FFFF0000 | FA-DETECTOR_MULTI | 1 | FALSE | FALSE | FALSE | [14 empty] | FALSE | [5 empty] | AULAPTOP-PC\Aulaptop | 2018-09-03 13:55 | THOR\acont | 2024-09-08 17:27 | 20191121 AC Detector without base | [Kidde] [SLC EST SENSORS] [*] [#4 TYPE ADDR ¦ SENSORS] DS-HFS (C), DS-PS (C), FX-HD w/IB4U BASE, FX-HD w/RB4U BASE, FX-HD w/SB4U BASE, FX-HD w/SB4U-LF BASE, FX-HD wB4U BASE, FX-PD w/B4U BASE (C), FX-PD w/IB4U BASE (C), FX-PD w/SB4U BASE (C), FX-PD w/SB4U [Kidde] [SLC EST MODULES SENSORS] [*] [#2 SHARED ADDR ¦ SENSORS] DS-HFS (C), DS-PS (C), FX-HD w/IB4U BASE, FX-HD w/RB4U BASE, FX-HD w/SB4U BASE, FX-HD w/SB4U-LF BASE, FX-HD wB4U BASE, FX-PD w/B4U BASE (C), FX-PD w/IB4U BASE (C), FX-PD w/SB4U BASE (C), FX [Edwards, Kidde] [SLC EST MODULES/SENSORS] 01 [*] [iO64] DS-HFS (C), DS-PS (C), FX-HD w/IB4U BASE, FX-HD w/RB4U BASE, FX-HD w/SB4U BASE, FX-HD w/SB4U-LF BASE, FX-HD wB4U BASE, FX-PD w/B4U BASE (C), FX-PD w/IB4U BASE (C), FX-PD w/SB4U BASE (C), FX-PD w/SB [Edwards, Kidde] [SLC EST SENSORS] 01 [*] [EST3, iO1000] DS-HFS (C), DS-PS (C), FX-HD w/IB4U BASE, FX-HD w/RB4U BASE, FX-HD w/SB4U BASE, FX-HD w/SB4U-LF BASE, FX-HD wB4U BASE, FX-PD w/B4U BASE (C), FX-PD w/IB4U BASE (C), FX-PD w/SB4U BASE (C), FX-PD w/SB
c69a7d76-d079-46b9-8ff1-6f182d88af42 | NFPA 170 HEAT DETECTOR |  |  | North | Simplex |  | Heat Detector |  |  |  | Module | TRUE | 4098-9734 w/4098-9780 | + | TrueAlarm High Temp Heat Detector w/TrueAlarm Sensor Base 2-wire w/LED or Relay Connections | 1 | 0.0008 | 0.001 |  |  |  |  | TRUE | TRUE |  |  |  |  | #FFFF0000 | FA-NFPA 170 HEAT DETECTOR | 1 | FALSE | FALSE | FALSE | 1403 | [16 empty] | HT |  |  | DESKTOP-7EIEB7A\acont | 2022-02-15 11:20 | THOR\acont | 2024-09-08 17:27 | Cloned from Autocall A4098-9734 w/A4098-9780 | [Autocall, Simplex] [AUX POWER] [RELAY POWER (OPTIONAL)] 4098-9714 w/4098-9780 (C), 4098-9733 w/4098-9780 (C), 4098-9734 w/4098-9780 (C), 4098-9860, A4098-9714 w/A4098-9780 (C), A4098-9733 w/A4098-9780 (C), A4098-9734 w/A4098-9780 (C), A4098-9860 [Autocall, Simplex] [IDNet] [SENSORS ++] 4098-9714 (C), 4098-9714 w/4098-9770 (C), 4098-9714 w/4098-9771 (C), 4098-9714 w/4098-9772 (C), 4098-9714 w/4098-9773 (C), 4098-9714 w/4098-9780 (C), 4098-9714 w/4098-9789 (C), 4098-9714 w/4098-9791 (C), 4098-9714
bfb0b84c-b7f5-40c0-91bb-6f18fee0ce6c |  |  |  | North | Edwards |  | Hardware |  |  |  | Hardware | TRUE | MN-GVSPTP1 |  | HPSA Speaker circuit transient protector | 1 | [6 empty] | FALSE | [5 empty] | #FFFFFFFF |  |  | FALSE | FALSE | FALSE | [14 empty] | FALSE | [7 empty] | THOR\acont | 2024-10-09 10:48
25234b5e-a120-412e-b684-6f1bbe662b02 | NFPA 170 HORN STROBE |  |  | North | Eaton Wheelock |  | Horn/Strobe |  |  |  | Module | TRUE | LFHSHW3 |  | Horn/Strobe Exceder Series, White, FIRE, LED, LF, 177cd | 1 | [6 empty] | FALSE | [5 empty] | #FF0070C0 | FA-NFPA 170 HORN STROBE | 1 | FALSE | FALSE | FALSE | 2012 | [13 empty] | FALSE | [5 empty] | ALIENWIN10\AugWin7 | 2018-12-14 08:30 | THOR\acont | 2024-09-08 17:27 | Cloned from Honeywell New Part CLONED CLONED CLONED CLONED CLONED | [Eaton Wheelock] [NAC] LFHSHR3, LFHSHR3-AL, LFHSHR3-CO, LFHSHR3-N, LFHSHW3, LFHSHW3-AL, LFHSHW3-CO, LFHSHW3-N
fc16c6d1-5803-40eb-ab89-6f1d3e5b33db | NFPA 170 HEAT DETECTOR |  |  | North | MIRCOM |  | Heat Detector |  |  |  | Module | TRUE | MIX-5251H w/B501 | + | White, Low-profile 190°F fixed thermal sensor, Standard Base | 1 | 0.0003 | 0.0065 |  |  |  |  | FALSE | TRUE |  |  |  |  | #FFFF0000 | FA-NFPA 170 HEAT DETECTOR | 1 | FALSE | FALSE | FALSE | 1403 | [13 empty] | FALSE |  |  | 190° |  |  | DESKTOP-7SAL8M7\acont | 2019-04-12 13:12 | THOR\acont | 2024-09-08 17:27 | 20191121 AC Detector with base | [MIRCOM] [SLC MODULES SENSORS] [*] [#2 SHARED ADDR ¦ SENSORS] DNR w/MIX-2251BR (C), DNR w/MIX-2351RAP (C), MIX-1251AP w/B200SR-LF-WH (C), MIX-1251AP w/B200SR-WH (C), MIX-1251AP w/B210LP (C), MIX-1251AP w/B224RB-WH (C), MIX-1251AP w/B501 (C), MIX-1251B w/ [MIRCOM] [SLC SENSORS] [*] [#4 TYPE ADDR ¦ SENSORS] DNR w/MIX-2251BR (C), DNR w/MIX-2351RAP (C), MIX-1251AP w/B200SR-LF-WH (C), MIX-1251AP w/B200SR-WH (C), MIX-1251AP w/B210LP (C), MIX-1251AP w/B224RB-WH (C), MIX-1251AP w/B501 (C), MIX-1251B w/B200SR-LF-
b4514481-13c8-4e56-9559-6f254fccac87 |  |  |  | North | Bosch | [5 empty] | Module | TRUE | ET90-W | * | SPEAKER, LOW PROFILE, CEILING MOUNT, DUAL VOLTAGE 25/70.7, INDOOR, WHITE | 1 | [12 empty] | #FFFFFFFF |  |  | FALSE | FALSE | FALSE | [22 empty] | THOR\acont | 2024-10-09 10:48 |  | [Bosch, Eaton Wheelock, Hochiki] [AUDIO 70.7v] [70V AUDIO] ET-1080-R, ET-1080-W, ET70-24MCW-FR, ET70-24MCW-FR, ET70-24MCW-FW, ET70-24MCWH-FR, ET70-24MCWH-FW, ET70-24MCWH-FW, ET70-24W-FR, ET70-R, ET70-R, ET70-W, ET70-W, ET90-24MCC-FR, ET90-24MCC-FW, ET90- [Bosch, Eaton Wheelock, Hochiki] [AUDIO 25v] [25V AUDIO] ET-1080-R, ET-1080-W, ET70-24MCW-FR, ET70-24MCW-FR, ET70-24MCW-FW, ET70-24MCWH-FR, ET70-24MCWH-FW, ET70-24MCWH-FW, ET70-24W-FR, ET70-R, ET70-R, ET70-W, ET70-W, ET90-24MCC-FR, ET90-24MCC-FW, ET90-24
2c791255-2055-4d96-8c83-6f297a4280f7 | NFPA 170 HEAT DETECTOR |  |  | North | MIRCOM |  | Heat Detector |  |  |  | Module | TRUE | MIX-5251RB w/B210LP | + | White, Low-profile rate-of-rise thermal sensor, Standard Base | 1 | 0.0003 | 0.0065 |  |  |  |  | FALSE | TRUE |  |  |  |  | #FFFF0000 | FA-NFPA 170 HEAT DETECTOR | 1 | FALSE | FALSE | FALSE | 1403 | [13 empty] | FALSE |  |  | R |  |  | DESKTOP-7SAL8M7\acont | 2019-04-12 13:12 | THOR\acont | 2024-09-08 17:27 | 20191121 AC Detector with base | [MIRCOM] [SLC SENSORS] [*] [#4 TYPE ADDR ¦ SENSORS] DNR w/MIX-2251BR (C), DNR w/MIX-2351RAP (C), MIX-1251AP w/B200SR-LF-WH (C), MIX-1251AP w/B200SR-WH (C), MIX-1251AP w/B210LP (C), MIX-1251AP w/B224RB-WH (C), MIX-1251AP w/B501 (C), MIX-1251B w/B200SR-LF- [MIRCOM] [SLC MODULES SENSORS] [*] [#2 SHARED ADDR ¦ SENSORS] DNR w/MIX-2251BR (C), DNR w/MIX-2351RAP (C), MIX-1251AP w/B200SR-LF-WH (C), MIX-1251AP w/B200SR-WH (C), MIX-1251AP w/B210LP (C), MIX-1251AP w/B224RB-WH (C), MIX-1251AP w/B501 (C), MIX-1251B w/
b9b35a6f-a2a1-4d8d-882f-6f31aa772fe7 |  |  |  | North | Janus |  | Cards & Components |  |  |  | Card | TRUE | JFS-IP60 MAIN BOARD |  | Main Board for IPA-60 Fire Alarm Control Panel | 1 | 0.13 | 0.22 |  |  |  |  | TRUE | [5 empty] | #FFFFFFFF |  |  | FALSE | FALSE | FALSE | [12 empty] | 5 |  | FALSE | [5 empty] | DESKTOP-7EIEB7A\acont | 2021-03-09 12:03 | THOR\acont | 2024-10-09 10:48 | Cloned from Potter IPA-60 MAIN BOARD |  | [Janus] JFS-IP60 MAIN BOARD
ecf2eda9-272a-42a9-9b43-6f37969c95b5 | 170 BASIC SHAPE |  |  | North | Farenhyt |  | Miscellaneous |  |  |  | Assembly | TRUE | IDP-ACB |  |  | 1 | [6 empty] | TRUE | [5 empty] | #FFFF0000 | FA-170 BASIC SHAPE | 1 | FALSE | FALSE | FALSE | [20 empty] | DESKTOP-QMKR22O\aucon | 2020-07-31 08:44 | THOR\acont | 2024-09-08 17:27
e50c9aa2-32bb-4e16-a32a-6f37be0df3a0 | NFPA 170 SMOKE DETECTOR |  |  | North | Autocall |  | Smoke Detector |  |  |  | Module | TRUE | A4098-9714BA w/A4098-9792BA | + | TrueAlarm Photoelectric Smoke Detector w/TrueAlarm Sensor Standard Base, Assembled in USA | 1 | 0.0008 | 0.001 |  |  |  |  | TRUE | TRUE |  |  |  |  | #FFFF0000 | FA-NFPA 170 SMOKE DETECTOR | 1 | FALSE | FALSE | FALSE | 1408 | [19 empty] | DESKTOP-7EIEB7A\acont | 2021-11-14 09:14 | THOR\acont | 2024-09-08 17:27 | Cloned from AutoCall A4098-9714 w/A4098-9792 | [Autocall, Simplex] [IDNet] [SENSORS ++] 4098-9714 (C), 4098-9714 w/4098-9770 (C), 4098-9714 w/4098-9771 (C), 4098-9714 w/4098-9772 (C), 4098-9714 w/4098-9773 (C), 4098-9714 w/4098-9780 (C), 4098-9714 w/4098-9789 (C), 4098-9714 w/4098-9791 (C), 4098-9714
f97ebf06-88e8-45e8-a000-6f3a1371c641 | NFPA 170 FIRE ALARM CONTROL UNIT | RISER FACP |  | North | MIRCOM |  | Fire Alarm Control Unit |  |  |  | Assembly | TRUE | FX-401 | ++ | Single Loop, 318 Point Intelligent Fire Alarm Control Unit with built-in UDACT/Digital Communicator, expandable to 954 points with ALC-636 Dual Loop controller module. Includes UB-1024DS back box and DOX-1024DSR red door | 1 | [6 empty] | FALSE | [5 empty] | #FFFF0000 | FA-NFPA 170 FIRE ALARM CONTROL UNIT | 1 | FALSE | FALSE | FALSE | 202 | [8 empty] | 10,26,33,42 |  |  |  |  | TRUE | [5 empty] | DESKTOP-7EIEB7A\acont | 2022-08-30 12:44 | THOR\acont | 2024-09-08 17:27 | Cloned from MIRCOM FX-400
27a3ea0f-9d45-4288-8138-6f4156d79787 | NFPA 170 AMPLIFIER RACK |  |  | North | Gamewell FCI |  | Amplifier |  |  |  | Assembly | TRUE | AA-120 (x3) w/ SBB-D4 | ++ | (3) AA-120 Amplifiers in SBB-D4 Backbox, 4 chassis, (Black) | 1 | [6 empty] | FALSE | [5 empty] | #FFFF0000 | FA-NFPA 170 AMPLIFIER RACK | 1 | FALSE | FALSE | FALSE | [14 empty] | TRUE | [5 empty] | THOR\acont | 2024-08-21 12:48 | THOR\acont | 2024-09-08 17:27 | Cloned from Gamewell FCI SBB-D4
48e0dade-5672-4ab5-871c-6f45fb9fea79 | NFPA 170 WIRELESS CONTROL UNIT |  |  | North | DMP |  | Wireless Control Unit |  |  |  | Module | TRUE | 1100D | + | XT Standard Receiver | 1 | 0.04 | 0.04 |  |  |  |  | TRUE | [5 empty] | #FFFF0000 | FA-NFPA 170 WIRELESS CONTROL UNIT | 1 | FALSE | FALSE | FALSE | [20 empty] | DESKTOP-7EIEB7A\acont | 2021-04-05 16:06 | THOR\acont | 2024-09-08 17:27 | Cloned from DMP 1100R | [DMP] [AUX POWER] [*] [12VDC] 1100D, 1100DH, 1100DHE, 1100X, 1100XH, 1100XHE [DMP] [DMP LX BUS] [LX BUS] 1100D, 1100DH, 1100DHE, 1100X, 1100XH, 1100XHE | [DMP] 1100D, 1100DH, 1100DHE, 1100R, 1100X, 1100XH, 1100XHE
951965be-4950-4339-a806-6f4879e8b273 | NFPA 170 STROBE WALL |  |  | North | Simplex |  | Strobe |  |  |  | Module | TRUE | 4906-9111 | + | Multi-candela strobe, Wall Mount, Fire, White, High Cd | 1 | 0 | 0 |  |  |  |  | TRUE | [5 empty] | #FF0070C0 | FA-NFPA 170 STROBE WALL | 1 | FALSE | FALSE | FALSE | 2023 | [19 empty] | DESKTOP-7EIEB7A\acont | 2022-03-07 06:56 | THOR\acont | 2024-09-08 17:27 | Cloned from Autocall A4906-9103 | [Autocall, Simplex] [NAC] [MAX] 4906-9101, 4906-9103, 4906-9109, 4906-9111, A4906-9101, A4906-9103, A4906-9109, A4906-9111 [Autocall, Simplex] [NAC] [MAX] 4906-9109, 4906-9111, A4906-9109, A4906-9111
ea1cdbd4-1aa7-4fbe-a9c1-6f4ed0964863 | NFPA 170 FIRE ALARM CONTROL UNIT | RISER FACP |  | North | Simplex |  | Fire Alarm Control Unit |  |  |  | Assembly | TRUE | 4007-9201 | ++ | 4007ES with a 3 A, Class B, IDNAC SLC for up to 127 addressable notification appliances, and 4 A output power supply/battery charger; includes IDNet 2 communications for 100 addressable points, Red | 1 | [6 empty] | TRUE | [5 empty] | #FFFF0000 | FA-NFPA 170 FIRE ALARM CONTROL UNIT | 1 | FALSE | FALSE | FALSE | 202 | [8 empty] | 7,12,18,33 |  |  |  |  | TRUE | [5 empty] | DESKTOP-7SAL8M7\acont | 2020-05-11 16:52 | THOR\acont | 2024-09-08 17:27 | Cloned from AutoCall A007-9201
9bd7f592-1611-4a02-957c-6f4f71460913 | NFPA 170 HORN |  |  | North | Siemens |  | Horn |  |  |  | Module | TRUE | SL2FSWR-AL | S54329-F116-A1++ | Sounder, Wall, Clear, Red, Alert | 1 | [12 empty] | #FF0070C0 | FA-NFPA 170 HORN | 1 | FALSE | FALSE | FALSE | 2023 | [16 empty] | LF |  |  | DESKTOP-7EIEB7A\acont | 2023-08-03 12:10 | THOR\acont | 2024-09-08 17:27 | Cloned from Siemens SL2FSSWR-AL | [Siemens] [NAC] [24 VDC, HORN TEMPORAL] SL2FSCR-AL (C), SL2FSCR-CO (C), SL2FSCR-F (C), SL2FSCR-N (C), SL2FSCW-AL (C), SL2FSCW-CO (C), SL2FSCW-F (C), SL2FSCW-N (C), SL2FSWR-AL, SL2FSWR-CO, SL2FSWR-F, SL2FSWR-N, SL2FSWW-AL, SL2FSWW-CO, SL2FSWW-F, SL2FSWW-N
b52f3f06-9ee0-4639-89ee-6f4fbe69c4f7 |  |  |  | North | Edwards |  | Cards & Components |  |  |  | Card | TRUE | 4-CPU | + | Main CPU | 1 | 0.211 | 0.211 |  |  |  |  | TRUE | [5 empty] | #FFFFFFFF |  |  | FALSE | FALSE | FALSE | [20 empty] | DESKTOP-7SAL8M7\acont | 2019-12-13 12:52 | THOR\acont | 2024-10-09 10:48 |  |  | [Edwards, Kidde] 3-CPU3, 4-CPU, SFS1-CPU, VM-1 Mainboard
c1097a47-241e-4c4f-953e-6f51db9d112f | NFPA 170 SMOKE DETECTOR |  |  | North | Hochiki |  | Smoke Detector |  |  |  | Module | TRUE | SLR-24V w/HSC-4R - 4 WIRE RELAY BASE | SLR-24V w/HSC-4R - 4 WIRE RELAY BASE | PHOTOELECTRIC SMOKE DETECTOR w/ 4 WIRE RELAY BASE | 1 |  | 0.193 |  |  |  |  | TRUE | TRUE |  | *Refer to Install Sheet |  |  | #FFFF0000 | FA-NFPA 170 SMOKE DETECTOR | 1 | FALSE | FALSE | FALSE | 1408 | [16 empty] | R |  |  | DESKTOP-0D6CQVA\lousc | 2019-10-06 17:46 | THOR\acont | 2024-09-30 09:19 | from Hochiki SOC-24V w/HSC-4R - 4 WIRE RELAY BASE | [Hochiki] [IDC] 02 [IDC] SLR-24H w/HSC-220L LATCHING LED BASE (C), SLR-24H w/HSC-220R - 2 WIRE RELAY BASE (C), SLR-24H w/HSC-221L LATCHING LED BASE (C), SLR-24H w/HSC-221R - 2 WIRE RELAY BASE (C), SLR-24H w/HSC-224L LATCHING LED BASE (C), SLR-24H w/HSC-2
716aaf49-c62f-46ad-8530-6f531581bf47 |  |  |  | North | Edwards |  | Cards & Components |  |  |  | Card | TRUE | QSC-CPU-1 |  | OBSOLETE - CPU/Display with 1 Annunciator Option Space | 1 | [6 empty] | TRUE | [5 empty] | #FFFFFFFF |  |  | FALSE | FALSE | FALSE | [14 empty] | FALSE | [7 empty] | THOR\acont | 2024-10-09 10:48
2c135884-e524-4a5f-8c7d-6f6239ab4543 |  |  |  | North | Simplex |  | Hardware |  |  |  | Hardware | TRUE | 2081-9279 | ++ | System Batteries, Sealed Lead-Acid, 110 Ah | 1 | [12 empty] | #FFFFFFFF |  |  | FALSE | FALSE | FALSE | [20 empty] | AULAPTOP-PC\Aulaptop | 2019-07-04 04:36 | THOR\acont | 2025-02-04 10:07
6e1aa891-c0ed-4611-ad32-6f672ee5aa08 |  |  |  | North | Simplex |  | Cards & Components |  |  |  | Card | TRUE | 4100-3206 |  | 8 SPDT RELAY MODULE | 1 | 0.15 | 0.19 |  |  |  |  | TRUE | [5 empty] | #FFFFFFFF |  |  | FALSE | FALSE | FALSE | [14 empty] | FALSE | [5 empty] | AULAPTOP-PC\Aulaptop | 2019-07-03 04:17 | THOR\acont | 2024-10-09 10:48 | Cloned from Simplex 4100-3102
951bdc17-9609-45a4-8cda-6f679e32a91c |  |  |  | North | Monaco Enterprises |  | Cards & Components |  |  |  | Card | TRUE | 227-857-xx MAIN BOARD |  | 227-857-xx MAIN BOARD | 1 | [6 empty] | TRUE | [5 empty] | #FFFFFFFF |  |  | FALSE | FALSE | FALSE | [20 empty] | AULAPTOP-PC\Aulaptop | 2019-04-20 02:49 | THOR\acont | 2024-10-09 10:48 |  |  | [Monaco Enterprises] 227-857-xx MAIN BOARD
78b52556-9c4d-4ec1-9558-6f72d4477d7c | NFPA 170 ADDRESSABLE INPUT MONITOR MODULE |  |  | North | Silent Knight |  | Addressable Module |  |  |  | Module | TRUE | WSK-MONITOR | + | Wireless Monitor Module | 1 | [6 empty] | FALSE | [5 empty] | #FFFF0000 | FA-NFPA 170 ADDRESSABLE INPUT MONITOR MODULE | 1 | FALSE | FALSE | FALSE | 1000 | [13 empty] | FALSE |  |  | W |  |  | DESKTOP-7SAL8M7\acont | 2019-07-13 08:52 | THOR\acont | 2024-09-08 17:27 | Cloned from Firelite W-MMF | [Farenhyt, Firelite, Gamewell FCI, Notifier, Silent Knight] [SWIFT MESH DEVICES] 01 FWH-200FIX135, FWH-200ROR135, FW-MM, FW-RM, NBG-12WL, WAM-MM, WAM-RC, W-BG12LX, W-CRF, W-H355, W-H355R, WIDP-HEAT w/B210W, WIDP-HEAT-ROR w/B210W, WIDP-MONITOR, WIDP-PULL- [Silent Knight] [SLC SK MODULES] [*] [#3 TYPE ADDR ¦ MODULES] HFS-MM, SK-CONTROL, SK-CONTROL-6, SK-MINIMON, SK-MON-10, SK-MONITOR, SK-MONITOR-2, SK-PULL-DA, SK-PULL-SA, SK-RELAY, SK-RELAY-6, SK-RELAYMON-2, SK-ZONE, SK-ZONE-6, WAV-CRL, WAV-CWL, WAV-RL, WA [Farenhyt, Silent Knight] [SLC MODULES SENSORS] [*] [#1 SHARED ADDR ¦ MODULES] HFS-MM, Hood System/IDP-MINIMON, IDP-CONTROL, IDP-CONTROL-6, IDP-MINIMON, IDP-MON-10, IDP-MONITOR, IDP-MONITOR-2, IDP-PULL-DA, IDP-PULL-SA, IDP-RELAY, IDP-RELAY-6, IDP-RELAYMO
f8a79185-646a-4dcc-a546-6f74a65c58a9 | NFPA 170 NOTIFICATION CIRCUIT EXTENDER PANEL | RISER NAC |  | North | Simplex |  | Notification Circuit Extender Panel |  |  |  | Assembly | TRUE | 4009-9401 | ++ | TrueAlert Addressable Controller with 3 Class B TrueAlert SLC channels and 8 A power supply. | 1 | [6 empty] | FALSE | [5 empty] | #FFFF0000 | FA-NFPA 170 NOTIFICATION CIRCUIT EXTENDER PANEL | 1 | FALSE | FALSE | FALSE | 212 | [8 empty] | 6.2,10,18 |  | 12.7 |  |  | TRUE | [5 empty] | THOR\acont | 2024-01-24 07:52 | THOR\acont | 2024-09-08 17:27 | Cloned from Simplex 4009-9201
44f2f85c-36eb-4f6e-9356-6f7581be8e16 | NFPA 170 FIRE PHONE |  |  | North | Siemens |  | Fire Phone |  |  |  | Module | TRUE | FT-302CL | ++ | Fireman's Phone Jack | 1 | 0 | 0.02 |  |  |  |  | FALSE | [5 empty] | #FFFF0000 | FA-NFPA 170 FIRE PHONE | 1 | FALSE | FALSE | FALSE | 208 | [13 empty] | FALSE |  |  | FPJ |  |  | DESKTOP-7EIEB7A\acont | 2023-07-10 17:22 | THOR\acont | 2024-09-08 17:27 | Cloned from Siemens FT-302C | [Siemens] [FFT] [FFT] FJ-303, FJ-304, FT-302, FT-302C, FT-302CL
0e2a3369-2716-4b62-8cb4-6f79d76740d9 |  |  |  | North | Ditek |  | Cards & Components |  |  |  | Card | TRUE | DTK-2MHLP24F |  | 2 Pair / 4 Wire Surge Module for SLC ONLY | 1 | [6 empty] | TRUE | [5 empty] | #FFFFFFFF |  |  | FALSE | FALSE | FALSE | [14 empty] | FALSE | [7 empty] | THOR\acont | 2024-10-09 10:48 |  | [Ditek, Monaco Enterprises] [SURGE PROTECTION] [#2] 210-524-00, DTK-120HW, DTK-120HWLOK, DTK-120HW-SS, DTK-120SRD, DTK-120X12, DTK-2MHLP24B, DTK-2MHLP24BWB, DTK-2MHLP24F, DTK-2MHTP, DTK-4LVLPLV, DTK-DF120S1, DTK-MRJ45C5E [Ditek, Monaco Enterprises, WBOX] [SURGE PROTECTION] [ALL DEVICES ++] 0E-SPROACHW, 210-524-00, DTK-120HW, DTK-120HWLOK, DTK-120HW-SS, DTK-120SRD, DTK-120X12, DTK-1F, DTK-1FF, DTK-2MHLP24B, DTK-2MHLP24B w/DTK-2MB, DTK-2MHLP24B w/DTK-3MB, DTK-2MHLP24B w/DT
9a6bd58c-de29-4642-9649-6f7a325973f3 | NFPA 170 FIRE ALARM MASTER BOX |  |  | North | Block Definition Only |  | Master Box |  |  |  | Module | TRUE | NFPA 170 FIRE ALARM MASTER BOX |  | NFPA 170 FIRE ALARM MASTER BOX | 1 | [12 empty] | #FFFF0000 | FA-NFPA 170 FIRE ALARM MASTER BOX | 1 | FALSE | FALSE | FALSE | 204 | [19 empty] | AULAPTOP-PC\Aulaptop | 2020-03-26 07:41 | THOR\acont | 2024-09-08 17:27
f7d1e8b7-7965-48c4-ade3-6f8090efef90 |  |  |  | North | Simplex | [5 empty] | Module | TRUE | 4100-6310 | ++ | ES Net NIC cards for 4100ES, TrueSite Workstation, or Incident Commander, Two vertical blocks | 1 | 0.12 | 0.12 | [10 empty] | #FFFFFFFF |  |  | FALSE | FALSE | FALSE | [20 empty] | THOR\acont | 2024-02-22 16:22 | THOR\acont | 2024-10-09 10:48 | Cloned from Autocall A100-6104 CLONED CLONED
ed7fa1cc-f420-4b48-a3cc-6f89c3f5202a | NFPA 170 SMOKE BEAM DETECTOR CONTROLLER |  |  | North | Simplex |  | Beam Detector |  |  |  | Module | TRUE | 4098-9019 (Controller) | + | Fireray 5000 Beam Detector Controller | 1 | 0.05 | 0.05 |  |  |  |  | FALSE | TRUE |  |  |  |  | #FFFF0000 | FA-NFPA 170 SMOKE BEAM DETECTOR CONTROLLER | 1 | FALSE | FALSE | FALSE | 1406 | [13 empty] | FALSE | [5 empty] | DESKTOP-7EIEB7A\acont | 2022-04-18 16:16 | THOR\acont | 2024-09-08 17:27 | Cloned from FFE 5000-103 (Controller) | [Autocall, Simplex] [IDNet] [MODULES ++] 2080-9056, 2080-9057, 2080-9067, 2080-9068, 2080-9069, 2080-9070, 4009-9201 Main Board, 4009-9401 Main Board, 4010-9901, 4090-5261, 4090-9001, 4090-9002, 4090-9005, 4090-9006, 4090-9008, 4090-9116, 4098-9019 (Cont [Autocall, Simplex] [IDC] 06 [Trouble] 4098-9019 (Controller) (C), A4098-9019 (Controller) (C) [Autocall, Simplex] [IDC] 05 [Alarm] 4098-9019 (Controller) (C), A4098-9019 (Controller) (C) [Autocall, Simplex] [AUX POWER] [*] 4098-9019 (Controller) (C), A4098-9019 (Controller) (C) | [Autocall, Edwards, Kidde, Simplex] 4098-9019 (Controller), A4098-9019 (Controller), EC5000R (Controller)
211f6705-0c84-4a6f-b405-6f8a817e422a | NFPA 170 HEAT DETECTOR |  |  | North | Apollo |  | Heat Detector |  |  |  | Module | FALSE | 55000-450 w/45681-210UL | + | HEAT DETECTOR W/ 4" BASE | 1 | 0.00025 | 0.003 |  |  |  |  | FALSE | TRUE |  |  |  |  | #FFFF0000 | FA-NFPA 170 HEAT DETECTOR | 1 | FALSE | FALSE | FALSE | 1408 | [13 empty] | FALSE | [5 empty] | DESKTOP-7EIEB7A\acont | 2021-11-17 06:46 | THOR\acont | 2024-09-08 17:27 | Cloned from Apollo 55000-650 w/VF5630-00 | [Apollo] [SLC APOLLO MODULES/SENSORS] [*] [#1] 45681-800 (C), 45681-805 (C), 55000-001 (C), 55000-002 (C), 55000-005 (C), 55000-006 (C), 55000-009 (C), 55000-010 (C), 55000-450 w/45681-210UL (C), 55000-450 w/45681-225APO (C), 55000-450 w/45681-250USA (C) [Advanced, Apollo] [SLC APOLLO MODULES SENSORS] [*] [#2 SHARED ADDR ¦ SENSORS] SA5150-650ADV w/SA5000-230ADV (C), SA5150-750ADV w/SA5000-210ADV (C), 45681-800 (C), 45681-805 (C), 55000-450 w/45681-210UL (C), 55000-450 w/45681-225APO (C), 55000-450 w/
8be84359-7fc9-4386-8c94-6f8e1893fe83 |  |  |  | North | Bosch | [5 empty] | Module | TRUE | MPD203 | * | Mounting Plate Accessary | 1 | [12 empty] | #FFFFFFFF |  |  | FALSE | FALSE | FALSE | [20 empty] | DESKTOP-7EIEB7A\acont | 2021-08-13 06:25 | THOR\acont | 2024-10-09 10:48
1dabc001-7490-4131-a6b4-6f907e49eada |  |  |  | North | Siemens |  | Hardware |  |  |  | Hardware | TRUE | FCM2034-U3 | ++ | Option module (LED) (CANADIAN) / and Fire Terminal FT924 | 1 | 0.005 | 0.005 | [10 empty] | #FFFFFFFF |  |  | FALSE | FALSE | FALSE | [20 empty] | AULAPTOP-PC\Aulaptop | 2019-04-21 04:04 | THOR\acont | 2024-10-09 10:48 | Cloned from Siemens FCM2023-U3
ebf9648d-d42a-4efd-a5c9-6fa3a02b9a92 | NFPA 170 MANUAL PULL |  |  | North | Harrington |  | Manual Station |  |  |  | Module | TRUE | HSPS1T-LP-A |  | Dual Action Pull Station, Apollo | 1 | 0.0004 | 0.0062 |  |  |  |  | FALSE | [5 empty] | #FFFF0000 | FA-NFPA 170 MANUAL PULL | 1 | FALSE | FALSE | FALSE | 957 | [13 empty] | FALSE | [7 empty] | THOR\acont | 2024-09-08 17:27 |  | [Harrington] [SLC ISPY] 01 [*] HSPS1T-A, HSPS1T-KL-A, HSPS1T-LP-A, HSPS1T-LP-KL-A
d0d4865f-73b5-41de-b29a-6fa5889e8776 |  |  |  | North | Monaco Enterprises |  | Hardware |  |  |  | Hardware | TRUE | 588-042-00 |  | BACKBOX,SURFACE MOUNT:ROUND,CEILING MOUNT,WHT,6.91" OUTSIDE DIAMETER,2.5"D | 1 | [6 empty] | FALSE | [5 empty] | #FFFFFFFF |  |  | FALSE | FALSE | FALSE | [14 empty] | FALSE | [5 empty] | DESKTOP-7SAL8M7\acont | 2020-02-23 12:51 | THOR\acont | 2024-10-09 10:48 | Cloned from Monaco Enterprises 588-097-00
317774a1-c132-4a86-8bdd-6fa700cc64b0 | NFPA 170 NON ADDRESSABLE RELAY |  |  | North | Edwards |  | Non-Addressable Relay |  |  |  | Module | TRUE | PAM1 |  | SPDT relay, adhesive mount, 6" leads | 1 | 0.015 | 0.015 |  |  |  |  | FALSE | [5 empty] | #FFFF0000 | FA-NFPA 170 NON ADDRESSABLE RELAY | 1 | FALSE | FALSE | FALSE | 1300 | [13 empty] | FALSE | [7 empty] | THOR\acont | 2024-09-08 17:27 |  | [Altronix, Edwards, Silent Knight, System Sensor] [AUX POWER] A77-716B, EOL-1224RLY, EOL-R24VDC, MR101/C, MR101/T, MR601/S, MR601/T, MR801/S, MR801/T, PAM1, RB1224, RELA-EOL | [Edwards, Firelite, Functional Devices, Notifier, Potter, Space Age Electronics] PAM1, PAM-1, PAM-4, RIB21CDC, RIBU1C, SSU-PAM-1, SSU-PAM-2, SSU-PAM-4, SSU-PAM-SD [Edwards, Firelite, Functional Devices, Notifier, Potter, Space Age Electronics] PAM1, PAM-1, PAM-4, RIB21CDC, RIBU1C, SSU-PAM-1, SSU-PAM-2, SSU-PAM-4, SSU-PAM-SD
2b0b2396-a171-4322-b2bf-6faafc45a27a | NFPA 170 NON ADDRESSABLE RELAY |  |  | North | Edwards |  | Non-Addressable Relay |  |  |  | Module | TRUE | MR608/T |  | 8 SPDT Relay /w LED, Switch, & Track Mtg H'ware | 1 | 0 | 0.12 |  |  |  |  | FALSE | [5 empty] | #FFFF0000 | FA-NFPA 170 NON ADDRESSABLE RELAY | 1 | FALSE | FALSE | FALSE | 1300 | [13 empty] | FALSE | [7 empty] | THOR\acont | 2024-09-08 17:27 |  | [Edwards] [AUX POWER] MR608/S, MR608/T, MR704/S, MR704/T, MR808/S, MR808/T
6e49cfd4-ec0d-4067-9e35-6faeef20b6a5 |  |  |  | North | HESS | Security/Access Control |  |  |  |  | Module | TRUE | 9600-613 (LBM)(LBSM) |  | BRONZE TONED | 1 | [12 empty] | #FFFFFFFF |  |  | FALSE | FALSE | FALSE | [20 empty] | THOR\acont | 2024-03-12 21:20 | THOR\acont | 2024-10-09 10:48
ab0c4b02-f354-4dc3-bf93-6faf2975c303 |  |  |  | North | Siemens |  | Hardware |  |  |  | Hardware | TRUE | FCM2023-U3 | S54400-C45-A2++ | Option module (LED) | 1 | 0.005 | 0.005 | [10 empty] | #FFFFFFFF |  |  | FALSE | FALSE | FALSE | [20 empty] | AULAPTOP-PC\Aulaptop | 2019-04-08 04:48 | THOR\acont | 2024-10-09 10:48 | 5 mA per module
7e3b4457-9831-4048-9263-6fb0eb65d2f8 |  |  |  | North | Honeywell |  | Cards & Components |  |  |  | Card | TRUE | 4209U |  | Universal Group Zoning Multiplex Module | 1 | 0.0077 | 0.0155 |  |  |  |  | TRUE | [5 empty] | #FFFFFFFF |  |  | FALSE | FALSE | FALSE | [14 empty] | FALSE | [5 empty] | AULAPTOP-PC\Aulaptop | 2018-09-02 05:14 | THOR\acont | 2024-10-09 10:48 | Cloned from Honeywell New Part | [Ademco, Honeywell] [VPLEX] [*] 4101SN, 4190SN, 4193SN, 4204, 4204CF, 4208SN, 4208SNF, 4208U, 4209U, 4297, 5193SD (C), 5193SDT (C) | [Honeywell] 4209U
b51c40e1-24a9-4397-a589-6fb168670379 | NFPA 170 EM SPEAKER STROBE WALL |  |  | North | Siemens |  | Speaker/Strobe |  |  |  | Module | TRUE | SEFH-MC-W-ALERT | S54329-A28-A1 | SPK,ST,WALL,ALR,W | 1 | [12 empty] | #FF0070C0 | FA-NFPA 170 EM SPEAKER STROBE WALL | 1 | FALSE | FALSE | FALSE | 2006 | [19 empty] | DESKTOP-7SAL8M7\acont | 2019-08-13 09:04 | THOR\acont | 2024-09-08 17:27 |  | [Siemens] [NAC] [VDC] SEFH-AMC-W-ALERT, SEFH-MC-R, SEFH-MC-R-ALERT, SEFH-MC-W, SEFH-MC-W-ALERT, SEFH-MC-W-BLANK, SEF-MC-R, SEF-MC-W, SEH-MC-R, SEH-MC-R-ALERT, SEH-MC-R-B, SEH-MC-W, SEH-MC-W-ALERT, SEH-MC-W-B, SEH-MC-W-BLANK [Siemens] [AUDIO 25v] [25V AUDIO] SEFH-AHMC-CW-ALERT (C), SEFH-AMC-CW-ALERT (C), SEFH-AMC-W-ALERT, SEFH-CR (C), SEFH-CW (C), SEFH-HMC-CR (C), SEFH-HMC-CR-ALERT (C), SEFH-HMC-CW (C), SEFH-HMC-CW-ALERT (C), SEFH-HMC-R, SEFH-HMC-W, SEFH-MC-CR (C), SEFH-MC-C [Siemens] [AUDIO 70.7v] [70V AUDIO] SEFH-AHMC-CW-ALERT (C), SEFH-AMC-CW-ALERT (C), SEFH-AMC-W-ALERT, SEFH-CR (C), SEFH-CW (C), SEFH-HMC-CR (C), SEFH-HMC-CR-ALERT (C), SEFH-HMC-CW (C), SEFH-HMC-CW-ALERT (C), SEFH-HMC-R, SEFH-HMC-W, SEFH-MC-CR (C), SEFH-MC
c413c496-ce5a-4cf4-921e-6fb6964cd06c | NFPA 170 STROBE WALL |  |  | North | e2S |  | Strobe |  |  |  | Module | TRUE | D1xB2XH1 |  | Auto Sync Explosion Proof 86cd Strobe, Surface Mount, Red | 1 | 0 | 0.38 |  |  |  |  | FALSE | [5 empty] | #FF0070C0 | FA-NFPA 170 STROBE WALL | 1 | FALSE | FALSE | FALSE | 2023 | [13 empty] | FALSE |  |  | XP |  |  | DESKTOP-7EIEB7A\acont | 2021-03-10 08:48 | THOR\acont | 2024-09-08 17:27 | Cloned from e2S D1xB2XH2 | [e2S] [NAC] [UL1971 24 VDC 1HZ] D1xB2XH1 [e2S] [NAC] [UL1971 24 VDC 1.3HZ] D1xB2XH1 [e2S] [NAC] [UL1971 24 VDC 2HZ] D1xB2XH1 [e2S] [NAC] [UL1971 24 VDC 1.5HZ] D1xB2XH1
9c303783-c861-4875-b478-6fb72a4a71ce | NFPA 170 HORN STROBE CEILING |  |  | North | Edwards |  | Horn/Strobe |  |  |  | Module | TRUE | GC-HDVM |  | Temporal Horn-Strobe, running man, white, 15, 30, 75, 95 cd | 1 | 0 | 0.275 |  |  |  |  | FALSE | TRUE |  |  |  |  | #FF0070C0 | FA-NFPA 170 HORN STROBE CEILING | 1 | FALSE | FALSE | FALSE | 2013 | [13 empty] | FALSE |  |  | C |  |  |  |  | THOR\acont | 2024-09-08 17:27 |  | [Edwards, Kidde] [NAC] [16 VDC, LOW DB] EGCF-HDVM (C), GCF-HDVM (C), GCFR-HDVM (C), GC-HDVM (C), GCWA-HDVMA (C), GCWA-HDVMB (C), GCWA-HDVMC (C), GCWA-HDVMG (C), GCWA-HDVMR (C), GCWN-HDVMA (C), GCWN-HDVMB (C), GCWN-HDVMC (C), GCWN-HDVMG (C), GCWN-HDVMR (C [Edwards, Kidde] [NAC] [16 VDC, HIGH DB] EGCF-HDVM (C), GCF-HDVM (C), GCFR-HDVM (C), GC-HDVM (C), GCWA-HDVMA (C), GCWA-HDVMB (C), GCWA-HDVMC (C), GCWA-HDVMG (C), GCWA-HDVMR (C), GCWN-HDVMA (C), GCWN-HDVMB (C), GCWN-HDVMC (C), GCWN-HDVMG (C), GCWN-HDVMR ( [Edwards, Kidde] [NAC] [24 VDC, LOW DB] EGCF-HDVM (C), GCF-HDVM (C), GCFR-HDVM (C), GC-HDVM (C), GCWA-HDVMA (C), GCWA-HDVMB (C), GCWA-HDVMC (C), GCWA-HDVMG (C), GCWA-HDVMR (C), GCWN-HDVMA (C), GCWN-HDVMB (C), GCWN-HDVMC (C), GCWN-HDVMG (C), GCWN-HDVMR (C [Edwards, Kidde] [NAC] [24 VDC, HIGH DB] EGCF-HDVM (C), GCF-HDVM (C), GCFR-HDVM (C), GC-HDVM (C), GCWA-HDVMA (C), GCWA-HDVMB (C), GCWA-HDVMC (C), GCWA-HDVMG (C), GCWA-HDVMR (C), GCWN-HDVMA (C), GCWN-HDVMB (C), GCWN-HDVMC (C), GCWN-HDVMG (C), GCWN-HDVMR (
6d758db6-888d-4c17-b903-6fb7fb283da6 | NFPA 170 STROBE WALL |  |  | North | Edwards |  | Strobe |  |  |  | Module | TRUE | 202-7A-T |  | 15/75cdW, 60cdC Strobe, Red, Terminals | 1 | [6 empty] | FALSE | TRUE |  |  |  |  | #FF0070C0 | FA-NFPA 170 STROBE WALL | 1 | FALSE | FALSE | FALSE | 2023 | [13 empty] | FALSE |  |  | C |  |  |  |  | THOR\acont | 2024-09-08 17:27 |  | [Edwards] [NAC] [16 VDC, 16 VFWR, 24 VDC, 24 VFWR] 202-7A-T (C), 202-7A-TW (C)
12883c6a-d946-4bd1-884c-6fbbd8b8ffce |  |  |  | North | Siemens | [5 empty] | Module | TRUE | 40/40L4-122SF | S54430-F179-A1 | UV/IR FLM DET 4.5U WO1 85C 3/4" SS FM | 1 | [12 empty] | #FFFFFFFF |  |  | FALSE | FALSE | FALSE | [20 empty] | DESKTOP-7SAL8M7\acont | 2019-08-13 09:04 | THOR\acont | 2024-10-09 10:48
8bdd77f0-e944-48a8-96cb-6fbc1f980409 | NFPA 170 REMOTE ANNUNCIATOR | RISER ANNUNCIATOR |  | North | Notifier |  | Remote Annunciator |  |  |  | Module | TRUE | N-ANN-80C | ++ | Black 80 character LCD Annunciator | 1 | 0.015 | 0.04 |  |  |  |  | FALSE | [5 empty] | #FFFF0000 | FA-NFPA 170 REMOTE ANNUNCIATOR | 1 | FALSE | FALSE | FALSE | 255 | [8 empty] | 7,12,18 |  |  |  |  | TRUE | [5 empty] | DESKTOP-7EIEB7A\acont | 2021-05-04 16:48 | THOR\acont | 2024-09-08 17:27 | Cloned from Notifier N-ANN-80 | [Firelite, Notifier] [AUX POWER] [*] ADM-24, LDM, LDM-32, LDM-32F, N-ANN-100, N-ANN-80, N-ANN-80C, N-ANN-80-W, N-ANN-I/O, N-ANN-LED, N-ANN-LED-R, N-ANN-RLED, N-ANN-RLED-R, N-ANN-RLY, N-ANN-S/PG, RLD, RZA-5F [Firelite, Notifier] [RS-485] [DATA] ADM-24, ANN-SEC CARD, FDU-80 CARD, LCD2-80 MAIN CARD, LDM, LDM-32, LDM-32F, N-ANN-100, N-ANN-80, N-ANN-80C, N-ANN-80-W, N-ANN-I/O, N-ANN-LED, N-ANN-LED-R, N-ANN-RLED, N-ANN-RLED-R, N-ANN-RLY, N-ANN-S/PG, RLD
048f8acf-b1d5-41bf-bcf4-6fbd0663fca0 |  |  |  | North | Bosch | [5 empty] | Module | TRUE | D1625 | * | XFRMR,WALL,16VAC,25VA 0000075284 | 1 | [12 empty] | #FFFFFFFF |  |  | FALSE | FALSE | FALSE | [20 empty] | DESKTOP-7EIEB7A\acont | 2021-08-13 06:25 | THOR\acont | 2024-10-09 10:48
8138e7aa-bb37-4ee3-86db-6fbd8371e50b |  |  |  | North | Kidde |  | Cards & Components |  |  |  | Card | TRUE | GSA-UIO6R | ++ | Universal Input-Output Module Board w/Riser Inputs - Six Module Positions | 1 | [6 empty] | TRUE | [5 empty] | #FFFFFFFF |  |  | FALSE | FALSE | FALSE | [14 empty] | FALSE | [5 empty] | THOR\acont | 2023-12-13 10:36 | THOR\acont | 2024-10-09 10:48 | Cloned from Edwards GSA-UIO2R | [Edwards, Kidde] [SLC EST MODULES] [*] [#3 TYPE ADDR ¦ MODULES] GSA-UIO2R, GSA-UIO6, GSA-UIO6R, RZI16-2, SIGA-270, SIGA-270P, SIGA-278, SIGA-AA30, SIGA-AA50, SIGA-CC1, SIGA-CC1S, SIGA-CC2, SIGA-CC2A, SIGA-CR, SIGA-CR2, SIGA-CRH, SIGA-CRR, SIGA-CT1, SIGA- [Edwards, Kidde] [SLC EST MODULES SENSORS] [*] [#1 SHARED ADDR ¦ MODULES] GSA-UIO2R, GSA-UIO6, GSA-UIO6R, RZI16-2, SIGA-270, SIGA-270P, SIGA-278, SIGA-AA30, SIGA-AA50, SIGA-CC1, SIGA-CC1S, SIGA-CC2, SIGA-CC2A, SIGA-CR, SIGA-CR2, SIGA-CRH, SIGA-CRR, SIGA-
85df0de2-1132-4591-a44d-6fc3665f8899 |  |  |  | North | Kidde |  | Cards & Components |  |  |  | Card | TRUE | SMXHI2 |  | High Output Single Mode Fiber Optic Transceiver for VM-NOCF. Duplex SC connectors. | 1 | 0.0768 | 0.0768 |  |  |  |  | TRUE | [5 empty] | #FFFFFFFF |  |  | FALSE | FALSE | FALSE | [14 empty] | FALSE | [7 empty] | THOR\acont | 2024-10-09 10:48
f5291487-bf16-4062-9129-6fc39b1f439b | NFPA 170 SMOKE BEAM DETECTOR CONTROLLER |  |  | North | Siemens |  | Beam Detector |  |  |  | Module | TRUE | F5000 (Controller) | 500-050261+ | Fireray 5000 Beam Detector Controller | 1 | 0.0085 | 0.0085 |  |  |  |  | FALSE | TRUE |  |  |  |  | #FFFF0000 | FA-NFPA 170 SMOKE BEAM DETECTOR CONTROLLER | 1 | FALSE | FALSE | FALSE | 1406 | [13 empty] | FALSE | [5 empty] | DESKTOP-7EIEB7A\acont | 2022-06-29 10:22 | THOR\acont | 2024-09-08 17:27 | Cloned from Bosch FIRERAY5000 (Controller) | [Siemens] [IDC] 06 [Alarm] F5000 (Controller) (C) [Siemens] [AUX POWER] [*] F5000 (Controller) (C) [Siemens] [IDC] 07 [Trouble] F5000 (Controller) (C) | [Siemens] F5000 (Controller)
fd3f036b-92d6-4c0b-8ca4-6fc3e934b589 |  |  |  | North | Edwards |  | Hardware |  |  |  | Hardware | TRUE | G1RT |  | Trim Plate, for 2 gang or 4" square boxes, red | 1 | [6 empty] | FALSE | [5 empty] | #FFFFFFFF |  |  | FALSE | FALSE | FALSE | [14 empty] | FALSE | [7 empty] | THOR\acont | 2024-10-09 10:48
2444ad34-c864-4026-81a4-6fc40db0bbe7 | NFPA 170 SPEAKER CEILING |  |  | North | Edwards |  | Speaker |  |  |  | Module | TRUE | GCHFRF-S2 |  | 25V Speaker, Red, FIRE | 1 | [6 empty] | FALSE | TRUE |  |  |  |  | #FF0070C0 | FA-NFPA 170 SPEAKER CEILING | 1 | FALSE | FALSE | FALSE | 2019 | [13 empty] | FALSE |  |  | C |  |  |  |  | THOR\acont | 2024-09-08 17:27 |  | [Edwards, Kidde] [AUDIO 25v] [25V AUDIO] EGCF-S2VMH (C), G4F-S2, G4F-S2V1575, G4F-S2VM, G4HFRF-S2, G4HFRF-S2VMC, G4HFRN-S2, G4HFRN-S2VMC, G4HFWA-S2, G4HFWA-S2VMA, G4HFWA-S2VMC, G4HFWF-S2, G4HFWF-S2VMC, G4HFWN-S2, G4HFWN-S2VMA, G4HFWN-S2VMC, G4RF-S2, G4RF
1ddd7788-2ced-4d6d-bb25-6fc6fa7b35bf | NFPA 170 SMOKE DETECTOR |  |  | North | Potter |  | Smoke Detector |  |  |  | Module | TRUE | PS-24 w/SB | + | Conventional Photoelectric Smoke Detector | 1 |  | 0.15 |  |  |  |  | FALSE | [5 empty] | #FFFF0000 | FA-NFPA 170 SMOKE DETECTOR | 1 | FALSE | FALSE | FALSE | [14 empty] | FALSE | [7 empty] | THOR\acont | 2024-09-08 17:27 |  | [Potter] [IDC] 07 [*] CPS-24 w/SB, PS-24 w/SB, PS-24H w/SB
dd7b0c13-36c0-4fdb-8af7-6fcefb4812ca | NFPA 170 SMOKE DETECTOR |  |  | North | Bosch |  | Smoke Detector |  |  |  | Module | TRUE | D273 | + | SMOKE DET PHOTOELEC 4WIRE 0000072607 | 1 | 0.015 | 0.036 | [10 empty] | #FFFF0000 | FA-NFPA 170 SMOKE DETECTOR | 1 | FALSE | FALSE | FALSE | [20 empty] | DESKTOP-7EIEB7A\acont | 2021-08-13 06:25 | THOR\acont | 2024-09-08 17:27 |  | [Bosch] [IDC] 01 [*] [ALARM] 24ISN-CSM20-WGW, D273, D273TH, D273THE (C), FCP-350-P w/FCA-350-B6, FCP-350-PTH w/FCA-350-B6, FMM-100SATK
6aa8df04-b437-4d82-a72b-6fdbc9b103c0 | NFPA 170 HEAT DETECTOR |  |  | North | Potter |  | Heat Detector |  |  |  | Module | TRUE | CF-135EWT | 1000134 | 135°F Fixed Temperature XP Heat Detector | 1 | [6 empty] | FALSE | [5 empty] | #FFFF0000 | FA-NFPA 170 HEAT DETECTOR | 1 | FALSE | FALSE | FALSE | 1403 | [13 empty] | FALSE |  |  | 135° F |  |  |  |  | THOR\acont | 2024-09-08 17:27 | 20191121 AC Detector without base | [Potter] [IDC] 05 CF-135EWT, CF-200EWT, CR-135EWT, CR-200EWT, RCDS-1, RCDS-2001 [Notifier, Potter] [IDC] 01 CF-135EWT, CF-135MP, CF-135W, CF-165MP, CF-165W, CF-200EWT, CF-200MP, CF-200W, CF-285MP, CF-285W, CPS-24 w/SB, CR-135EWT, CR-135MP, CR-135W, CR-165MP, CR-165W, CR-200EWT, CR-200MP, CR-200W, DSD-P (C), P32-1T, PS40 Series, PS40
43bb27f1-90e1-4110-b606-6fdd3fc15667 | NFPA 170 HORN STROBE |  |  | North | Edwards |  | Horn/Strobe |  |  |  | Module | TRUE | WG4RF-HVMHC |  | Outdoor horn-strobe, red FIRE marking, candela, clear lens | 1 | 0 | 0.502 |  |  |  |  | FALSE | [5 empty] | #FF0070C0 | FA-NFPA 170 HORN STROBE | 1 | FALSE | FALSE | FALSE | 2012 | [13 empty] | FALSE |  |  | WP |  |  |  |  | THOR\acont | 2024-09-08 17:27 |  | [Edwards, Kidde] [NAC] [UL1971, 16 VFWR, CONTINUOUS] WG4RF-HVMHC, WG4RF-HVMHC (C) (C), WG4RN-HVMHC, WG4RN-HVMHC (C) (C), WG4WF-HVMHC, WG4WF-HVMHC (C) (C), WG4WN-HVMHC, WG4WN-HVMHC (C) (C) [Edwards, Kidde] [NAC] [UL1971, 24 VDC, CONTINUOUS] WG4RF-HVMHC, WG4RF-HVMHC (C) (C), WG4RN-HVMHC, WG4RN-HVMHC (C) (C), WG4WF-HVMHC, WG4WF-HVMHC (C) (C), WG4WN-HVMHC, WG4WN-HVMHC (C) (C) [Edwards, Kidde] [NAC] [UL1638, 16 VDC, CONTINUOUS] WG4RF-HVMHC, WG4RF-HVMHC (C) (C), WG4RN-HVMHC, WG4RN-HVMHC (C) (C), WG4WF-HVMHC, WG4WF-HVMHC (C) (C), WG4WN-HVMHC, WG4WN-HVMHC (C) (C) [Edwards, Kidde] [NAC] [UL1638, 24 VDC, CONTINUOUS] WG4RF-HVMHC, WG4RF-HVMHC (C) (C), WG4RN-HVMHC, WG4RN-HVMHC (C) (C), WG4WF-HVMHC, WG4WF-HVMHC (C) (C), WG4WN-HVMHC, WG4WN-HVMHC (C) (C) [Edwards, Kidde] [NAC] [UL1638, 16 VFWR, CONTINUOUS] WG4RF-HVMHC, WG4RF-HVMHC (C) (C), WG4RN-HVMHC, WG4RN-HVMHC (C) (C), WG4WF-HVMHC, WG4WF-HVMHC (C) (C), WG4WN-HVMHC, WG4WN-HVMHC (C) (C) [Edwards, Kidde] [NAC] [UL1971, 16 VDC, CONTINUOUS] WG4RF-HVMHC, WG4RF-HVMHC (C) (C), WG4RN-HVMHC, WG4RN-HVMHC (C) (C), WG4WF-HVMHC, WG4WF-HVMHC (C) (C), WG4WN-HVMHC, WG4WN-HVMHC (C) (C)
4c28fe2d-99c6-4b12-beb9-6fe717f4f0de | NFPA 170 SPEAKER WALL |  |  | North | Eaton Wheelock |  | Speaker |  |  |  | Module | TRUE | STH-15SR |  | Loud Speaker, 1 to 15 watt, 25/70 Vrms, Red | 1 | [6 empty] | FALSE | FALSE |  |  |  |  | #FF0070C0 | FA-NFPA 170 SPEAKER WALL | 1 | FALSE | FALSE | FALSE | 2021 | [13 empty] | FALSE | [5 empty] | DESKTOP-7SAL8M7\acont | 2019-06-04 15:01 | THOR\acont | 2024-09-08 17:27 | Cloned from Wheelock STH-SR | [Eaton Wheelock] [AUDIO 70.7v] [70V AUDIO] STH-15S, STH-15SR, STH-4R (C), STH-4R24MCCH (C), STH-S, STH-SR [Eaton Wheelock] [AUDIO 25v] [25V AUDIO] STH-15S, STH-15SR, STH-4R (C), STH-4R24MCCH (C), STH-S, STH-SR
dcbd71be-5a27-4615-b06f-6fede18639b9 |  |  |  | North | Bosch | [5 empty] | Module | TRUE | NUC-52051-F0-RO | * | ***(Ross) FLEXIDOME IP panoramic 5000 Fixed dome 5MP 360 | 1 | [12 empty] | #FFFFFFFF |  |  | FALSE | FALSE | FALSE | [20 empty] | DESKTOP-7EIEB7A\acont | 2021-08-13 06:25 | THOR\acont | 2024-10-09 10:48
34d4d1fa-e2df-4baf-bbe1-6ff4811a4d09 |  |  |  | North | Advanced |  | Cards & Components |  |  |  | Card | TRUE | AX-NET7 |  | Style 7 Network Module | 1 | [6 empty] | TRUE | [5 empty] | #FFFFFFFF |  |  | FALSE | FALSE | FALSE | [14 empty] | FALSE | [7 empty] | THOR\acont | 2024-10-09 10:48
2b024a7d-ef79-4690-a581-6ff4fd92be31 | NFPA 170 FIRE ALARM COMMUNICATOR |  |  | North | Silent Knight |  | Communicator |  |  |  | Assembly | TRUE | 5204 | ++ | Fire Control/Communicator | 1 | [6 empty] | FALSE |  |  |  | 12.25" W x 14.5" H x 3.0" D (31.1cm W x 36.8 cm H x 7.6cm D) |  | #FFFF0000 | FA-NFPA 170 FIRE ALARM COMMUNICATOR | 1 | FALSE | FALSE | FALSE | 251 | [8 empty] | 17 | 1 |  |  |  | TRUE | [5 empty] | THOR\acont | 2023-11-10 12:57 | THOR\acont | 2024-09-08 17:27 | Cloned from Silent Knight 5104B
bf1e39c5-2e4b-4992-b75e-6ff67f15326e | NFPA 170 HORN STROBE |  |  | North | Generic |  | Horn/Strobe |  |  |  | Module | TRUE | Existing NAC Load (.3A) |  |  | 1 |  | 0.3 |  |  |  |  | TRUE | [5 empty] | #FF0070C0 | FA-NFPA 170 HORN STROBE | 1 | FALSE | FALSE | FALSE | 2012 | [16 empty] | EXP |  |  | DESKTOP-7SAL8M7\acont | 2020-11-20 07:29 | THOR\acont | 2024-09-08 17:27 | Cloned from Generic Existing NAC Load (.08A) | [Generic] [NAC] [*] Existing NAC Load (.01A), Existing NAC Load (.02A), Existing NAC Load (.03A), Existing NAC Load (.04A), Existing NAC Load (.05A), Existing NAC Load (.06A), Existing NAC Load (.07A), Existing NAC Load (.08A), Existing NAC Load (.09A),
ccdc9c78-ccd9-4892-87f9-6ff9548937a3 | NFPA 170 HEAT DETECTOR |  |  | North | Simplex |  | Heat Detector |  |  |  | Module | TRUE | 4098-9615E w/4098-9788E | + | Electronic Heat Detector 2-Wire 200° F (57° C), High Humidity | 1 | 0.0001 | 0.086 |  |  |  |  | TRUE | TRUE |  |  |  |  | #FFFF0000 | FA-NFPA 170 HEAT DETECTOR | 1 | FALSE | FALSE | FALSE | 1403 | [16 empty] | 200 |  |  | THOR\acont | 2024-02-22 15:56 | THOR\acont | 2024-09-08 17:27 | Cloned from Simplex 4098-9614E w/4098-9788E | [Autocall, Simplex] [IDC] 02 [*] 4090-9008, 4098-9612E w/4098-9683E (C), 4098-9612E w/4098-9684E (C), 4098-9612E w/4098-9788E (C), 4098-9613E w/4098-9683E (C), 4098-9613E w/4098-9684E (C), 4098-9613E w/4098-9788E (C), 4098-9614E w/4098-9683E (C), 4098-96 | [Autocall, Simplex] 4098-9612 w/4098-9682, 4098-9612E w/4098-9682E, 4098-9612E w/4098-9683E, 4098-9612E w/4098-9684E, 4098-9612E w/4098-9788E, 4098-9613 w/4098-9682, 4098-9613E w/4098-9682E, 4098-9613E w/4098-9683E, 4098-9613E w/4098-9684E, 4098-9613E w/4
0675ff81-3ba6-405b-86ce-6fff8f7525a0 | NFPA 170 HORN STROBE |  |  | North | Siemens |  | Horn/Strobe |  |  |  | Module | TRUE | MTH-15-115-R-WP | 500-636080 | MULTI TONE HORN 15CD 115V RED | 1 | [12 empty] | #FF0070C0 | FA-NFPA 170 HORN STROBE | 1 | FALSE | FALSE | FALSE | 2012 | [19 empty] | DESKTOP-7SAL8M7\acont | 2019-08-13 09:04 | THOR\acont | 2024-09-08 17:27 | B,T
fba1636d-6ee7-450c-a8b7-70017da00f8b |  |  |  | North | Gamewell FCI |  | Cards & Components |  |  |  | Card | TRUE | FCI-CHG-120 | ++ | Battery charger, 25-120 A/H sealed leadacid, mounts in FCI-LBB box | 1 | [6 empty] | TRUE | [5 empty] | #FFFFFFFF |  |  | FALSE | FALSE | FALSE | [9 empty] | 26,55,100 |  |  |  |  | FALSE | [7 empty] | THOR\acont | 2024-10-09 10:48
e37eb535-68d1-4b27-a26e-7007173751f0 | 170 BASIC SHAPE |  |  | North | Honeywell |  | Miscellaneous |  |  |  | Module | TRUE | 4208SNF |  | Universal Class A_Class B 8 Zone Expander Module | 1 | [6 empty] | FALSE | [5 empty] | #FFFF0000 | FA-170 BASIC SHAPE | 1 | FALSE | FALSE | FALSE | 5000 | [13 empty] | FALSE | [5 empty] | AULAPTOP-PC\Aulaptop | 2018-09-03 05:46 | THOR\acont | 2024-09-08 17:27 |  | [Ademco, Honeywell] [VPLEX] [*] 4101SN, 4190SN, 4193SN, 4204, 4204CF, 4208SN, 4208SNF, 4208U, 4209U, 4297, 5193SD (C), 5193SDT (C) [Honeywell] [KEYPAD] [*] 4208SN, 4208SNF, 4208U, 5881ENHC, 5883H, 6160, 6160CR-2, 6290W, 6460S, 6460SC, 6460W, 6460WC | [Honeywell] 4208SN, 4208SNF, 4208U
f5117696-1a39-455f-b910-700a5adab0e7 | NFPA 170 SMOKE DETECTOR |  |  | North | Gamewell FCI |  | Smoke Detector |  |  |  | Module | TRUE | ASD-PL3 w/B224BI-WH | + | Photoelectric smoke detector, bright white, Velociti w/ Isolator base, bright white | 1 | 0.0002 | 0.0045 |  |  |  |  | FALSE | TRUE | FLUSH |  | 4" SQ. DEEP | 3 "O" PLASTER RING | #FFFF0000 | FA-NFPA 170 SMOKE DETECTOR | 1 | FALSE | FALSE | FALSE | 1408 | [13 empty] | FALSE |  |  | I |  |  | DESKTOP-7SAL8M7\acont | 2019-04-25 06:56 | THOR\acont | 2024-09-08 17:27 | 20191121 AC Detector with base | [Gamewell FCI] [SLC SENSORS] [*] [#4 TYPE ADDR ¦ SENSORS] ADPF (C), ASD-PL2F w/B200S-LF-WH (C), ASD-PL2F w/B210LP (C), ASD-PL2FR (C), ASD-PL3 w/B200S-LF-WH (C), ASD-PL3 w/B200SR-LF-WH (C), ASD-PL3 w/B200SR-WH (C), ASD-PL3 w/B224BI-WH (C), ASD-PL3 w/B224R [Gamewell FCI] [SLC MODULES SENSORS] [*] [#2 SHARED ADDR ¦ SENSORS] ADPF (C), ASD-PL2F w/B200S-LF-WH (C), ASD-PL2F w/B210LP (C), ASD-PL2FR (C), ASD-PL3 w/B200S-LF-WH (C), ASD-PL3 w/B200SR-LF-WH (C), ASD-PL3 w/B200SR-WH (C), ASD-PL3 w/B224BI-WH (C), ASD-P
a7ebc944-2a78-4c20-8bb6-700ae94d6418 | CADGEN DOOR CONTACT |  |  | North | Bosch | Security/Access Control | Door Contact |  |  |  | Module | TRUE | ISN-C66 | + | Track Mounted Overhead Door Contact | 1 | [12 empty] | #FFFF0000 | FA-CADGEN DOOR CONTACT | 1 | FALSE | FALSE | FALSE | [20 empty] | DESKTOP-7EIEB7A\acont | 2021-08-13 06:25 | THOR\acont | 2024-09-08 17:27
497446f6-ff1b-4d08-a588-700af8751a23 | NFPA 170 SPEAKER STROBE CEILING |  |  | North | Siemens |  | Speaker/Strobe |  |  |  | Module | TRUE | SEFH-AHMC-CW-ALERT | S54329-A15-A1 | SPK-ST,CLG,AMB,ALR,W | 1 | [7 empty] | TRUE |  |  |  |  | #FF0070C0 | FA-NFPA 170 SPEAKER STROBE CEILING | 1 | FALSE | FALSE | FALSE | 2020 | [16 empty] | C |  |  | DESKTOP-7SAL8M7\acont | 2019-08-13 09:04 | THOR\acont | 2024-09-08 17:27 |  | [Siemens] [NAC] [VDC] SEFH-AHMC-CW-ALERT (C), SEFH-HMC-CR (C), SEFH-HMC-CR-ALERT (C), SEFH-HMC-CW (C), SEFH-HMC-CW-ALERT (C), SEH-HMC-CR (C), SEH-HMC-CR-B (C), SEH-HMC-CW (C), SEH-HMC-CW-B (C) [Siemens] [AUDIO 25v] [25V AUDIO] SEFH-AHMC-CW-ALERT (C), SEFH-AMC-CW-ALERT (C), SEFH-AMC-W-ALERT, SEFH-CR (C), SEFH-CW (C), SEFH-HMC-CR (C), SEFH-HMC-CR-ALERT (C), SEFH-HMC-CW (C), SEFH-HMC-CW-ALERT (C), SEFH-HMC-R, SEFH-HMC-W, SEFH-MC-CR (C), SEFH-MC-C [Siemens] [AUDIO 70.7v] [70V AUDIO] SEFH-AHMC-CW-ALERT (C), SEFH-AMC-CW-ALERT (C), SEFH-AMC-W-ALERT, SEFH-CR (C), SEFH-CW (C), SEFH-HMC-CR (C), SEFH-HMC-CR-ALERT (C), SEFH-HMC-CW (C), SEFH-HMC-CW-ALERT (C), SEFH-HMC-R, SEFH-HMC-W, SEFH-MC-CR (C), SEFH-MC
f7c2ddcf-3735-42d5-aac7-700d4d4d2432 |  |  |  | North | Autocall | [5 empty] | Module | TRUE | A100-9601 |  |  | 1 | [12 empty] | #FFFFFFFF |  |  | FALSE | FALSE | FALSE | [20 empty] | ALIENWIN10\AugWin7 | 2019-11-19 16:19 | THOR\acont | 2024-10-09 10:48
77f1293f-c8e1-48c2-8e01-7011855e83b7 |  |  |  | North | MIRCOM | [5 empty] | Module | TRUE | BB-1001DR | ++ | Remote Annunciator Enclosure Houses one module. “D” White “DR” Red "DS" Stainless Steel or "DB" for Black Door. | 1 | [12 empty] | #FFFFFFFF |  |  | FALSE | FALSE | FALSE | [20 empty] | THOR\acont | 2024-02-26 09:30 | THOR\acont | 2024-10-09 10:48 | Cloned from MIRCOM BB-1001DB
e31bd090-488f-48b5-aaaf-701ef068f4a4 | NFPA 170 HORN STROBE |  |  | North | Eaton Wheelock |  | Horn/Strobe |  |  |  | Module | TRUE | EL4XMTST-FR | ++ | WALL HORN STROBE, RED, WP | 1 | [6 empty] | TRUE | [5 empty] | #FF0070C0 | FA-NFPA 170 HORN STROBE | 1 | FALSE | FALSE | FALSE | 2020 | [16 empty] | WP |  |  | THOR\acont | 2024-09-11 19:25 | THOR\acont | 2024-10-09 10:48 | Cloned from Eaton Wheelock EL4XHS-FR | [Eaton Wheelock] [NAC] [24VDC, STD HORN] EL3RMTSTA-ALW, EL3RMTSTA-NW, EL3RMTST-FR, EL3RMTST-FW, EL4XMTSTA-ALW, EL4XMTSTA-NW, EL4XMTST-FR, EL4XMTST-FW [Eaton Wheelock] [NAC] [24VDC, HIGH HORN] EL3RMTSTA-ALW, EL3RMTSTA-NW, EL3RMTST-FR, EL3RMTST-FW, EL4XMTSTA-ALW, EL4XMTSTA-NW, EL4XMTST-FR, EL4XMTST-FW
e026ba98-5ef0-41cf-8a85-702970e85b50 |  |  |  | North | Bosch | [5 empty] | Module | TRUE | D161 | * | 7ft phone cord | 1 | [12 empty] | #FFFFFFFF |  |  | FALSE | FALSE | FALSE | [20 empty] | DESKTOP-7EIEB7A\acont | 2021-08-13 06:25 | THOR\acont | 2024-10-09 10:48
219b9fc3-fe3d-446e-a570-702a95926fbf |  |  |  | North | Silent Knight |  | Cards & Components |  |  |  | Card | TRUE | SK-PS6 Main Board | ++ | Main Board | 1 | 0.139 | 0.157 | 6 |  |  |  | TRUE | FALSE |  |  |  |  | #FFFFFFFF |  |  | FALSE | FALSE | FALSE | [14 empty] | FALSE | [5 empty] | DESKTOP-7EIEB7A\acont | 2021-06-30 11:05 | THOR\acont | 2024-10-09 10:48 | Cloned from Gamewell FCI HPF-PS6 MAIN BOARD | [Farenhyt, Silent Knight, Stanley Security Solutions] [VAC ] 5104B Main Board, 5204 Main Board, 5207 Main Board, 5208 Main Board, 5495 Main Board, 5496 Main Board, 5499 Main Board, 5600 Main Board, 5700 Main Board, 5808 Main Board, 5820XL Main Board, 588 [Silent Knight] [NAC Trigger] [#2] SK-PS10 Main Board, SK-PS6 Main Board [Silent Knight] [IDC] [#2 TROUBLE] 5104B Main Board, 5204 Main Board, 5207 Main Board, 5208 Main Board, 5495 Main Board, 5600 Main Board, 5700 Main Board, 5808 Main Board, 5820XL Main Board, 5895XL Main Board, 6700 Main Board, 6808 Main Board, 6820 Main [Silent Knight] [NAC Trigger] [ALL DEVICES ++] SK-PS10 Main Board, SK-PS6 Main Board | [Silent Knight] SK-PS6 Main Board [Silent Knight] SK-PS6 Main Board
0191377c-a080-448d-8c7d-702c3d187f66 | NFPA 170 VOICE EVACUATION CONTROL UNIT |  |  | North | Potter |  | Voice Evac Control Unit |  |  |  | Assembly | TRUE | PVX-100/4Z |  | 100W Voice Evacuation System with 4 Speaker Zones | 1 | [6 empty] | FALSE | [5 empty] | #FFFF0000 | FA-NFPA 170 VOICE EVACUATION CONTROL UNIT | 1 | FALSE | FALSE | FALSE | 211 | [8 empty] | 7,12,18 |  |  |  |  | TRUE | [7 empty] | THOR\acont | 2024-09-08 17:27
4d54d4b3-0c0a-4be9-9153-702d29325aab |  |  |  | North | Siemens | [5 empty] | Module | TRUE | SDH-3A | 500-614187 | 120VAC SURFACE WIRING | 1 | [12 empty] | #FFFFFFFF |  |  | FALSE | FALSE | FALSE | [20 empty] | DESKTOP-7SAL8M7\acont | 2019-08-13 09:04 | THOR\acont | 2024-10-09 10:48
36850b8b-7044-421b-9253-702e793b069e | AEC AR5-REPEATER |  |  | North | CWSI |  | Wireless Component |  |  |  | Assembly | TRUE | AR5 |  | REPEATER | 1 | [6 empty] | TRUE | [5 empty] | #FFFF0000 | FA-AEC AR5-REPEATER | 1 | FALSE | FALSE | FALSE |  |  |  | 7300-2013:0110 | [16 empty] | AULAPTOP-PC\Aulaptop | 2019-10-15 04:30 | THOR\acont | 2024-09-08 17:27 | Cloned from New Part CLONED
5a10fde7-36aa-40f6-b9f2-7031166bcc91 |  |  |  | North | Siemens |  | Cards & Components |  |  |  | Card | TRUE | LPB | 500-035200 | LOCAL PAGE BOARD MOUNTS ON DAC-NET | 1 | 0.05 | 0.05 |  |  |  |  | TRUE | [5 empty] | #FFFFFFFF |  |  | FALSE | FALSE | FALSE | [22 empty] | THOR\acont | 2024-10-09 10:48
27a7df86-f3a4-4df5-a6c2-70339afe7232 | NFPA 170 HEAT DETECTOR |  |  | North | Autocall |  | Heat Detector |  |  |  | Module | TRUE | A4098-9615E w/A4098-9683E | + | Electronic Heat Detector 2-Wire 200° F (57° C) with auxiliary alarm relay output, High Humidity | 1 | 0.0001 | 0.086 |  |  |  |  | TRUE | TRUE |  |  |  |  | #FFFF0000 | FA-NFPA 170 HEAT DETECTOR | 1 | FALSE | FALSE | FALSE | 1403 | [16 empty] | 200 |  |  | THOR\acont | 2024-02-22 15:56 | THOR\acont | 2024-09-08 17:27 | Cloned from Autocall A4098-9614E w/A4098-9683E | [Autocall, Simplex] [IDC] 02 [*] 4090-9008, 4098-9612E w/4098-9683E (C), 4098-9612E w/4098-9684E (C), 4098-9612E w/4098-9788E (C), 4098-9613E w/4098-9683E (C), 4098-9613E w/4098-9684E (C), 4098-9613E w/4098-9788E (C), 4098-9614E w/4098-9683E (C), 4098-96 | [Autocall, Simplex] 4098-9612 w/4098-9682, 4098-9612E w/4098-9682E, 4098-9612E w/4098-9683E, 4098-9612E w/4098-9684E, 4098-9612E w/4098-9788E, 4098-9613 w/4098-9682, 4098-9613E w/4098-9682E, 4098-9613E w/4098-9683E, 4098-9613E w/4098-9684E, 4098-9613E w/4
44242ba4-46b6-420d-b6a1-7038ae5293e3 | NFPA 170 SPEAKER WALL |  |  | North | Monaco Enterprises |  | Speaker |  |  |  | Module | TRUE | 124-072-50 |  | SPEAKER:RED,OUTDOOR,0.25-2W,0.4-4KHZ,25/70.7VRMS,WEATHERPROOF BACKBOX,SQ | 1 | [6 empty] | FALSE | FALSE | FLUSH |  | 5.1" X 5.7" X 2.0" (BY TSI) | N/A | #FF0070C0 | FA-NFPA 170 SPEAKER WALL | 1 | FALSE | FALSE | FALSE | 2019 |  |  | 7320-1653:0201 | [10 empty] | FALSE | [5 empty] | DESKTOP-7SAL8M7\acont | 2020-02-20 14:35 | THOR\acont | 2024-09-08 17:27 | Cloned from System Sensor SPRK | [Monaco Enterprises] [AUDIO 25v] [25V AUDIO] 124-072-00, 124-072-50, 124-095-00 (C) [Monaco Enterprises] [AUDIO 70.7v] [70V AUDIO] 124-072-00, 124-072-50, 124-095-00 (C)
4f687809-a2c9-4450-b0f3-7038cbd1136a |  |  |  | North | Gamewell FCI |  | Hardware |  |  |  | Hardware | TRUE | E3BB-RC/INCC | ++ | Enclosure, Command Center, Red, “C” Size | 1 | [6 empty] | TRUE |  |  |  | 19 3/8” W x 30” H x 4 1/2” D (49 W x 76 H x 11 D cm) |  | #FFFFFFFF |  |  | FALSE | FALSE | FALSE | [20 empty] | DESKTOP-7EIEB7A\acont | 2022-08-29 12:23 | THOR\acont | 2024-10-09 10:48 | Cloned from Gamewell FCI E3BB-BC/INCC
647f29b4-d6ea-44e1-8df4-703a5fa139b9 | NFPA 170 HORN STROBE |  |  | North | System Sensor |  | Horn/Strobe |  |  |  | Module | TRUE | P2GRKLED-P | ++ | 2-Wire, Compact Horn Strobe, Wall, Red, Plain, Outdoor | 1 | [6 empty] | FALSE | FALSE |  |  |  |  | #FF0070C0 | FA-NFPA 170 HORN STROBE | 1 | FALSE | FALSE | FALSE | 2012 |  |  | 7125-1653:0188 | [10 empty] | FALSE |  |  | WP |  |  | DESKTOP-QGO6JOK\acont | 2024-07-15 13:29 | THOR\acont | 2024-09-08 17:27 | Cloned from System Sensor P2GRKLED | [System Sensor] [NAC] [16-33VDC, TEMPORAL LOW] P2GRKLED, P2GRKLED-B, P2GRKLED-P, P2GWKLED, P2GWKLED-B, P2GWKLED-P [System Sensor] [NAC] [16-33VDC, TEMPORAL HIGH] P2GRKLED, P2GRKLED-B, P2GRKLED-P, P2GWKLED, P2GWKLED-B, P2GWKLED-P
91563518-1ba4-4530-aad8-703af7176ecd | NFPA 170 STROBE WALL |  |  | North | Eaton Wheelock |  | Strobe |  |  |  | Module | TRUE | ELSTW-A | + | WALL STROBE, WHITE, AGENT | 1 | [6 empty] | TRUE | [5 empty] | #FF0070C0 | FA-NFPA 170 STROBE WALL | 1 | FALSE | FALSE | FALSE | 2020 | [19 empty] | DESKTOP-7EIEB7A\acont | 2021-04-29 09:41 | THOR\acont | 2024-09-08 17:27 | Cloned from Eaton Wheelock ELSTW | [Eaton Wheelock] [NAC] [24VDC] ELSTR, ELSTR-A, ELSTR-AL, ELSTR-ALA, ELSTR-N, ELSTR-NA, ELSTW, ELSTW-A, ELSTW-AL, ELSTW-ALA, ELSTW-EV, ELSTW-N, ELSTW-NA, STR, STW
e6b98ac5-277a-4eec-9560-703f0f27c486 |  |  |  | North | DMP |  | Cards & Components |  |  |  | Card | TRUE | 263LTE | ++ | Universal Alarm Communicator | 1 | 0.012 | 0.012 |  |  |  |  | TRUE | [5 empty] | #FFFFFFFF |  |  | FALSE | FALSE | FALSE | [14 empty] | FALSE | [5 empty] | ALIENWIN10\AugWin7 | 2019-12-12 11:18 | THOR\acont | 2024-10-09 10:48 | Cloned from DMP CellComSLC | [DMP, DSC, Honeywell, NAPCO] [IDC] 01 [TROUBLE] 263LTE, 263LTE-A, 263LTE-V, 263LTE-V5 (12V), 3G3070-CF HSPA, CDMA-FIRE, CellComSLC, CellComSLCF, CellComSLCZ, DUALCOMNF-LV (12V), DUALCOMNF-LV (24V), HWF2A-COM Main Board, HWF2V-COM Main Board, IPGSM-4G, TL [DMP] [AUX POWER] [*] 263LTE, 263LTE-A, 263LTE-V, 263LTE-V5 (12V), DUALCOMNF-LV (12V), DUALCOMNF-LV (24V) [DMP, DSC, NAPCO] [DACT] 01 [DACT] 263LTE, 263LTE-A, 263LTE-V, 263LTE-V5 (12V), 3G3070-CF HSPA, CDMA-FIRE, CellComSLC, CellComSLCF, CellComSLCZ, DUALCOMNF-LV (12V), DUALCOMNF-LV (24V), TL300CF | [DMP] 263LTE, 263LTE-A, 263LTE-V, 263LTE-V5 (12V)
a21434f1-c0f3-4812-8bb9-7045a3206482 | NFPA 170 FIRE ALARM CONTROL UNIT | RISER FACP |  | North | Siemens |  | Fire Alarm Control Unit |  |  |  | Assembly | TRUE | C-Mod-250-ZIC8B-EP | S54430-B13-A1 | C-Mod-250-ZIC8B-EP INCLUDES: (1) XDLC, (1) FCM2041-U3, (1) ZIC-8B, (1) CC-5, (1) PSC-12 | 1 | [12 empty] | #FFFF0000 | FA-NFPA 170 FIRE ALARM CONTROL UNIT | 1 | FALSE | FALSE | FALSE | 202 | [13 empty] | TRUE | [5 empty] | DESKTOP-7SAL8M7\acont | 2019-08-13 09:04 | THOR\acont | 2024-09-08 17:27
b221166b-c90c-4d27-bbc9-7046fa52e2ec | NFPA 170 HORN STROBE CEILING |  |  | North | Siemens |  | Horn/Strobe |  |  |  | Module | TRUE | SL2HSCW-AL | S54329-F93-A1++ | Horn-Strobe, Ceiling, Clear, White, Alert | 1 | [7 empty] | TRUE |  |  |  |  | #FF0070C0 | FA-NFPA 170 HORN STROBE CEILING | 1 | FALSE | FALSE | FALSE | 2023 | [16 empty] | C |  |  | DESKTOP-7EIEB7A\acont | 2023-08-03 09:28 | THOR\acont | 2024-09-08 17:27 | Cloned from Siemens SL2HSWW-AL | [Siemens] [NAC] [24 VDC, HORN HIGH] SL2HSCR-A (C), SL2HSCR-AL (C), SL2HSCR-F (C), SL2HSCR-FB (C), SL2HSCR-N (C), SL2HSCW-A (C), SL2HSCW-AL (C), SL2HSCW-F (C), SL2HSCW-FB (C), SL2HSCW-N (C) [Siemens] [NAC] [24 VDC, HORN TEMPORAL] SL2FSCR-AL (C), SL2FSCR-CO (C), SL2FSCR-F (C), SL2FSCR-N (C), SL2FSCW-AL (C), SL2FSCW-CO (C), SL2FSCW-F (C), SL2FSCW-N (C), SL2FSWR-AL, SL2FSWR-CO, SL2FSWR-F, SL2FSWR-N, SL2FSWW-AL, SL2FSWW-CO, SL2FSWW-F, SL2FSWW-N [Siemens] [NAC] [24 VDC, HORN TEMPORAL] SL2FSSCR-AL (C), SL2FSSCR-CO (C), SL2FSSCR-F (C), SL2FSSCR-N (C), SL2FSSCW-AL (C), SL2FSSCW-CO (C), SL2FSSCW-F (C), SL2FSSCW-N (C), SL2FSSWR-AL, SL2FSSWR-CO, SL2FSSWR-F, SL2FSSWR-N, SL2FSSWW-CO, SL2FSSWW-F, SL2FSSW
09968107-d4e7-4925-b5f8-7047d5548b59 | NFPA 170 CELL COMM |  |  | North | Honeywell |  | Cellular Communicator |  |  |  | Module | TRUE | LTEM-PIV |  | Resideo Cellular Communicator Verizon | 1 | [6 empty] | TRUE | [5 empty] | #FFFF0000 | FA-NFPA 170 CELL COMM | 1 | FALSE | FALSE | FALSE | [20 empty] | DESKTOP-DUP41H2\August | 2023-07-19 15:23 | THOR\acont | 2024-09-08 17:27 | Cloned from LTEM-PIA | [Honeywell] [KEYPAD] LTEM-PIA, LTEM-PIV
eb379164-2063-42dd-8abb-70493ba16efd | NFPA 170 DOCUMENT BOX |  |  | North | Generic |  | Miscellaneous |  |  |  | Assembly | TRUE | DOC BOX | Accessories | Fire Alarm Document Box | 1 | 0 | 0 |  |  |  |  | TRUE |  | Surface Mounted |  |  |  | #FFFF0000 | FA-NFPA 170 DOCUMENT BOX | 1 | FALSE | FALSE | FALSE | [20 empty] | THOR\acont | 2023-12-14 16:08 | THOR\acont | 2024-09-08 17:27 | Cloned from Space Age Electronics SSU00672
7303ccf4-b720-444d-a192-704ddee5cc99 | NFPA 170 SPEAKER STROBE CEILING |  |  | North | Eaton Wheelock |  | Speaker/Strobe |  |  |  | Module | TRUE | E60-24MCC-FR |  | Speaker/Strobe, 24 VDC, Multi-Candela, , 25/70 Vrms, red | 1 | 0 | 0.375 |  |  |  |  | FALSE | TRUE |  |  |  |  | #FF0070C0 | FA-NFPA 170 SPEAKER STROBE CEILING | 1 | FALSE | FALSE | FALSE | 2020 | [13 empty] | FALSE |  |  | C |  |  |  |  | THOR\acont | 2024-09-08 17:27 |  | [Eaton Wheelock, Hochiki] [NAC] E60-24MCC-FR (C), E60-24MCC-FW (C) [Eaton Wheelock, Hochiki] [AUDIO 70.7v] [70V AUDIO] E60-24MCC-FR (C), E60-24MCC-FW (C), E60-24MCCH-FR (C), E60-24MCCH-FW (C), E60-24MCW-FR, E60-24MCW-FW, E60-24MCWH-FR, E60-24MCWH-FW, E60-R, E60-W [Eaton Wheelock, Hochiki] [AUDIO 25v] [25V AUDIO] E60-24MCC-FR (C), E60-24MCC-FW (C), E60-24MCCH-FR (C), E60-24MCCH-FW (C), E60-24MCW-FR, E60-24MCW-FW, E60-24MCWH-FR, E60-24MCWH-FW, E60-R, E60-W
57445415-2550-4194-9972-70524e83123e |  |  |  | North | Fike |  | Cards & Components |  |  |  | Card | TRUE | 10-2472 |  | Cybercat 1016 System Controller | 1 | 0.275 | 0.275 |  |  |  |  | TRUE | [5 empty] | #FFFFFFFF |  |  | FALSE | FALSE | FALSE | [20 empty] | AULAPTOP-PC\Aulaptop | 2019-06-28 08:10 | THOR\acont | 2024-10-09 10:48 |  |  | [Fike] 10-2472
f97e068b-07a8-4e0c-8e4a-7052d77047be |  |  |  | North | Autocall |  | Cards & Components |  |  |  | Card | TRUE | A007-9805 | ++ | Panel Mounted 48 LED Status Annunciator Module; provides 24 Yellow LEDs, 20 Red LEDs, and 4 Red/Green LEDs that are programmable for up to 24 IDC zones of alarm and trouble annunciation, or as required for custom annunciation requirements | 1 | 0.105 | 0.105 |  |  |  |  | TRUE | [5 empty] | #FFFFFFFF |  |  | FALSE | FALSE | FALSE | [20 empty] | DESKTOP-7SAL8M7\acont | 2020-05-11 17:03 | THOR\acont | 2024-10-09 10:48 | Cloned from AutoCall A007-9804
71f43fdd-2ea8-4b3f-878a-705482848f58 | NFPA 170 SMOKE DETECTOR |  |  | North | Secutron |  | Smoke Detector |  |  |  | Module | TRUE | MRI-2251B w/B210LP | ++ | Intelligent Photoelectric Detector, Standard Base | 1 | 0.0003 | 0.0065 |  |  |  |  | FALSE | TRUE |  |  | 2 inches H x 6.1 inches D |  | #FFFF0000 | FA-NFPA 170 SMOKE DETECTOR | 1 | FALSE | FALSE | FALSE | 1408 | [13 empty] | FALSE | [5 empty] | DESKTOP-7EIEB7A\acont | 2023-06-24 19:47 | THOR\acont | 2024-09-08 17:27 | Cloned from Secutron MRI-2351TAP w/300-6 | [Secutron] [SLC MODULES SENSORS] [*] [#2 SHARED ADDR ¦ SENSORS] 7251 (C), MRI-2251B w/B210LP (C), MRI-2251BR (C), MRI-2251TB w/B210LP (C), MRI-2251TMB w/B210LP (C), MRI-2351AP w/300-6 (C), MRI-2351RAP (C), MRI-2351TAP w/300-6 (C), MRI-5251B w/B210LP (C), [Secutron] [SLC SENSORS] [*] [#4 TYPE ADDR ¦ SENSORS] 7251 (C), MRI-2251B w/B210LP (C), MRI-2251BR (C), MRI-2251TB w/B210LP (C), MRI-2251TMB w/B210LP (C), MRI-2351AP w/300-6 (C), MRI-2351RAP (C), MRI-2351TAP w/300-6 (C), MRI-5251B w/B210LP (C), MRI-5251H
1caf97db-cdc3-4f86-9c1b-705643e1c5ed | NFPA 170 SPEAKER STROBE |  |  | North | Kidde |  | Speaker/Strobe |  |  |  | Module | TRUE | EG4SVWF |  | Speaker/Strobe, Wall, White, FIRE | 1 | [6 empty] | FALSE | FALSE | GRSW-10 | G4WSB |  |  | #FF0070C0 | FA-NFPA 170 SPEAKER STROBE | 1 | FALSE | FALSE | FALSE | 2019 | [13 empty] | FALSE |  |  | C |  |  | DESKTOP-7EIEB7A\acont | 2021-05-24 09:19 | THOR\acont | 2025-02-25 13:44 | Cloned from Edwards G4SVWF | [Edwards, Kidde] [NAC] [24 FWR] EG4SVRF, EG4SVRN, EG4SVWA, EG4SVWF, EG4SVWN, G4SVRF, G4SVRN, G4SVWA, G4SVWF, G4SVWN [Edwards, Hochiki, Kidde] [AUDIO 25v] [25V AUDIO] EG4SRF, EG4SRN, EG4SVRF, EG4SVRN, EG4SVWA, EG4SVWF, EG4SVWN, EG4SWA, EG4SWF, EG4SWN, G4SRF, G4SRN, G4SVRF, G4SVRN, G4SVWA, G4SVWF, G4SVWN, G4SWA, G4SWF, G4SWN, WGSRA, WGSRF, WGSRF-FR, WGSRF-SP, WGSRN, WGS [Edwards, Kidde] [NAC] [24 VDC] EG4SVRF, EG4SVRN, EG4SVWA, EG4SVWF, EG4SVWN, G4SVRF, G4SVRN, G4SVWA, G4SVWF, G4SVWN [Edwards, Hochiki, Kidde] [AUDIO 70.7v] [70V AUDIO] EG4SRF, EG4SRN, EG4SVRF, EG4SVRN, EG4SVWA, EG4SVWF, EG4SVWN, EG4SWA, EG4SWF, EG4SWN, G4SRF, G4SRN, G4SVRF, G4SVRN, G4SVWA, G4SVWF, G4SVWN, G4SWA, G4SWF, G4SWN, WGSRA, WGSRF, WGSRF-FR, WGSRF-SP, WGSRN, W
f8e26387-3edc-4fdb-bae5-7057b107715a |  |  |  | North | Siemens | [5 empty] | Module | TRUE | BT-SS-AC | 500-694398 | BELL 10 120VAC RED SS | 1 | [12 empty] | #FFFFFFFF |  |  | FALSE | FALSE | FALSE | [20 empty] | DESKTOP-7SAL8M7\acont | 2019-08-13 09:04 | THOR\acont | 2024-10-09 10:48
2f63f233-57c6-4789-b4ea-705cf039f1e4 | NFPA 170 ADDRESSABLE INPUT MONITOR MODULE |  |  | North | NAPCO |  | Addressable Module |  |  |  | Module | TRUE | GEMC-BSLC-4PT | + | Addressable SLC 4 point input expansion module | 1 | 0.003 | 0.003 | [10 empty] | #FFFF0000 | FA-NFPA 170 ADDRESSABLE INPUT MONITOR MODULE | 1 | FALSE | FALSE | FALSE | 1000 | [19 empty] | DESKTOP-7SAL8M7\acont | 2020-01-21 11:59 | THOR\acont | 2024-09-08 17:27 |  | [NAPCO] [SLC NAPCO BURG] 01 [*] GEMC-BSLC-1PT, GEMC-BSLC-4PT, GEMC-BSLC-DT, GEMC-BSLC-PIR, GEMC-BSLC-RLY
783f8722-88e1-4ae7-8b3f-70630f1d0393 |  |  |  | North | Bosch | [5 empty] | Module | TRUE | D263TH | * | Smoke detector, fixed heat 135 F 2-wire | 1 | [12 empty] | #FFFFFFFF |  |  | FALSE | FALSE | FALSE | [20 empty] | DESKTOP-7EIEB7A\acont | 2021-08-13 06:25 | THOR\acont | 2024-10-09 10:48
9c998390-aba0-425c-bf90-70634bbc1ad4 | D44 |  |  | North | Consilium |  | Miscellaneous |  |  |  | Module | TRUE | 040020 + 5100776-00A + 5100774-00A | ++ | EV-P Optical Smoke Detector, Analogue addressable Wet space, IP55, incl. SCI | 1 | 0.00026 | 0.018 |  |  | 24 |  | TRUE | [5 empty] | #FFFF0000 | FA-D44 | 1 | FALSE | FALSE | FALSE | [20 empty] | DESKTOP-7EIEB7A\acont | 2022-07-28 16:05 | THOR\acont | 2024-09-08 17:27 | Cloned from Consilium 040030 | [Consilium] [SLC CONSILIUM] [*] [#1 SHARED ADDR ¦ ALL] 040000 + 5100774-00A, 040005 + 5100774-00A, 040020 + 5100776-00A + 5100774-00A, 040020 + 5200313-00A, 040030 + 5100776-00A + 5100774-00A, 040030 + 5200313-00A + 5100626-00B, 5101060-00A + 5100774-00A
2b6c15a2-b1cc-4d2c-8322-706bf29dcb69 |  |  |  | North | Edwards |  | Hardware |  |  |  | Hardware | TRUE | 454703ARE |  | 18/2 Solid Twisted Red-Jacket FPLR | 1 | [6 empty] | FALSE | [5 empty] | #FFFFFFFF |  |  | FALSE | FALSE | FALSE | [14 empty] | FALSE | [7 empty] | THOR\acont | 2024-10-09 10:48
dab528e1-a192-4d8c-8431-706dbb212dab |  |  |  | North | Potter | [5 empty] | Module | TRUE | NGP-SPV |  | Self-Purging Valve Kit | 1 | [6 empty] | FALSE | [5 empty] | #FFFFFFFF |  |  | FALSE | FALSE | FALSE | [14 empty] | FALSE | [7 empty] | THOR\acont | 2024-10-09 10:48
8f3b486a-a26a-41f5-9def-7072b1097624 | NFPA 170 ADDRESSABLE OUTPUT MODULE |  |  | North | System Sensor |  | Addressable Control/Relay |  |  |  | Module | TRUE | M500S | + | Supervised Control Module | 1 | 0.0004 | 0.0055 |  |  |  |  | FALSE | [5 empty] | #FFFF0000 | FA-NFPA 170 ADDRESSABLE OUTPUT MODULE | 1 | FALSE | FALSE | FALSE | 1100 | [13 empty] | FALSE |  |  | CM |  |  | DESKTOP-7SAL8M7\acont | 2020-02-23 12:26 | THOR\acont | 2024-09-08 17:27 | Cloned from MIRCOM MIX-M500S CLONED | [System Sensor] [SLC MODULES] 01 M500DM, M500M, M500R, M500S, M501M, M502M [System Sensor] [SLC MODULES/SENSORS] 01 M500DM, M500M, M500R, M500S, M501M, M502M [Honeywell, Notifier, System Sensor] [SLC MODULES] [*] [#3 TYPE ADDR ¦ MODULES] 30-3013 w/FMM-101, Q3013D, ACM-8R, ACPS-610, AMPS-24, AMPS-24E, EM-1M, EM-1MI, EM-1MM, EM-1MMI, EM-1R, EM-1RI, EM-1SR, EM-1SRI, FCM-1, FCM-1-REL, FD7044 MM-101, FDM-1, FDRM-1 [Honeywell, Notifier, System Sensor] [SLC MODULES SENSORS] [*] [#1 SHARED ADDR ¦ MODULES] 30-3013 w/FMM-101, Q3013D, ACM-8R, ACPS-610, AMPS-24, AMPS-24E, EM-1M, EM-1MI, EM-1MM, EM-1MMI, EM-1R, EM-1RI, EM-1SR, EM-1SRI, FCM-1, FCM-1-REL, FD7044 MM-101, FDM | [MIRCOM, Monaco Enterprises, System Sensor] 729-158-00, 729-225-00, M500S, MIX-M500FP, MIX-M500S
63f16401-b1f5-43d7-b529-707b59fcf438 | NFPA 170 SPEAKER STROBE |  |  | North | Eaton Wheelock |  | Speaker/Strobe |  |  |  | Module | TRUE | LSPSTW3 |  | WALL SPEAKER STROBE, WHITE, FIRE | 1 | [6 empty] | TRUE | [5 empty] | #FF0070C0 | FA-NFPA 170 SPEAKER STROBE | 1 | FALSE | FALSE | FALSE | 2020 | [19 empty] | DESKTOP-7EIEB7A\acont | 2021-04-13 07:20 | THOR\acont | 2024-09-08 17:27 | Cloned from Eaton Wheelock LSPSTW3-N | [Eaton Wheelock] [NAC] LSPSTR3, LSPSTR3-AL, LSPSTR3-ALA, LSPSTR3-N, LSPSTR3-NA, LSPSTW3, LSPSTW3-AL, LSPSTW3-ALA, LSPSTW3-N, LSPSTW3-NA [Eaton Wheelock] [AUDIO 25v] [25V AUDIO] LSPKC (C), LSPKRC (C), LSPKRC-AL (C), LSPKRC-N (C), LSPKWC (C), LSPKWC-AL (C), LSPKWC-N (C), LSPSTC3 (C), LSPSTR3, LSPSTR3-AL, LSPSTR3-ALA, LSPSTR3-N, LSPSTR3-NA, LSPSTRC3 (C), LSPSTRC3-AL (C), LSPSTW3, LSPSTW3-AL [Eaton Wheelock] [AUDIO 70.7v] [70V AUDIO] LSPKC (C), LSPKRC (C), LSPKRC-AL (C), LSPKRC-N (C), LSPKWC (C), LSPKWC-AL (C), LSPKWC-N (C), LSPSTC3 (C), LSPSTR3, LSPSTR3-AL, LSPSTR3-ALA, LSPSTR3-N, LSPSTR3-NA, LSPSTRC3 (C), LSPSTRC3-AL (C), LSPSTW3, LSPSTW3-
61e7a0f7-f945-454b-b746-7086e6502f75 |  |  |  | North | Silent Knight |  | Cards & Components |  |  |  | Card | TRUE | SK-4 Main Board | ++ | Main Board | 1 | 0.085 | 0.175 |  |  |  |  | TRUE | [5 empty] | #FFFFFFFF |  |  | FALSE | FALSE | FALSE | [14 empty] | FALSE | [7 empty] | THOR\acont | 2024-10-09 10:48 |  | [Silent Knight] [IDC] [#3 SUPERVISORY] 5104B Main Board, 5204 Main Board, 5207 Main Board, 5208 Main Board, 5600 Main Board, 5700 Main Board, 5808 Main Board, 5820XL Main Board, 6700 Main Board, 6808 Main Board, 6820 Main Board, 6820EVS Main Board, SK-2 [Silent Knight] [IDC] [#2 TROUBLE] 5104B Main Board, 5204 Main Board, 5207 Main Board, 5208 Main Board, 5495 Main Board, 5600 Main Board, 5700 Main Board, 5808 Main Board, 5820XL Main Board, 5895XL Main Board, 6700 Main Board, 6808 Main Board, 6820 Main [Silent Knight] [IDC] [#1 ALARM] 5104B Main Board, 5204 Main Board, 5207 Main Board, 5208 Main Board, 5600 Main Board, 5700 Main Board, 5808 Main Board, 5820XL Main Board, 5895XL Main Board, 6700 Main Board, 6808 Main Board, 6820 Main Board, 6820EVS Main [Farenhyt, Silent Knight, Stanley Security Solutions] [VAC ] 5104B Main Board, 5204 Main Board, 5207 Main Board, 5208 Main Board, 5495 Main Board, 5496 Main Board, 5499 Main Board, 5600 Main Board, 5700 Main Board, 5808 Main Board, 5820XL Main Board, 588 | [Silent Knight] SK-4 Main Board
9c54edf2-5330-4a8e-886b-708b7f55dae4 | NFPA 170 ADDRESSABLE OUTPUT MODULE |  |  | North | Monaco Enterprises |  | Addressable Control/Relay |  |  |  | Module | TRUE | 729-165-00 | ++ | Intelligent six relay control module, Form C contacts | 6 | 0.00145 | 0.032 |  |  | 24 | 15 | FALSE | [5 empty] | #FFFF0000 | FA-NFPA 170 ADDRESSABLE OUTPUT MODULE | 1 | FALSE | FALSE | FALSE | 1100 | [13 empty] | FALSE |  |  | R |  |  | THOR\acont | 2023-11-19 14:12 | THOR\acont | 2024-09-08 17:27 | Cloned from Monaco Enterprises 729-221-00 | [Monaco Enterprises] [SLC MODULES SENSORS] 01 [*] 708-026-01, 708-031-00, 721-121-00 w/B200SR-LF-WH (C), 721-121-00 w/B200SR-WH (C), 721-121-00 w/B210LP (C), 721-121-00 w/B224RB-WH (C), 721-121-00 w/B501 (C), 721-124-00 w/B200SR-LF-WH (C), 721-124-00 w/B [Monaco Enterprises] [SLC MODULES] 01 [*] 708-026-01, 708-031-00, 729-142-00, 729-143-00, 729-144-00, 729-158-00, 729-159-00, 729-165-00, 729-182-00, 729-217-00, 729-218-00, 729-221-00, 729-225-00
f85bc0ee-4eb5-486a-a00c-708e34ac4399 |  |  |  | North | Kingfisher |  | Cards & Components |  |  |  | Card | TRUE | 97953 Main Board | + | Main Board | 1 | 0 | 0 |  |  |  |  | TRUE | [5 empty] | #FFFFFFFF |  |  | FALSE | FALSE | FALSE | [20 empty] | DESKTOP-7EIEB7A\acont | 2021-12-23 10:57 | THOR\acont | 2024-10-09 10:48 | Cloned from Kingfisher 99952-L-1 Main Board | [Kingfisher] [IDC] 01 [TROUBLE] 97953 Main Board, 99952-H-1 Main Board, 99952-L-1 Main Board | [Kingfisher] 97953 Main Board, 99952-H-1 Main Board, 99952-L-1 Main Board
e56c8dc8-8597-4a1b-a07e-708fcb32775a | NFPA 170 SPEAKER WALL |  |  | North | Edwards |  | Speaker |  |  |  | Module | TRUE | G4HFWF-S2 |  | 25V Speaker, White, running man, FIRE | 1 | [6 empty] | FALSE | [5 empty] | #FF0070C0 | FA-NFPA 170 SPEAKER WALL | 1 | FALSE | FALSE | FALSE | 2021 | [13 empty] | FALSE | [7 empty] | THOR\acont | 2024-09-08 17:27 |  | [Edwards, Kidde] [AUDIO 25v] [25V AUDIO] EGCF-S2VMH (C), G4F-S2, G4F-S2V1575, G4F-S2VM, G4HFRF-S2, G4HFRF-S2VMC, G4HFRN-S2, G4HFRN-S2VMC, G4HFWA-S2, G4HFWA-S2VMA, G4HFWA-S2VMC, G4HFWF-S2, G4HFWF-S2VMC, G4HFWN-S2, G4HFWN-S2VMA, G4HFWN-S2VMC, G4RF-S2, G4RF
eefb39a8-7661-4d61-bae7-709962318bd8 | NFPA 170 SMOKE DETECTOR |  |  | North | Monaco Enterprises |  | Smoke Detector |  |  |  | Module | TRUE | 723-002-00 w/B112LP | + | DETECTOR,SYSTEM:PHOTOELECTRIC,2-WIRE,4-WIRE,1.66" HEIGHT,HEAD | 1 | 0.00012 | 0.036 |  |  |  |  | TRUE | TRUE |  |  |  |  | #FFFF0000 | FA-NFPA 170 SMOKE DETECTOR | 1 | FALSE | FALSE | FALSE | 1408 | [19 empty] | DESKTOP-7SAL8M7\acont | 2020-02-20 16:44 | THOR\acont | 2024-09-08 17:27 | Cloned from System Sensor 2151 w/B112LP | [Monaco Enterprises, System Sensor] [AUX POWER] [*] 723-002-00 w/B110RLP (C), 723-002-00 w/B112LP (C), 723-003-00 w/B110RLP (C), 723-003-00 w/B112LP (C), 723-367-00 (C), 723-368-00 (C), 723-508-00 (C), 723-508-01 (C), COSMO-4W (C), COSMOD2W, COSMOD4W [Monaco Enterprises, System Sensor] [IDC] 01 723-002-00 w/B110RLP (C), 723-002-00 w/B112LP (C), 723-002-00 w/B114LP (C), 723-003-00 w/B110RLP (C), 723-003-00 w/B112LP (C), 723-003-00 w/B114LP (C), 723-367-00 (C), 723-368-00 (C), 723-508-00 (C), 723-508-0
78d4af02-3484-4706-bef0-709b02740ab2 | NFPA 170 HORN STROBE |  |  | North | Potter |  | Horn/Strobe |  |  |  | Module | TRUE | HPS-24 Series |  | Remote Horn with Silencer | 1 | [6 empty] | FALSE | [5 empty] | #FF0070C0 | FA-NFPA 170 HORN STROBE | 1 | FALSE | FALSE | FALSE | 2012 | [13 empty] | FALSE | [7 empty] | THOR\acont | 2024-09-08 17:27
20735151-7e1d-406d-b2d9-709d7031720b | NFPA 170 SMOKE HEAT DETECTOR |  |  | North | Notifier |  | Smoke/Heat Detector |  |  |  | Module | TRUE | FPTI-951 w/B224RB-WH | + | Intelligent addressable multi-criteria photoelectric, thermal and infrared smoke detector, white w/ Intelligent relay base, white, UL listed | 1 | 0.0002 | 0.0045 |  |  |  |  | FALSE | TRUE | FLUSH |  | 4" SQ. DEEP | 3 "O" PLASTER RING | #FFFF0000 | FA-NFPA 170 SMOKE HEAT DETECTOR | 1 | FALSE | FALSE | FALSE | 1402 | [13 empty] | FALSE |  |  | R |  |  | DESKTOP-7EIEB7A\acont | 2021-01-13 08:04 | THOR\acont | 2024-09-08 17:27 | Cloned from Notifier FSCO-951 w/B224RB-WH | [Honeywell, Notifier, System Sensor] [SLC MODULES SENSORS] [*] [#2 SHARED ADDR ¦ SENSORS] 2251B (C), 2251-COPTIR (C), 2251-COPTIR w/B200S-WH (C), 2251TB (C), 2251TMB (C), 5251B (C), 5251B-WP (C), 5251H (C), 5251RB (C), 5251RB-WP (C), 7251 (C), 7251DH (C) [Honeywell, Notifier, System Sensor] [SLC SENSORS] [*] [#4 TYPE ADDR ¦ SENSORS] 2251B (C), 2251-COPTIR (C), 2251-COPTIR w/B200S-WH (C), 2251TB (C), 2251TMB (C), 5251B (C), 5251B-WP (C), 5251H (C), 5251RB (C), 5251RB-WP (C), 7251 (C), 7251DH (C), DH200LP
0b044634-f841-409a-a4c7-70a2b304908f | NFPA 170 NOTIFICATION CIRCUIT EXTENDER PANEL | RISER NAC |  | North | Altronix |  | Notification Circuit Extender Panel |  |  |  | Assembly | TRUE | AL300ULX | + | 2.5-Amp, 24-Volt Power Supply, Grey | 1 | [6 empty] | FALSE | FALSE |  |  |  |  | #FFFF0000 | FA-NFPA 170 NOTIFICATION CIRCUIT EXTENDER PANEL | 1 | FALSE | FALSE | FALSE | 212 | [8 empty] | 7 |  |  | 2.5 |  | TRUE | [5 empty] | DESKTOP-7SAL8M7\acont | 2019-12-12 08:56 | THOR\acont | 2024-09-08 17:27 | Cloned from Altronix AL300ULX
12d2b144-6987-4be1-9416-70ad1b83fcca | NFPA 170 ADDRESSABLE INPUT MONITOR MODULE |  |  | North | Fike |  | Addressable Module |  |  |  | Module | TRUE | 55-019/020 |  | Fast Response Contact Monitor Module | 1 | 0.00045 | 0.00054 |  |  |  |  | FALSE | TRUE |  |  |  |  | #FFFF0000 | FA-NFPA 170 ADDRESSABLE INPUT MONITOR MODULE | 1 | FALSE | FALSE | FALSE | 1000 | [13 empty] | FALSE | [7 empty] | THOR\acont | 2024-09-08 17:27 | 20180820 Added By AuC | [Fike] [AUX POWER] 20-1063, 20-1064, 20-1343, 55-019/020 (C), 55-021 (C), 55-023 (C), 55-043, 55-047, 55-048, 55-050, 55-055, 55-056, 55-060, 55-061, 60-1028 (C), 60-1039 (C), 60-1040 (C), 63-028/029 (C), 63-1021 (C), 63-1052 (C), 63-1053 (C), 63-1056 (C [Fike] [SLC FIKE] [*] [#1 SHARED ADDR ¦ ALL] 20-1063, 20-1064, 20-1343, 55-019/020 (C), 55-021 (C), 55-023 (C), 55-041, 55-042, 55-043, 55-045, 55-046, 55-047, 55-048, 55-050, 55-052, 55-055, 55-056, 55-060, 55-061, 60-1028 (C), 60-1039 (C), 60-1040 (C),
ce2cd68c-1a2a-48e5-97fd-70b0dbc78047 | NFPA 170 SMOKE DETECTOR |  |  | North | Gamewell FCI |  | Smoke Detector |  |  |  | Module | TRUE | ASD-PTL3-IV w/B200SR-IV | + | Photoelectric smoke detector with thermal sensing, ivory, Velociti/CLIP w/ Standard sounder base, ivory | 1 | 0.0002 | 0.0045 |  |  |  |  | FALSE | TRUE | FLUSH |  | 4" SQ. DEEP | 3 "O" PLASTER RING | #FFFF0000 | FA-NFPA 170 SMOKE DETECTOR | 1 | FALSE | FALSE | FALSE | 1408 | [13 empty] | FALSE |  |  | T, SB |  |  | DESKTOP-7SAL8M7\acont | 2019-04-25 06:44 | THOR\acont | 2024-09-08 17:27 | 20191121 AC Detector with base | [Gamewell FCI] [SLC SENSORS] [*] [#4 TYPE ADDR ¦ SENSORS] ADPF (C), ASD-PL2F w/B200S-LF-WH (C), ASD-PL2F w/B210LP (C), ASD-PL2FR (C), ASD-PL3 w/B200S-LF-WH (C), ASD-PL3 w/B200SR-LF-WH (C), ASD-PL3 w/B200SR-WH (C), ASD-PL3 w/B224BI-WH (C), ASD-PL3 w/B224R [Gamewell FCI] [SLC MODULES SENSORS] [*] [#2 SHARED ADDR ¦ SENSORS] ADPF (C), ASD-PL2F w/B200S-LF-WH (C), ASD-PL2F w/B210LP (C), ASD-PL2FR (C), ASD-PL3 w/B200S-LF-WH (C), ASD-PL3 w/B200SR-LF-WH (C), ASD-PL3 w/B200SR-WH (C), ASD-PL3 w/B224BI-WH (C), ASD-P
37ab6ba5-dc87-4a1b-bff2-70b4028b6194 |  |  |  | North | Edwards |  | Hardware |  |  |  | Hardware | TRUE | C3000-016 |  | Additional Detector Pack (set of transmitter and receiver heads | 1 | [6 empty] | FALSE | [5 empty] | #FFFFFFFF |  |  | FALSE | FALSE | FALSE | [14 empty] | FALSE | [7 empty] | THOR\acont | 2024-10-09 10:48
e5a6b4ee-3cbe-4003-be8b-70b6f2da21ab | NFPA 170 HORN STROBE |  |  | North | Eaton Wheelock |  | Horn/Strobe |  |  |  | Module | TRUE | ELFHSR | + | WALL SOUNDER STROBE, RED, FIRE, LOW FREQ | 1 | [6 empty] | TRUE | [5 empty] | #FF0070C0 | FA-NFPA 170 HORN STROBE | 1 | FALSE | FALSE | FALSE | 2020 | [16 empty] | LF |  |  | DESKTOP-7EIEB7A\acont | 2021-05-13 07:50 | THOR\acont | 2024-09-08 17:27 | Cloned from Eaton Wheelock ELHSR | [Eaton Wheelock] [NAC] [24VDC, MAX] ELFHSR, ELFHSR-AL, ELFHSRC (C), ELFHSRC-AL (C), ELFHSRC-CO (C), ELFHSRC-N (C), ELFHSR-CO, ELFHSR-N, ELFHSW, ELFHSW-AL, ELFHSWC (C), ELFHSWC-AL (C), ELFHSWC-CO (C), ELFHSWC-N (C), ELFHSW-CO, ELFHSW-N
9cee748c-c9b8-411a-916f-70bfd5c515d9 |  |  |  | North | Monaco Enterprises |  | Hardware |  |  |  | Hardware | TRUE | 588-083-00 |  | Weatherproof backbox, surface mount | 1 | [12 empty] | #FFFFFFFF |  |  | FALSE | FALSE | FALSE | [20 empty] | AULAPTOP-PC\Aulaptop | 2019-04-20 04:32 | THOR\acont | 2024-10-09 10:48
e6b29184-9028-4601-be18-70bff3324607 | NFPA 170 SPEAKER STROBE CEILING |  |  | North | System Sensor |  | Speaker/Strobe |  |  |  | Module | TRUE | SPSCWLED-T | ++ | 2-WIRE, SPEAKER STROBE LED WHITE CEILING W/ TRIM | 1 | 0 | 0.226 |  |  |  |  | FALSE | TRUE |  |  |  |  | #FF0070C0 | FA-NFPA 170 SPEAKER STROBE CEILING | 1 | FALSE | FALSE | FALSE | 2020 | [13 empty] | FALSE |  |  | C |  |  | THOR\acont | 2024-02-21 10:56 | THOR\acont | 2024-09-08 17:27 | Cloned from System Sensor SPSCWLED-BT | [System Sensor] [NAC] [VDC] SPSCRLED (C), SPSCRLED-B (C), SPSCRLED-BT (C), SPSCWLED (C), SPSCWLED-B (C), SPSCWLED-BT (C), SPSCWLED-CLR-ALERT (C), SPSCWLED-P (C), SPSCWLED-SP (C), SPSCWLED-T (C), SPSCWLED-TP (C) [System Sensor] [AUDIO 70.7v] [70V AUDIO] SPSCRLED (C), SPSCRLED-B (C), SPSCRLED-BT (C), SPSCWLED (C), SPSCWLED-B (C), SPSCWLED-BT (C), SPSCWLED-CLR-ALERT (C), SPSCWLED-P (C), SPSCWLED-SP (C), SPSCWLED-T (C), SPSCWLED-TP (C), SPSRLED, SPSRLED-B, SPSRLED- [System Sensor] [AUDIO 25v] [25V AUDIO] SPSCRLED (C), SPSCRLED-B (C), SPSCRLED-BT (C), SPSCWLED (C), SPSCWLED-B (C), SPSCWLED-BT (C), SPSCWLED-CLR-ALERT (C), SPSCWLED-P (C), SPSCWLED-SP (C), SPSCWLED-T (C), SPSCWLED-TP (C), SPSRLED, SPSRLED-B, SPSRLED-P,
f8b15143-087c-4f0b-92ac-70c3736ad3d7 |  |  |  | North | Edwards |  | Hardware |  |  |  | Hardware | TRUE | FW-CGSUL |  | Color Graphics Software /w Common Controls | 1 | [6 empty] | FALSE | [5 empty] | #FFFFFFFF |  |  | FALSE | FALSE | FALSE | [14 empty] | FALSE | [7 empty] | THOR\acont | 2024-10-09 10:48
3f1dd852-0d21-4bce-81aa-70c44160f2af | NFPA 170 SMOKE DETECTOR SOUNDER |  |  | North | Siemens |  | Smoke Detector |  |  |  | Module | TRUE | OP720/DBS720 | ++ | Optical Smoke Detector with Short Circuit Isolator (supplied with Base Sounder 80…88 dB (A)) | 1 | 0.00022 | 0.00022 | [10 empty] | #FFFF0000 | FA-NFPA 170 SMOKE DETECTOR SOUNDER | 1 | FALSE | FALSE | FALSE | [20 empty] | DESKTOP-7EIEB7A\acont | 2021-11-19 10:16 | THOR\acont | 2024-09-08 17:27 |  | [Siemens] [C-NET] [#2 DBS720] HI720/DBS720, HI722/DBS720, OH720/DBS720, OOH740/DBS720, OOHC740/DBS720, OP720/DBS720 [Siemens] [C-NET] [*] [#1 DETECTOR] FDBZ290/OOH740/DB721/FDBZ290-AA, FDL241-9/FDLB291/DLR1191, HI720/DB721, HI720/DBS720, HI720/FDSB226-WW/FDB228, HI720/FDSB227-WW/FDB228, HI722//FDSB227-WW/FDB228, HI722/DB721, HI722/DBS720, HI722/FDSB226-WW/FDB228, OH72
7b953cf1-2136-4260-ad29-70c54ed99639 | NFPA 170 AMPLIFIER RACK | RISER AMP |  | North | Hochiki |  | Amplifier |  |  |  | Assembly | TRUE | FNVDPS25 (70V) | + | Distributed Panel, Single Channel, 25W | 1 | [6 empty] | FALSE |  |  | *Refer to Install Sheet |  |  | #FFFF0000 | FA-NFPA 170 AMPLIFIER RACK | 1 | FALSE | FALSE | FALSE | 300 | [8 empty] | 7,12,18 |  |  |  | 25 | TRUE | [5 empty] | DESKTOP-7SAL8M7\acont | 2019-11-04 16:25 | THOR\acont | 2024-09-08 17:27
ea9646e3-4cc1-4b5d-bd06-70cd25c48e16 |  |  |  | North | Kidde |  | Hardware |  |  |  | Hardware | TRUE | VM-ELEC |  | Replacement Base Electronics kit. | 1 | [6 empty] | FALSE | [5 empty] | #FFFFFFFF |  |  | FALSE | FALSE | FALSE | [14 empty] | FALSE | [7 empty] | THOR\acont | 2024-10-09 10:48
74f6f2d9-e31a-4e89-9477-70ce7b6caccd | CADGEN AUX POWER SUPPLY |  |  | North | Altronix |  | Auxilliary Power Supply |  |  |  | Assembly | TRUE | AL175UL | + | Altronic Power Limited Power Supply/Charger | 1 | 1.25 | 1.25 |  |  |  |  | TRUE |  | Mount 72" A.F.F To Top of Back Can | Provided by FA Contractor | 8.5”h x 7.5”w x 3.5”d |  | #FFFF0000 | FA-CADGEN AUX POWER SUPPLY | 1 | FALSE | FALSE | FALSE | [5 empty] | 297 | [14 empty] | DESKTOP-0D6CQVA\lousc | 2019-06-17 13:20 | THOR\acont | 2024-09-08 17:27 |  | [Altronix] [IDC] [#1 TROUBLE] AL175UL, AL600ULPD4 Main Board | [Altronix] AL175UL
90913a6f-1204-4508-9ebf-70cf7232f803 | NFPA 170 FIRE ALARM CONTROL UNIT | RISER FACP |  | North | NAPCO |  | Fire Alarm Control Unit |  |  |  | Assembly | TRUE | GEMC-COMBO255KT | + | 255 Point GEM-C Commercial Combo. Fire/Burg System Kit | 1 | [12 empty] | #FFFF0000 | FA-NFPA 170 FIRE ALARM CONTROL UNIT | 1 | FALSE | FALSE | FALSE | 202 | [13 empty] | TRUE | [5 empty] | DESKTOP-7SAL8M7\acont | 2020-01-21 11:59 | THOR\acont | 2024-09-08 17:27
17ce8e0e-0f25-4a87-ad38-70cfe8e7e304 | NFPA 170 STROBE CEILING |  |  | North | Edwards |  | Strobe |  |  |  | Module | TRUE | GCVWN |  | Strobe, running man, white, none | 1 | [6 empty] | FALSE | TRUE |  |  |  |  | #FF0070C0 | FA-NFPA 170 STROBE CEILING | 1 | FALSE | FALSE | FALSE | 2022 | [13 empty] | FALSE |  |  | C |  |  | DESKTOP-7SAL8M7\acont | 2019-11-07 12:45 | THOR\acont | 2024-09-08 17:27 | Cloned from Kidde EGCVWN | [Edwards, Kidde] [NAC] [24 FWR] EGCSVRF (C), EGCSVRN (C), EGCSVWA (C), EGCSVWF (C), EGCSVWN (C), EGCVRF (C), EGCVRN (C), EGCVWF (C), EGCVWN (C), GCSVRF (C), GCSVRN (C), GCSVWA (C), GCSVWF (C), GCSVWN (C), GCVRF (C), GCVRN (C), GCVWF (C), GCVWN (C) [Edwards, Kidde] [NAC] [24 VDC] EGCSVRF (C), EGCSVRN (C), EGCSVWA (C), EGCSVWF (C), EGCSVWN (C), EGCVRF (C), EGCVRN (C), EGCVWF (C), EGCVWN (C), GCSVRF (C), GCSVRN (C), GCSVWA (C), GCSVWF (C), GCSVWN (C), GCVRF (C), GCVRN (C), GCVWF (C), GCVWN (C)
fe610725-4020-48ae-b6f3-70d08f571c2d |  |  |  | North | Kidde |  | Hardware |  |  |  | Hardware | TRUE | APSEQ |  | Seismic battery hold-down for 11 to 26 AH in a BPS | 1 | [6 empty] | FALSE | [5 empty] | #FFFFFFFF |  |  | FALSE | FALSE | FALSE | [14 empty] | FALSE | [5 empty] | DESKTOP-7SAL8M7\acont | 2020-01-02 08:03 | THOR\acont | 2024-10-09 10:48 | Cloned from Edwards APSEQ
6e1c5b36-3ba2-44f1-adb6-70d75e15e692 | NFPA 170 HORN |  |  | North | Hochiki |  | Horn |  |  |  | Module | TRUE | HHLFW |  | Low Profile Horn, Low Frequency, White | 1 | 0 | 0.1558 |  |  |  |  | FALSE | [5 empty] | #FF0070C0 | FA-NFPA 170 HORN | 1 | FALSE | FALSE | FALSE | 2010 | [13 empty] | FALSE |  |  | LF |  |  | DESKTOP-7EIEB7A\acont | 2021-01-20 11:30 | THOR\acont | 2024-09-08 17:27 | Cloned from Gentex GHLFW | [Gentex, Hochiki] [NAC] [24 VDC, HIGH DB] GHLFR, GHLFW, HHLFR, HHLFW [Gentex, Hochiki] [NAC] [24 VDC, HIGH DB] GHLFR, GHLFW, HHLFR, HHLFW [Gentex, Hochiki] [NAC] [UL MAX, HIGH DB, TEMPORAL 4] GHLFR, GHLFW, HHLFR, HHLFW [Gentex, Hochiki] [NAC] [UL MAX, HIGH DB, TEMPORAL 3] GHLFR, GHLFW, HHLFR, HHLFW
0b474f8f-0394-4cb6-9cf3-70d9ec58fa02 |  |  |  | North | TRES RF SOLUTIONS | Security/Access Control |  |  |  |  | Module | TRUE | TRES900 |  |  | 1 | [12 empty] | #FFFFFFFF |  |  | FALSE | FALSE | FALSE | [20 empty] | THOR\acont | 2024-03-12 21:43 | THOR\acont | 2024-10-09 10:48
c4afd652-5b74-4207-b043-70da1b9c6bf6 | NFPA 170 SPEAKER STROBE |  |  | North | Siemens |  | Speaker/Strobe |  |  |  | Module | TRUE | SET-MC-VW | 500-636061 | ET SPKR MULTI CANDELA VANDAL RESISTANT WHITE | 1 | [12 empty] | #FF0070C0 | FA-NFPA 170 SPEAKER STROBE | 1 | FALSE | FALSE | FALSE | 2019 | [19 empty] | DESKTOP-7SAL8M7\acont | 2019-08-13 09:04 | THOR\acont | 2024-09-08 17:27 |  | [Siemens] [AUDIO 70.7v] [70V AUDIO] SET-AMC-CR-MNS-ALERT (C), SET-AMC-CW-MNS-ALERT (C), SET-AMC-R-MNS-ALERT, SET-AMC-W-MNS-ALERT, SET-CMC-CR-MNS-ALERT (C), SET-CMC-CW-MNS-ALERT (C), SET-CMC-R-MNS-ALERT, SET-CMC-W-MNS-ALERT, SET-CR (C), SET-CW (C), SET-HM [Siemens] [AUDIO 25v] [25V AUDIO] SET-AMC-CR-MNS-ALERT (C), SET-AMC-CW-MNS-ALERT (C), SET-AMC-R-MNS-ALERT, SET-AMC-W-MNS-ALERT, SET-CMC-CR-MNS-ALERT (C), SET-CMC-CW-MNS-ALERT (C), SET-CMC-R-MNS-ALERT, SET-CMC-W-MNS-ALERT, SET-CR (C), SET-CW (C), SET-HMC- [Siemens] [NAC] [VDC] SET-MC-R (C), SET-MC-VR, SET-MC-VW, SET-MC-W (C)
6f433958-61a6-4fe1-b975-70dbdebeab5e | D11 |  |  | North | Consilium |  | Miscellaneous |  |  |  | Module | TRUE | 5200030-02B | ++ | MCP-A SCI Manual call point, Addressable, incl. SCI for dry space IP23 | 1 | 0.00025 | 0.0025 |  |  | 30 |  | TRUE | [5 empty] | #FFFF0000 | FA-D11 | 1 | FALSE | FALSE | FALSE | [20 empty] | DESKTOP-7EIEB7A\acont | 2022-07-27 15:59 | THOR\acont | 2024-09-08 17:27 | Cloned from Consilium 5100062-01A | [Consilium] [SLC CONSILIUM] [*] [#1 SHARED ADDR ¦ ALL] 040000 + 5100774-00A, 040005 + 5100774-00A, 040020 + 5100776-00A + 5100774-00A, 040020 + 5200313-00A, 040030 + 5100776-00A + 5100774-00A, 040030 + 5200313-00A + 5100626-00B, 5101060-00A + 5100774-00A
3ad97810-1563-4a1f-b75f-70df5744f447 | NFPA 170 HORN STROBE |  |  | North | Generic |  | Horn/Strobe |  |  |  | Module | TRUE | Existing NAC Load (.6A) |  |  | 1 |  | 0.6 |  |  |  |  | TRUE | [5 empty] | #FF0070C0 | FA-NFPA 170 HORN STROBE | 1 | FALSE | FALSE | FALSE | 2012 | [16 empty] | EXP |  |  | DESKTOP-7SAL8M7\acont | 2020-11-20 07:29 | THOR\acont | 2024-09-08 17:27 | Cloned from Generic Existing NAC Load (.05A) | [Generic] [NAC] [*] Existing NAC Load (.01A), Existing NAC Load (.02A), Existing NAC Load (.03A), Existing NAC Load (.04A), Existing NAC Load (.05A), Existing NAC Load (.06A), Existing NAC Load (.07A), Existing NAC Load (.08A), Existing NAC Load (.09A),
98b0bc0b-6970-4f43-ab86-70e3e6fe0923 |  |  |  | North | Siemens |  | Hardware |  |  |  | Hardware | TRUE | WPSBBS-W | 500-636140 | ST STROBE WEATHERPROOF BACK BOX WHITE | 1 | [12 empty] | #FFFFFFFF |  |  | FALSE | FALSE | FALSE | [20 empty] | DESKTOP-7SAL8M7\acont | 2019-08-13 09:04 | THOR\acont | 2024-10-09 10:48 | B,T
7822a52c-fe62-4940-8563-70e6335a086c | NFPA 170 SMOKE DETECTOR |  |  | North | Gamewell FCI |  | Smoke Detector |  |  |  | Module | TRUE | ASD-PL3-IV w/B224BI-IV | + | Photoelectric smoke detector, ivory, Velociti/CLIP w/ Isolator base, ivory | 1 | 0.0002 | 0.0045 |  |  |  |  | FALSE | TRUE | FLUSH |  | 4" SQ. DEEP | 3 "O" PLASTER RING | #FFFF0000 | FA-NFPA 170 SMOKE DETECTOR | 1 | FALSE | FALSE | FALSE | 1408 | [13 empty] | FALSE |  |  | I |  |  | DESKTOP-7SAL8M7\acont | 2019-04-25 06:56 | THOR\acont | 2024-09-08 17:27 | 20191121 AC Detector with base | [Gamewell FCI] [SLC SENSORS] [*] [#4 TYPE ADDR ¦ SENSORS] ADPF (C), ASD-PL2F w/B200S-LF-WH (C), ASD-PL2F w/B210LP (C), ASD-PL2FR (C), ASD-PL3 w/B200S-LF-WH (C), ASD-PL3 w/B200SR-LF-WH (C), ASD-PL3 w/B200SR-WH (C), ASD-PL3 w/B224BI-WH (C), ASD-PL3 w/B224R [Gamewell FCI] [SLC MODULES SENSORS] [*] [#2 SHARED ADDR ¦ SENSORS] ADPF (C), ASD-PL2F w/B200S-LF-WH (C), ASD-PL2F w/B210LP (C), ASD-PL2FR (C), ASD-PL3 w/B200S-LF-WH (C), ASD-PL3 w/B200SR-LF-WH (C), ASD-PL3 w/B200SR-WH (C), ASD-PL3 w/B224BI-WH (C), ASD-P
e61e6447-1f05-4b94-9447-70e8587a0822 |  |  |  | North | Siemens | [5 empty] | Module | TRUE | DB-LK | 545-080117 | SERIES 3 OR 4 DETECTOR LOCK | 1 | [12 empty] | #FFFFFFFF |  |  | FALSE | FALSE | FALSE | [20 empty] | DESKTOP-7SAL8M7\acont | 2019-08-13 09:04 | THOR\acont | 2024-10-09 10:48
1058fc5c-9d16-44ab-8ace-70e8c94fabca | NFPA 170 INTEGRAL VALVE SUPERVISORY SWITCH |  |  | East | Kidde |  | Supervisory Switch |  |  |  | Module | TRUE | 70985021 (70985076) | ++ | 3/4” Lock-Out Valve, Carbon Steel (with Limit Switch) | 1 | [6 empty] | FALSE | FALSE | PROVIDED BY SPRINKLER CONTRACTOR |  | PROVIDED BY OTHERS |  | #FFFF0000 | FA-NFPA 170 INTEGRAL VALVE SUPERVISORY SWITCH | 1 | FALSE | FALSE | FALSE | 916 | [13 empty] | FALSE | [5 empty] | DESKTOP-7EIEB7A\acont | 2023-07-10 11:11 | THOR\acont | 2024-09-08 17:27 | Cloned from Kidde 70985018 (10611105) CLONED | [Edwards, Kidde] [IDC] 01 06-118262-001, 06-118537-001 (ATEX), 30-3013, 45-118500-001, 45-500537-001 (ATEX), 70985018 (10611105), 70985020 (70985075), 70985021 (70985076), 70985022 (70985077), 70985023 (70985078), 70985024 (70985079), 70985025 (70985080)
086b84c5-c439-45c6-a4c9-70f362e09280 | NFPA 170 SPEAKER STROBE CEILING |  |  | North | Hochiki |  | Speaker/Strobe |  |  |  | Module | TRUE | ET70WP-24177C-FR |  | Speaker/Strobe, ceiling, 24 VDC, 177CD, WP, red | 1 | 0 | 0.155 |  |  |  |  | FALSE | TRUE |  |  |  |  | #FF0070C0 | FA-NFPA 170 SPEAKER STROBE CEILING | 1 | FALSE | FALSE | FALSE | 2020 | [13 empty] | FALSE |  |  | WP |  |  | DESKTOP-7SAL8M7\acont | 2020-11-17 11:41 | THOR\acont | 2024-09-08 17:27 | Cloned from Hochiki ET70WP-24185W-FR | [Eaton Wheelock, Hochiki] [NAC] ET70WP-24177C-FR (C), ET70WP-24177C-FW (C) [Eaton Wheelock, Hochiki] [AUDIO 25v] [25V AUDIO] ET70WP-24115C-FR (C), ET70WP-24115C-FW (C), ET70WP-24135C-FR (C), ET70WP-24135C-FW (C), ET70WP-24135W-FR (C), ET70WP-24135W-FW (C), ET70WP-24177C-FR (C), ET70WP-24177C-FW (C), ET70WP-24185W-FR, ET70WP-241 [Eaton Wheelock, Hochiki] [AUDIO 70.7v] [70V AUDIO] ET70WP-24115C-FR (C), ET70WP-24115C-FW (C), ET70WP-24135C-FR (C), ET70WP-24135C-FW (C), ET70WP-24135W-FR (C), ET70WP-24135W-FW (C), ET70WP-24177C-FR (C), ET70WP-24177C-FW (C), ET70WP-24185W-FR, ET70WP-2
0f4565eb-1337-4014-b920-70f4bd855544 |  |  |  | North | Hochiki |  | Cards & Components |  |  |  | Card | TRUE | EVX-25EM-H | + | 25W Voice Evacuation Module w/ mic | 1 | 0.18 | 2.5 |  |  |  |  | TRUE | [5 empty] | #FFFFFFFF |  |  | FALSE | FALSE | FALSE | [20 empty] | DESKTOP-7SAL8M7\acont | 2019-11-05 06:01 | THOR\acont | 2024-10-09 10:48 |  |  | [Hochiki] EVX-25E-H, EVX-25EM-H
e20851c2-9313-4191-ad61-70f83ef1a6fb | NFPA 170 FIRE ALARM TERMINAL CABINET | RISER FATC |  | North | Space Age Electronics |  | Terminal Cabinet |  |  |  | Assembly | TRUE | SSU00657 | Accessories | Fire Alarm Accessory Cabinet, 23.5” 23.5” 5.5” | 1 | 0 | 0 |  |  |  |  | TRUE |  | Surface Mounted |  |  |  | #FFFF0000 | FA-NFPA 170 FIRE ALARM TERMINAL CABINET | 1 | FALSE | FALSE | FALSE | 205 | [19 empty] | DESKTOP-7SAL8M7\acont | 2020-09-14 15:25 | THOR\acont | 2024-09-08 17:27 | Cloned from Space Age Electronics SSU00655
1eb7afbb-0b9c-46de-973d-70f88802e4c3 | CADGEN CARD ACCESS CONTROL PANEL |  |  | North | Edwards | Security/Access Control | Card Access Control Panel |  |  |  | Module | TRUE | CRCXM |  | Card Reader Controller, 36000 Cards | 1 | [6 empty] | FALSE | [5 empty] | #FFFF0000 | FA-CADGEN CARD ACCESS CONTROL PANEL | 1 | FALSE | FALSE | FALSE | 102 | [13 empty] | FALSE | [7 empty] | THOR\acont | 2024-09-08 17:27
985bb4c4-b2a1-4b18-a79b-70f8d5202799 | NFPA 170 MINI HORN |  |  | North | Potter |  | Horn |  |  |  | Module | TRUE | PAL-328 | ++ | PAL328 Series Electronic Piezo Alert Buzzer | 1 | [6 empty] | FALSE | [5 empty] | #FF0070C0 | FA-NFPA 170 MINI HORN | 1 | FALSE | FALSE | FALSE | [14 empty] | FALSE |  |  | M |  |  |  |  | THOR\acont | 2024-09-08 17:27 |  | [Amseco, Potter] [AUX POWER] [AUX] PAL-328
cfd5e6de-c101-4129-a7de-70fbfcb2c6fa | NFPA 170 MANUAL PULL |  |  | North | Fike |  | Manual Station |  |  |  | Module | TRUE | 20-1838 | RMS-1T-KL-LP-ES++ | SPST Dual Action RSG Keyed Metal Spanish “Fire”(Fuego) Manual Pull Station | 1 | [6 empty] | TRUE | [5 empty] | #FFFF0000 | FA-NFPA 170 MANUAL PULL | 1 | FALSE | FALSE | FALSE | 957 | [13 empty] | FALSE | [5 empty] | DESKTOP-7EIEB7A\acont | 2023-08-29 08:30 | THOR\acont | 2024-09-08 17:27 | Cloned from Fike 20-1833 CLONED CLONED CLONED CLONED | [Fike] [IDC] 01 [ALARM] 20-1833, 20-1834, 20-1835, 20-1836, 20-1837, 20-1838, 20-1839, 20-1840, 20-1841, 20-1842, 20-1843, 20-1844
119ccb19-6e06-4e7c-bfa6-70fda69c295f | NFPA 170 STROBE WALL |  |  | North | Tomar |  | Strobe |  |  |  | Module | TRUE | 490S-1280T |  | Hazardous Location Warning Light | 1 | 0 | 0.213 |  |  |  |  | FALSE | [5 empty] | #FF0070C0 | FA-NFPA 170 STROBE WALL | 1 | FALSE | FALSE | FALSE | 2023 | [13 empty] | FALSE |  |  | XP |  |  | DESKTOP-7SAL8M7\acont | 2019-09-16 15:14 | THOR\acont | 2024-09-08 17:27 | Cloned from Potter S24-177W | [Tomar] [NAC] [24 VDC] 490S-1280T, 495S-1280A, 495S-1280C, 495S-1280R
e8b3f563-d38b-466c-a700-71053d70701d | NFPA 170 SOLENOID VALVE |  |  | North | Tyco |  | Solenoid |  |  |  | Module | TRUE | 52-287-1-224 |  | 20-175 (1,4-12,1) 24 VDC Hazardous Location | 1 | 0 | 0.364 |  |  |  |  | FALSE | [5 empty] | #FFFF0000 | FA-NFPA 170 SOLENOID VALVE | 1 | FALSE | FALSE | FALSE | 1701 | [13 empty] | FALSE | [5 empty] | DESKTOP-7SAL8M7\acont | 2020-09-18 16:26 | THOR\acont | 2024-09-08 17:27 | Cloned from Tyco 52-287-1-124 | [Tyco] [AUX POWER, RELEASING] [*] [INPUT TYPE] 52-287-1-024, 52-287-1-124, 52-287-1-224
a8a3ad6a-498f-4ef6-b18c-710547409eba | NFPA 170 ADDRESSABLE OUTPUT MODULE |  |  | North | Fike |  | Addressable Control/Relay |  |  |  | Module | TRUE | FIK-M500S | ++ | Addressable notification module | 1 | 0.000375 | 0.000375 |  |  | 24 |  | FALSE |  |  |  | 4.5” x 4” x 1.25” (114.3 mm x 101.6 mm x 31.75 mm) |  | #FFFF0000 | FA-NFPA 170 ADDRESSABLE OUTPUT MODULE | 1 | FALSE | FALSE | FALSE | 1100 | [13 empty] | FALSE |  |  | CM |  |  | DESKTOP-7EIEB7A\acont | 2023-01-03 08:05 | THOR\acont | 2024-09-08 17:27 | Cloned from Farenhyt IDP-CONTROL | [Fike] [AUX POWER, NAC] [RISER ++] FIK-M500S [Fike] [SLC IDP MODULES] [*] [#3 TYPE ADDR ¦ MODULES] FIK-CR-6, FIK-CZ-6, FIK-IM-10, FIK-M500DM, FIK-M500M, FIK-M500MR-2, FIK-M500R, FIK-M500S, FIK-M501M, FIK-M502M, FIK-PULL-DA, FIK-PULL-SA, FIK-SC-6 | [Fike] FIK-M500S
6e76129a-0afb-4733-bf2b-7106451ba10b | NFPA 170 HORN STROBE CEILING |  |  | North | Eaton Wheelock |  | Horn/Strobe |  |  |  | Module | TRUE | HSWC | ++ | Horn, Strobe, White, Ceiling Mount | 1 | [6 empty] | FALSE | TRUE |  |  |  |  | #FF0070C0 | FA-NFPA 170 HORN STROBE CEILING | 1 | FALSE | FALSE | FALSE | 2013 | [13 empty] | FALSE |  |  | C |  |  |  |  | THOR\acont | 2024-09-08 17:27 |  | [Eaton Wheelock] [NAC] HSWC (C) [Eaton Wheelock] [NAC] [ULMAX @99dBA] HSRC (C), HSWC (C)
9815334e-c6c2-42f5-94ac-71124d58b850 | NFPA 170 SPEAKER CEILING |  |  | North | Edwards |  | Speaker |  |  |  | Module | TRUE | GC-S2 |  | 25V Speaker, White, running man | 1 | [6 empty] | FALSE | TRUE |  |  |  |  | #FF0070C0 | FA-NFPA 170 SPEAKER CEILING | 1 | FALSE | FALSE | FALSE | 2019 | [13 empty] | FALSE |  |  | C |  |  |  |  | THOR\acont | 2024-09-08 17:27 |  | [Edwards, Kidde] [AUDIO 25v] [25V AUDIO] EGCF-S2VMH (C), G4F-S2, G4F-S2V1575, G4F-S2VM, G4HFRF-S2, G4HFRF-S2VMC, G4HFRN-S2, G4HFRN-S2VMC, G4HFWA-S2, G4HFWA-S2VMA, G4HFWA-S2VMC, G4HFWF-S2, G4HFWF-S2VMC, G4HFWN-S2, G4HFWN-S2VMA, G4HFWN-S2VMC, G4RF-S2, G4RF
fbb32d02-63f7-48cf-a0de-712277ac9b8a | CADGEN ELECTRIC STRIKE |  |  | North | Von Duprin | Security/Access Control | Electric Strike |  |  |  | Module | TRUE | 6223 | ++ | 6200 Series - Strikes for mortise or cylindrical devices | 1 | 0.06 | 0.06 |  |  | 12 |  | TRUE | [5 empty] | #FFFF0000 | FA-CADGEN ELECTRIC STRIKE | 1 | FALSE | FALSE | FALSE | [17 empty] | R1 |  |  | DESKTOP-7EIEB7A\acont | 2023-01-27 07:14 | THOR\acont | 2024-09-08 17:27 | Cloned from Von Duprin 6221 CLONED | [Alarm Controls, ALARM CONTROLS CORPORATION, ASSA ABLOY, Generic, HES, RCI, Von Duprin] [ACCESS CONTROL OUTPUT] [*] 1200L, 1200LB, 1200S, 1500, 1600, 4200, 5100, 600D, 600L, 600S, 6210, 6211, 6211AL, 6211WF, 6212, 6212WF, 6213, 6214, 6215, 6216, 6221, 62
d291d413-42ec-48ee-9611-7125178724ce |  |  |  | North | Simplex |  | Hardware |  |  |  | Hardware | TRUE | 2081-9274 | ++ | System Batteries, Sealed Lead-Acid, 10 Ah | 1 | 0 | 0 |  |  |  |  | TRUE | [5 empty] | #FFFFFFFF |  |  | FALSE | FALSE | FALSE | [20 empty] | THOR\acont | 2025-02-04 10:04 | THOR\acont | 2025-02-04 10:07 | Cloned from Autocall 2081-9274
a982f352-1a30-4c6e-b528-7125f8d866af | NFPA 170 FLOW DETECTOR |  |  | North | Potter |  | Flow Detector |  |  |  | Module | TRUE | VSR-CF | + | Waterflow Alarm Switch for Copper or Plastic Pipe | 1 | [6 empty] | FALSE | [5 empty] | #FFFF0000 | FA-NFPA 170 FLOW DETECTOR | 1 | FALSE | FALSE | FALSE |  |  |  | 7770-0328:0001 | [10 empty] | FALSE | [7 empty] | THOR\acont | 2024-09-08 17:27 |  | [Farenhyt, Generic, N/A, Notifier, Potter, Silent Knight] [AUX POWER] [BELL POWER ++] FURNISHED BY OTHERS, PS10 Series, PS10-EX, VSG, VSR Series, VSR-10, VSR-AT, VSR-C, VSR-CF, VSR-FE-2, VSR-FEX Series, VSR-S Series, VSR-SF, VSR-SFG, VSR-SFT, VSR-SG, VSR [Potter] [IDC] 01 OSYSU Series, OSYSU-CRH, OSYSU-EX, OSYSU-EX-O, PCVS Series, PCVS-CRH, PIVS-U-EX, PIVSU-EX-O, PS10 Series, PS10-EX, PS15, PS25, PS40 Series, PS40-EX, RBVS, VSG, VSR Series, VSR-10, VSR-AT, VSR-C, VSR-CF, VSR-FE-2, VSR-FEX Series, VSR-S S
ee9bd606-d209-46f6-b06e-7130deff0e71 |  |  |  | North | Edwards |  | Hardware |  |  |  | Hardware | TRUE | SIGA-RB |  | Relay Detector Base | 1 | [6 empty] | FALSE | [5 empty] | #FFFFFFFF |  |  | FALSE | FALSE | FALSE | [14 empty] | FALSE | [7 empty] | THOR\acont | 2024-10-09 10:48
fe3b653d-8dcc-448d-9cd2-71390f8ef800 | NFPA 170 REMOTE ANNUNCIATOR | RISER ANNUNCIATOR |  | North | Farenhyt |  | Remote Annunciator |  |  |  | Module | TRUE | RA-1000 | ++ | Remote Annunciator. Four line LCD annunciator with 20 characters per line. Gray. | 1 | 0.02 | 0.025 |  |  |  |  | FALSE | [5 empty] | #FFFF0000 | FA-NFPA 170 REMOTE ANNUNCIATOR | 1 | FALSE | FALSE | FALSE | 255 | [13 empty] | FALSE | [5 empty] | DESKTOP-7SAL8M7\acont | 2020-09-14 10:22 | THOR\acont | 2024-09-08 17:27 | Cloned from Gamewell RA-1000 | [Farenhyt] [SBUS] [*] [SBUS ++] 5815XL, 6815, ECS-RCU, RA-100, RA-1000, RA-1000R, RA-2000
85fe2778-e5e8-4729-b6d1-7145e7f8020c | NFPA 170 FLAME DETECTOR |  |  | North | Macurco |  | Flame Detector |  |  |  | Module | TRUE | 84-3211-1200-10 | ++ | TXP-FDE UV/IR, No Video, SS, M25, Tilt Mount | 1 | 0.012 | 0.18 |  |  |  |  | FALSE | FALSE |  |  | 5.51” (L) x 3.54” (W) x 3.54” (H) |  | #FFFF0000 | FA-NFPA 170 FLAME DETECTOR | 1 | FALSE | FALSE | FALSE | 1401 | [13 empty] | FALSE |  |  | UV/IR |  |  | THOR\acont | 2024-01-09 08:30 | THOR\acont | 2024-09-08 17:27 | Cloned from Macurco 84-3211-1100-20 | [Firelite, Macurco, Notifier, Silent Knight, System Sensor] [AUX POWER] [*] [AUX INPUT ++] 1251B (C), 1412B (C), 1424 (C), 2112/24AT (C), 2112/24S (C), 2112/24TS (C), 2112AITR (C), 2112ATR (C), 2112R (C), 2124AITR (C), 2124ATR (C), 2124R (C), 2151 w/B110 [Firelite, Macurco, Notifier, Silent Knight, System Sensor] [IDC] 01 [IDC 4-WIRE ++] 1251B (C), 1412B (C), 1424 (C), 2112/24AT (C), 2112/24S (C), 2112/24TS (C), 2112AITR (C), 2112ATR (C), 2112R (C), 2124AITR (C), 2124ATR (C), 2124R (C), 2151 w/B110RLP (C
565c7f7e-9f4c-4735-a2ed-714a4e5ba93f | NFPA 170 ADDRESSABLE OUTPUT MODULE |  |  | North | MIRCOM |  | Addressable Control/Relay |  |  |  | Module | TRUE | MIX-100R | ++ | Intelligent Addressable Relay Module | 1 | 0.00025 | 0.00025 |  |  |  |  | FALSE |  |  |  | 4.0” W x 4.0” H x 1.3” D |  | #FFFF0000 | FA-NFPA 170 ADDRESSABLE OUTPUT MODULE | 1 | FALSE | FALSE | FALSE | 1100 | [13 empty] | FALSE |  |  | R |  |  | THOR\acont | 2024-04-03 13:45 | THOR\acont | 2024-09-08 17:27 | Cloned from MIRCOM MIX-M500R | [MIRCOM] [SLC MODULES SENSORS] [*] [#1 SHARED ADDR ¦ MODULES] CR-6, CZ-6, IM-10, MIX-100P, MIX-100R, MIX-100S, MIX-100X, MIX-101P, MIX-4040, MIX-4040M, MIX-4041, MIX-4045, MIX-4045-M, MIX-4046, MIX-M500DM, MIX-M500DMAP, MIX-M500FP, MIX-M500M, MIX-M500MAP [MIRCOM] [AUX POWER, RELAY] [RELAY INPUT ++] MIX-100R, MIX-4045-M [MIRCOM] [SLC MODULES] [*] [#3 TYPE ADDR ¦ MODULES] CR-6, CZ-6, IM-10, MIX-100P, MIX-100R, MIX-100S, MIX-101P, MIX-4040, MIX-4040M, MIX-4041, MIX-4045, MIX-4045-M, MIX-4046, MIX-M500DM, MIX-M500DMAP, MIX-M500FP, MIX-M500M, MIX-M500MAP, MIX-M500R, MIX-M50 | [MIRCOM] MIX-100R
8d8dca36-4aa4-44d2-b648-714a90662682 |  |  |  | North | Siemens |  | Cards & Components |  |  |  | Card | TRUE | PSX-12 | 500-034120 | 12A POWER SUPPLY EXTENDER | 1 | [6 empty] | TRUE | [5 empty] | #FFFFFFFF |  |  | FALSE | FALSE | FALSE | [22 empty] | THOR\acont | 2024-10-09 10:48 |  |  | [Siemens] PSX-12
1ada2cd4-ba12-46c8-bac0-714c7a8ee246 | NFPA 170 GRAPHIC ANNUNCIATOR PANEL | RISER ANNUNCIATOR |  | North | Edwards |  | Graphic Annunciator |  |  |  | Module | TRUE | EV3-QS1 |  | Graphic Annunciator 17.5"w x 15.75"h view area, 96 LEDs typical | 1 | [6 empty] | FALSE | [5 empty] | #FFFF0000 | FA-NFPA 170 GRAPHIC ANNUNCIATOR PANEL | 1 | FALSE | FALSE | FALSE | 256 | [13 empty] | FALSE | [7 empty] | THOR\acont | 2024-09-08 17:27
76f1d828-809d-4d1b-bf85-71558668c0c5 | NFPA 170 HEAT DETECTOR |  |  | North | Hochiki |  | Heat Detector |  |  |  | Module | TRUE | DFE-135 w/HSC-221L LATCHING LED BASE | DFE-135 w/HSC-221L LATCHING LED BASE | HEAT DETECTOR w/ LATCHING LED BASE | 1 |  | 0.191 |  |  |  |  | TRUE | TRUE |  | *Refer to Install Sheet |  |  | #FFFF0000 | FA-NFPA 170 HEAT DETECTOR | 1 | FALSE | FALSE | FALSE | 1403 | [16 empty] | L |  |  | DESKTOP-0D6CQVA\lousc | 2019-10-12 07:53 | THOR\acont | 2024-09-08 17:27 | Cloned from Hochiki DCD-135 w/HSC-221L LATCHING LED BASE | [Hochiki] [IDC] 01 [IDC] DCD-135 w/HSC-220L LATCHING LED BASE (C), DCD-135 w/HSC-220R - 2 WIRE RELAY BASE (C), DCD-135 w/HSC-221L LATCHING LED BASE (C), DCD-135 w/HSC-221R - 2 WIRE RELAY BASE (C), DCD-135 w/HSC-224L LATCHING LED BASE (C), DCD-135 w
f543cfba-ec0e-49f8-bca5-7159c71fdba4 | NFPA 170 ASPIRATING SMOKE DETECTOR |  |  | North | Simplex |  | Air Sampling Detection |  |  |  | Module | TRUE | 4098-VEP-A00-P | ++ | VESDA-E VEP with LEDs | 5 | [6 empty] | FALSE |  |  |  | 13.8 in. x 8.9 in. x 5.3 in. (350 mm x 225 mm x 135 mm) |  | #FFFF0000 | FA-NFPA 170 ASPIRATING SMOKE DETECTOR | 1 | FALSE | FALSE | FALSE | [14 empty] | FALSE | [5 empty] | THOR\acont | 2024-03-15 07:14 | THOR\acont | 2024-09-08 17:27 | Cloned from Autocall A4098-VEP-A00-P | [Autocall, Simplex, Xtralis] [IDC] [#1] 4098-VEP-A00-1P, 4098-VEP-A00-P, 4098-VEP-A10-P, 4098-VES-A00-P, 4098-VES-A10-P, A4098-VEP-A00-1P, A4098-VEP-A00-P, A4098-VEP-A10-P, A4098-VES-A00-P, A4098-VES-A10-P, VEP-A00-1P, VEP-A00-1P-NTF, VEP-A00-P, VEP-A10- [Autocall, Simplex] [IDNet] [MODULES ++] 2080-9056, 2080-9057, 2080-9067, 2080-9068, 2080-9069, 2080-9070, 4009-9201 Main Board, 4009-9401 Main Board, 4010-9901, 4090-5261, 4090-9001, 4090-9002, 4090-9005, 4090-9006, 4090-9008, 4090-9116, 4098-9019 (Cont [Autocall, Simplex] [AUX POWER] [ASPIRATOR SETTING 1, ASPIRATOR SETTING 5] 4098-VEP-A00-P, A4098-VEP-A00-P [Autocall, Simplex] [RS-485] 4098-VEP-A00-1P, 4098-VEP-A00-P, 4098-VEP-A10-P, 4098-VES-A00-P, 4098-VES-A10-P, A4098-VEP-A00-1P, A4098-VEP-A00-P, A4098-VEP-A10-P, A4098-VES-A00-P, A4098-VES-A10-P [Autocall, Simplex, Xtralis] [IDC] [#5] 4098-VEP-A00-1P, 4098-VEP-A00-P, 4098-VEP-A10-P, 4098-VES-A00-P, 4098-VES-A10-P, A4098-VEP-A00-1P, A4098-VEP-A00-P, A4098-VEP-A10-P, A4098-VES-A00-P, A4098-VES-A10-P, VEP-A00-1P, VEP-A00-1P-NTF, VEP-A00-P, VEP-A10- [Autocall, Simplex, Xtralis] [IDC] [#2] 4098-VEP-A00-1P, 4098-VEP-A00-P, 4098-VEP-A10-P, 4098-VES-A00-P, 4098-VES-A10-P, A4098-VEP-A00-1P, A4098-VEP-A00-P, A4098-VEP-A10-P, A4098-VES-A00-P, A4098-VES-A10-P, VEP-A00-1P, VEP-A00-1P-NTF, VEP-A00-P, VEP-A10- [Autocall, Simplex, Xtralis] [IDC] [#4] 4098-VEP-A00-1P, 4098-VEP-A00-P, 4098-VEP-A10-P, 4098-VES-A00-P, 4098-VES-A10-P, A4098-VEP-A00-1P, A4098-VEP-A00-P, A4098-VEP-A10-P, A4098-VES-A00-P, A4098-VES-A10-P, VEP-A00-1P, VEP-A00-1P-NTF, VEP-A00-P, VEP-A10- [Autocall, Simplex, Xtralis] [IDC] [#3] 4098-VEP-A00-1P, 4098-VEP-A00-P, 4098-VEP-A10-P, 4098-VES-A00-P, 4098-VES-A10-P, A4098-VEP-A00-1P, A4098-VEP-A00-P, A4098-VEP-A10-P, A4098-VES-A00-P, A4098-VES-A10-P, VEP-A00-1P, VEP-A00-1P-NTF, VEP-A00-P, VEP-A10-
a3b3feed-c847-418e-9165-715b95e9d0da |  |  |  | North | Autocall |  | Hardware |  |  |  | Hardware | TRUE | A100-5115 |  | NAC Expansion Module, 3 NACs, Class A/B, mounts on XPS only | 1 | 0.025 | 0.025 |  |  |  |  | TRUE | [5 empty] | #FFFFFFFF |  |  | FALSE | FALSE | FALSE | [20 empty] | DESKTOP-0D6CQVA\lousc | 2019-07-06 14:17 | THOR\acont | 2024-10-09 10:48 | Cloned from AutoCall A100-5101 |  | [Ansul, Autocall, Simplex] 4007-9801, 4100-5013, A007-9801, A100-5005, A100-5013 [Autocall, Simplex] 4007-9101(BA) CPU, 4007-9102(BA) CPU, 4007-9202 CPU, A010-9422 CPU, A010-9425 CPU, A010-9426 CPU, A010-9602 CPU, A010-9604 CPU, A100-5101, A100-5111, A100-5115 [Autocall, Simplex] 4007-9101(BA) CPU, 4007-9102(BA) CPU, 4007-9202 CPU, A010-9930, A100-5101, A100-5111, A100-5115
63b3c8bf-ca5c-467d-806d-715cdcda5878 | NFPA 170 ADDRESSABLE INPUT MONITOR MODULE |  |  | North | Kidde |  | Addressable Module |  |  |  | Module | TRUE | 70-610001-001 | ++ | CLASS B Addressable Input Module | 1 | 0.00058 | 0.00058 |  |  |  |  | FALSE |  |  | North American 2-1/2 in. (64 mm) Deep 1-Gang Box with Metal Cover or Standard 4-in. Square Box 1-1/2-in. (38 mm) Deep with 4-in. Metal Cover. |  |  | #FFFF0000 | FA-NFPA 170 ADDRESSABLE INPUT MONITOR MODULE | 1 | FALSE | FALSE | FALSE | 1000 | [13 empty] | FALSE | [5 empty] | DESKTOP-7EIEB7A\acont | 2023-07-10 09:34 | THOR\acont | 2024-09-08 17:27 | Cloned from Kidde 70-407008-001 | [Edwards, Kidde] [SLC EST MODULES SENSORS] [*] [#1 SHARED ADDR ¦ ALL] 06-220023-001, 70-200200-003, 70-407008-001, 70-407008-002, 70-408004-001, 70-417008-001, 70-518004-001, 70-600000-001, 70-600000-002, 70-610001-001, 76-330002-101, 84-330002-001, DS-P | [Kidde] 70-407008-001, 70-407008-002, 70-610001-001
5cfd65c2-fa7f-45a7-a511-71602baf6b6d | NFPA 170 VOICE EVACUATION CONTROL UNIT |  |  | North | Potter |  | Voice Evac Control Unit |  |  |  | Assembly | TRUE | PVC-MP16 | + | Master Panel, 16 Switch Control | 1 | [6 empty] | FALSE | [5 empty] | #FFFF0000 | FA-NFPA 170 VOICE EVACUATION CONTROL UNIT | 1 | FALSE | FALSE | FALSE | 211 | [8 empty] | 7,12,18 |  |  |  |  | TRUE | [5 empty] | DESKTOP-7SAL8M7\acont | 2020-11-03 16:06 | THOR\acont | 2024-09-08 17:27 | Cloned from Hochiki FNVMP16
aaa2defe-b320-41b3-8c13-7163e52f4e54 | NFPA 170 SPEAKER WALL |  |  | North | Edwards |  | Speaker |  |  |  | Module | TRUE | WG4WA-S |  | 25/70V Speaker, white, ALERT | 1 | [6 empty] | FALSE | [5 empty] | #FF0070C0 | FA-NFPA 170 SPEAKER WALL | 1 | FALSE | FALSE | FALSE | 2021 | [13 empty] | FALSE |  |  | WP |  |  |  |  | THOR\acont | 2024-09-08 17:27 |  | [Edwards, Kidde] [AUDIO 70.7v] [70V AUDIO] G4F-S7, G4F-S7V1575, G4F-S7VM, G4HFRF-S7, G4HFRF-S7VMC, G4HFRN-S7, G4HFRN-S7VMC, G4HFWA-S7, G4HFWA-S7VMA, G4HFWA-S7VMC, G4HFWF-S7, G4HFWF-S7VMC, G4HFWN-S7, G4HFWN-S7VMA, G4HFWN-S7VMB, G4HFWN-S7VMC, G4RF-S7, G4RF
09a422c6-a515-42ea-a0e8-7165d841dbe8 | NFPA 170 SMOKE DETECTOR |  |  | North | Janus |  | Smoke Detector |  |  |  | Module | TRUE | PSA |  | Addressable Photoelectric Smoke Detector | 1 | 0.00025 | 0.0012 |  |  |  |  | FALSE | TRUE |  |  |  |  | #FFFF0000 | FA-NFPA 170 SMOKE DETECTOR | 1 | FALSE | FALSE | FALSE | 1408 | [13 empty] | FALSE | [5 empty] | DESKTOP-7EIEB7A\acont | 2021-03-09 11:28 | THOR\acont | 2024-09-08 17:27 | Cloned from Potter PSA | [Janus] [SLC NOHMI] [*] [#2 SHARED ADDR ¦ SENSORS] PSA (C)
f4d8cdae-50ef-4c5c-91ba-71671631f931 | CADGEN CARD READER |  |  | North | HID | Security/Access Control | Card Reader |  |  |  | Module | TRUE | R15 | ++ | iCLASS SE Reader, Mullion/Surface Mount | 1 | 0.06 | 0.2 |  |  | 16 |  | FALSE | [5 empty] | #FFFF0000 | FA-CADGEN CARD READER | 1 | FALSE | FALSE | FALSE | 5000 | [13 empty] | FALSE | [5 empty] | DESKTOP-7EIEB7A\acont | 2023-01-27 07:26 | THOR\acont | 2024-09-08 17:27 | Cloned from HID R10 | [HID, Identive] [CARD READER INPUT] [*] [ALL DEVICES ++] 20, 20K, 40, 40K, 8216ABP00dk, R10, R15, R40, R90, RK40, RP40
7a56d7e2-ee9e-47f0-8003-71696b856ef6 | NFPA 170 HORN STROBE CEILING |  |  | North | Kidde |  | Horn/Strobe |  |  |  | Module | TRUE | EGCAVRN |  | Horn-Strobe, running man, red, none | 1 | [6 empty] | FALSE | TRUE |  |  |  |  | #FF0070C0 | FA-NFPA 170 HORN STROBE CEILING | 1 | FALSE | FALSE | FALSE | 2013 | [13 empty] | FALSE |  |  | C |  |  | DESKTOP-GHR3H5U\Anthony | 2019-10-17 12:04 | THOR\acont | 2024-09-08 17:27 |  | [Edwards, Kidde] [NAC] [24 VDC, HIGH DB] EGCAVRF (C), EGCAVRN (C), EGCAVWF (C), EGCAVWN (C), GCAVRF (C), GCAVRN (C), GCAVWF (C), GCAVWN (C) [Edwards, Kidde] [NAC] [24 VFWR, HIGH DB] EGCAVRF (C), EGCAVRN (C), EGCAVWF (C), EGCAVWN (C), GCAVRF (C), GCAVRN (C), GCAVWF (C), GCAVWN (C)
be684ffd-dca2-41da-9ba7-716eece5ab71 | NFPA 170 RELEASING SERVICE FIRE ALARM CONTROL UNIT |  |  | North | Block Definition Only |  | Releasing Control Unit |  |  |  | Module | TRUE | NFPA 170 RELEASING SERVICE FIRE ALARM CONTROL UNIT |  | NFPA 170 RELEASING SERVICE FIRE ALARM CONTROL UNIT | 1 | [12 empty] | #FFFF0000 | FA-NFPA 170 RELEASING SERVICE FIRE ALARM CONTROL UNIT | 1 | FALSE | FALSE | FALSE | 210 | [19 empty] | AULAPTOP-PC\Aulaptop | 2020-03-26 07:41 | THOR\acont | 2024-09-08 17:27
54b8f425-b334-40e7-a3f6-7175fc157c91 | NFPA 170 AMPLIFIER RACK | RISER AMP |  | North | Evax |  | Amplifier |  |  |  | Assembly | TRUE | HMX-DPS25/P (70V) | + | Distributed Panel, Single Channel, 25W, Fire Phone | 1 | [6 empty] | FALSE | [5 empty] | #FFFF0000 | FA-NFPA 170 AMPLIFIER RACK | 1 | FALSE | FALSE | FALSE | 300 | [8 empty] | 7,12,18 |  |  |  | 25 | TRUE | [5 empty] | DESKTOP-7SAL8M7\acont | 2020-07-16 11:07 | THOR\acont | 2024-09-08 17:27 | Cloned from Hochiki FNVDPS25/P (70V)
797798f5-e4b3-49e9-a1c9-71796e39f683 |  |  |  | North | Bosch | [5 empty] | Module | TRUE | D8237-50 | * | Card with photo, HIDprox, 37bit, 50pcs 0000095139 | 1 | [12 empty] | #FFFFFFFF |  |  | FALSE | FALSE | FALSE | [20 empty] | DESKTOP-7EIEB7A\acont | 2021-08-13 06:25 | THOR\acont | 2024-10-09 10:48
0fcb039f-23b9-4c67-a4c7-717db816ae90 | CADGEN CARD ACCESS CONTROL PANEL | CADGEN CARD ACCESS CONTROL PANEL |  | North | LifeSafety Power | Security/Access Control | Card Access Control Panel |  |  |  | Assembly | TRUE | FPO250/250-3C8P3D8PE12M | ++ | 500W (12V & 24V) 24 lock/24 ptc aux outputs | 1 | [6 empty] | FALSE | FALSE |  |  | 48.00H x 36.00W x 8.00D in. (122.00 x 91.00 x 20.30 cm) |  | #FFFF0000 | FA-CADGEN CARD ACCESS CONTROL PANEL | 1 | FALSE | FALSE | FALSE | 212 | [8 empty] | 7,12,18,26,33,55,80 |  |  |  |  | TRUE | [5 empty] | DESKTOP-7EIEB7A\acont | 2023-01-26 08:27 | THOR\acont | 2024-09-08 17:27 | Cloned from LifeSafety Power FPO250/250-3C83D8PE12M
c0731aca-b5ef-41fe-ac7e-71813e923b7b | NFPA 170 SMOKE CO DETECTOR |  |  | North | Notifier |  | Smoke/CO Detector |  |  |  | Module | TRUE | FPC-951 w/B200S-LF-IV | + | Intelligent multi-criteria photo/CO, bright white, Velociti w/ Intelligent sounder base, low frequency, ivory, UL-listed | 1 | 0.0002 | 0.0045 |  |  |  |  | FALSE | TRUE | FLUSH |  | 4" SQ. DEEP | 3 "O" PLASTER RING | #FFFF0000 | FA-NFPA 170 SMOKE CO DETECTOR | 1 | FALSE | FALSE | FALSE | 1407 | [13 empty] | FALSE |  |  | LF |  |  | DESKTOP-QGO6JOK\acont | 2021-08-06 10:21 | THOR\acont | 2024-09-08 17:27 | Cloned from Gamewell FCI MCS-COP3 w/B200S-LF-IV | [Honeywell, Notifier, System Sensor] [SLC MODULES SENSORS] [*] [#2 SHARED ADDR ¦ SENSORS] 2251B (C), 2251-COPTIR (C), 2251-COPTIR w/B200S-WH (C), 2251TB (C), 2251TMB (C), 5251B (C), 5251B-WP (C), 5251H (C), 5251RB (C), 5251RB-WP (C), 7251 (C), 7251DH (C) [Notifier] [AUX POWER] [16VDC, HIGH VOLUME] B200S-LF-WH, FCO-851 w/B200S-LF (C), FCO-951 w/B200S-LF-WH (C), FPC-951 w/B200S-LF-IV (C), FPC-951 w/B200S-LF-WH (C), FPTI-951 w/B200S-LF-IV (C), FPTI-951 w/B200S-LF-WH (C), FSCO-951 w/B200S-LF-IV (C), FSCO-951 [Honeywell, Notifier, System Sensor] [SLC SENSORS] [*] [#4 TYPE ADDR ¦ SENSORS] 2251B (C), 2251-COPTIR (C), 2251-COPTIR w/B200S-WH (C), 2251TB (C), 2251TMB (C), 5251B (C), 5251B-WP (C), 5251H (C), 5251RB (C), 5251RB-WP (C), 7251 (C), 7251DH (C), DH200LP [Notifier] [AUX POWER] [16VDC, LOW VOLUME] B200S-LF-WH, FCO-851 w/B200S-LF (C), FCO-951 w/B200S-LF-WH (C), FPC-951 w/B200S-LF-IV (C), FPC-951 w/B200S-LF-WH (C), FPTI-951 w/B200S-LF-IV (C), FPTI-951 w/B200S-LF-WH (C), FSCO-951 w/B200S-LF-IV (C), FSCO-951
93fba294-190d-4f70-b079-7186b9b5cc72 | NFPA 170 HORN STROBE |  |  | North | Eaton Wheelock |  | Horn/Strobe |  |  |  | Module | TRUE | LHSR3 |  | HRN/ST,WALL,RED,FIRE | 1 | [6 empty] | FALSE | [5 empty] | #FF0070C0 | FA-NFPA 170 HORN STROBE | 1 | FALSE | FALSE | FALSE | 2012 | [13 empty] | FALSE | [5 empty] | DESKTOP-7SAL8M7\acont | 2020-10-28 08:27 | THOR\acont | 2024-09-08 17:27 | Cloned from Eaton Wheelock LHSW3 | [Eaton Wheelock] [NAC] [UL MAX, HIGH DB] LHSR3, LHSR3-A, LHSR3-N, LHSW3, LHSW3-A, LHSW3-AL, LHSW3-N
be0fe1b6-6176-4c86-a825-718729d3b949 | CADGEN STI STOPPER |  |  | North | STI |  | Accessories |  |  |  | Module | TRUE | STI-1221A |  | Strobe Damage Stopper - Cover and encl. back box, 4” deep, weatherproof, drain vent, Type 3R | 1 | [6 empty] | FALSE | [5 empty] | #FFFF0000 | FA-CADGEN STI STOPPER | 1 | FALSE | FALSE | FALSE | [14 empty] | FALSE | [5 empty] | DESKTOP-7EIEB7A\acont | 2022-08-01 08:09 | THOR\acont | 2024-09-08 17:27 | Cloned from Edwards STI-1210A
41095cbf-0291-4638-864f-718a157c4f9d | NFPA 170 AMPLIFIER RACK | RISER AMP |  | North | Potter |  | Cards & Components |  |  |  | Card | TRUE | DCA-10025 (70V) Main Board | + | Main Board | 1 | 0.048 | 0.52 |  |  |  |  | TRUE | [5 empty] | #FFFF0000 | FA-NFPA 170 AMPLIFIER RACK | 1 | FALSE | FALSE | FALSE | 300 | [13 empty] | FALSE | [5 empty] | DESKTOP-7EIEB7A\acont | 2021-12-21 09:37 | THOR\acont | 2024-09-08 17:27 | Cloned from Potter DCA-10025 (25V) Main Board | [Potter] [V-LINK] [#1 V-LINK] DCA-10025 (25V) Main Board, DCA-10025 (70V) Main Board, DCA-5025 (25V) Main Board, VM-1000 [Potter] [P-LINK] [*] [P-LINK] DCA-10025 (25V) Main Board, DCA-10025 (70V) Main Board, DCA-5025 (25V) Main Board, FFT-1000 Main Board, LOC-1000 Main Board, SCA-10070 (25V) Main Board, SCA-10070 (70V) Main Board, SCA-2525 (25V) Main Board, SCA-2570 (25V) [Advanced, Potter] [VAC ] [120VAC] AFC-100 Main Board, AFC-1000 Main Board, AFC-50 Main Board, ARC-100 Main Board, AX-PSN104 Main Board, AX-PSN106 Main Board, AX-PSN108 Main Board, AX-PSN-64 Main Board, DCA-10025 (25V) Main Board, DCA-10025 (70V) Main Bo [Potter] [V-LINK] [#2 V-LINK] DCA-10025 (25V) Main Board, DCA-10025 (70V) Main Board, DCA-5025 (25V) Main Board, LOC-1000 Main Board, SCA-10070 (25V) Main Board, SCA-10070 (70V) Main Board, SCA-2525 (25V) Main Board, SCA-2570 (25V) Main Board, SCA-2570 ( | [Potter] DCA-10025 (70V) Main Board, SCA-10070 (70V) Main Board, SCA-2570 (70V) Main Board, SCA-5070 (70V) Main Board
91a6bb7c-056b-446f-8434-718ca5cf6c44 | NFPA 170 ISOLATION MODULE |  |  | North | Notifier |  | Isolator Module |  |  |  | Module | TRUE | N100-ISO | ++ | SLC Loop Isolator Module; isolates against short circuits on the SLC. | 1 | 0.00045 | 0.00045 |  |  |  |  | FALSE | FALSE |  |  |  |  | #FFFF0000 | FA-NFPA 170 ISOLATION MODULE | 1 | FALSE | FALSE | FALSE | 1200 | [13 empty] | FALSE | [7 empty] | THOR\acont | 2024-09-08 17:27 |  | [Firelite, Monaco Enterprises, Notifier] [ISO] 01 [*] [ISO ++] 729-140-00, 729-208-00, I300, ISO-6, ISO-X, N100-ISO
30430422-aa19-4adc-b9c7-7195d9ba9bc2 |  |  |  | North | Autocall |  | Cards & Components |  |  |  | Card | TRUE | A100-0623 |  | Network Audio Riser Controller Module for control of either an analog or digital riser module | 1 | 0 | 0.014 |  |  |  |  | TRUE | [5 empty] | #FFFFFFFF |  |  | FALSE | FALSE | FALSE | [20 empty] | DESKTOP-0D6CQVA\lousc | 2019-07-07 14:49 | THOR\acont | 2024-10-09 10:48 | Cloned from AutoCall A100-1271
6ca3ff82-031a-4cc1-8f5d-71986ea14004 |  |  |  | North | MIRCOM |  | Cards & Components |  |  |  | Card | TRUE | PR-300 | ++ | Polarity Reversal and City Tie Module | 1 | 0.05 | 0.3 | [10 empty] | #FFFFFFFF |  |  | FALSE | FALSE | FALSE | [22 empty] | THOR\acont | 2024-10-09 10:48
e0904d28-430b-491a-92e1-71990011701e | NFPA 170 SMOKE DETECTOR |  |  | North | Hochiki |  | Smoke Detector |  |  |  | Module | TRUE | SLR-835 w/NS4 | PHOTOELECTRIC SMOKE DETECTOR, 4 WIRE RELAY BASE | PHOTOELECTRIC SMOKE DETECTOR w/ 2 WIRE 4" BASE | 1 | 0.055 | 0.15 |  |  |  |  | TRUE | TRUE |  |  |  |  | #FFFF0000 | FA-NFPA 170 SMOKE DETECTOR | 1 | FALSE | FALSE | FALSE | 1408 | [16 empty] | R |  |  | THOR\acont | 2024-09-30 09:21 | THOR\acont | 2024-10-09 10:48 | Cloned from Hochiki SLR-835 w/HSC-4R | [Hochiki] [IDC] 03 [*] [IDC] SLR-835 w/NS4 (C), SLR-835 w/NS6 (C), SLR-835H w/NS4 (C), SLR-835H w/NS6 (C)
2bfcf4ed-ea18-4525-9bf4-719ecd7820ce | NFPA 170 DUCT SMOKE DETECTOR |  |  | North | Harrington |  | Duct Smoke Detector |  |  |  | Module | TRUE | SL-DAA-N |  | Addressable Duct Smoke Detector, Ionization | 1 | 0.0004 | 0.0034 |  |  |  |  | FALSE | TRUE |  |  |  |  | #FFFF0000 | FA-NFPA 170 DUCT SMOKE DETECTOR | 1 | FALSE | FALSE | FALSE | 1400 | [13 empty] | FALSE |  |  | I |  |  |  |  | THOR\acont | 2024-09-08 17:27 | 20191121 AC Detector without base | [Harrington] [SLC ISPY] 02 [*] IS802 (C), SL-DAA-N (C), SL-DAA-P (C)
14c5bfe1-bb6d-42c3-8bea-71a2a540672e | NFPA 170 SMOKE DETECTOR |  |  | North | Siemens |  | Smoke Detector |  |  |  | Module | TRUE | OSI-90 | S54333-F22-A1 | OSID Imager that sends infrared, ultraviolet coded light signals to the imager (80° coverage, rated at 24VDC) | 1 | [7 empty] | TRUE |  |  |  |  | #FFFF0000 | FA-NFPA 170 SMOKE DETECTOR | 1 | FALSE | FALSE | FALSE | 1408 | [21 empty] | THOR\acont | 2024-09-08 17:27 | 20191121 AC Detector without base | [Siemens] [IDC] [#1 ALARM] OSI-10 (C), OSI-90 (C) [Siemens] [AUX POWER] OSI-90 (C) [Siemens] [IDC] [#2 TROUBLE] OSI-10 (C), OSI-90 (C)
d7a5a649-a084-4179-9510-71a91f083532 | NFPA 170 GAS DETECTOR |  |  | North | Edwards |  | Gas Detection |  |  |  | Module | TRUE | 260-CO |  | GE SafeAir Carbon Monoxide Detector | 1 | 0.02 | 0.04 |  |  |  |  | FALSE | [5 empty] | #FFFF0000 | FA-NFPA 170 GAS DETECTOR | 1 | FALSE | FALSE | FALSE | 1402 | [13 empty] | FALSE | [7 empty] | THOR\acont | 2024-09-08 17:27 | 20191121 AC Detector without base | [Edwards, Kidde] [AUX POWER] [*] 260-CO, DC-PS w/DC-SB6-4W (C) [Edwards, Kidde] [IDC] 02 260-CO, DC-PS w/DC-SB6-4W (C)
1b914ada-6232-494a-a5f5-71b24b73ee7c | NFPA 170 SPEAKER STROBE CEILING |  |  | North | Edwards |  | Speaker/Strobe |  |  |  | Module | TRUE | GCHFWN-S7VMAH |  | 70V Ceiling Speaker/Strobe,White, 95, 115, 150, 177 cd, AMBER | 1 | 0 | 0.342 |  |  |  |  | FALSE | TRUE |  |  |  |  | #FF0070C0 | FA-NFPA 170 SPEAKER STROBE CEILING | 1 | FALSE | FALSE | FALSE | 2020 | [13 empty] | FALSE |  |  | C |  |  |  |  | THOR\acont | 2024-09-08 17:27 |  | [Edwards, Kidde] [AUDIO 70.7v] [70V AUDIO] G4F-S7, G4F-S7V1575, G4F-S7VM, G4HFRF-S7, G4HFRF-S7VMC, G4HFRN-S7, G4HFRN-S7VMC, G4HFWA-S7, G4HFWA-S7VMA, G4HFWA-S7VMC, G4HFWF-S7, G4HFWF-S7VMC, G4HFWN-S7, G4HFWN-S7VMA, G4HFWN-S7VMB, G4HFWN-S7VMC, G4RF-S7, G4RF [Edwards, Kidde] [NAC] [24 VDC] EGCF-S2VMH (C), EGCF-VMH (C), GCF-S2VMH (C), GCF-S7VMH (C), GCF-VMH (C), GCHFRF-S2VMCH (C), GCHFRF-S7VMCH (C), GCHFRN-S2VMCH (C), GCHFRN-S7VMCH (C), GCHFWA-S2VMAH (C), GCHFWA-S2VMCH (C), GCHFWA-S7VMAH (C), GCHFWA-S7VMCH (C [Edwards, Kidde] [NAC] [16 VDC] EGCF-S2VMH (C), EGCF-VMH (C), GCF-S2VMH (C), GCF-S7VMH (C), GCF-VMH (C), GCHFRF-S2VMCH (C), GCHFRF-S7VMCH (C), GCHFRN-S2VMCH (C), GCHFRN-S7VMCH (C), GCHFWA-S2VMAH (C), GCHFWA-S2VMCH (C), GCHFWA-S7VMAH (C), GCHFWA-S7VMCH (C
edcab02c-3f91-48f5-976a-71b37aa618a4 | NFPA 170 FIRE PHONE |  |  | North | Autocall |  | Fire Phone |  |  |  | Module | TRUE | A2084-9002 | ++ | Firefighter Telephone Assembly with 2975-9053 backbox | 1 | [6 empty] | FALSE | [5 empty] | #FFFF0000 | FA-NFPA 170 FIRE PHONE | 1 | FALSE | FALSE | FALSE | [14 empty] | FALSE | [5 empty] | THOR\acont | 2025-02-04 12:24 | THOR\acont | 2025-02-04 12:31 | Cloned from Potter PVC-FJ | [Autocall, Potter, Simplex] [FFT] [FFT] 2084-9001, 2084-9002, 2084-9003, 2084-9006, 2084-9007, 2084-9014, 2084-9018, 2084-9023, 2084-9024, A2084-9001, A2084-9002, A2084-9003, A2084-9006, A2084-9007, A2084-9014, A2084-9018, A2084-9023, A2084-9024, FFT-FPJ
6670f9da-d1ed-4ec9-8804-71b8cf46a238 | NFPA 170 HEAT DETECTOR |  |  | North | Edwards |  | Heat Detector |  |  |  | Module | TRUE | SIGA-HRS w/SIGA-SB4 BASE | ++ | Heat Detector, 15F ROR, 135F Fixed Temperature | 1 | 4.5e-05 | 4.5e-05 |  |  |  |  | FALSE | [5 empty] | #FFFF0000 | FA-NFPA 170 HEAT DETECTOR | 1 | FALSE | FALSE | FALSE | 1403 | [13 empty] | FALSE | [5 empty] | DESKTOP-7SAL8M7\acont | 2020-11-24 07:41 | THOR\acont | 2024-10-08 16:33 | Cloned from Edwards SIGA-HRS w/SIGA-SB BASE | [Edwards, Kidde] [SLC EST MODULES SENSORS] [*] [#2 SHARED ADDR ¦ SENSORS] KI-DDOS (C), SIGA2-COS w/SIGA-AB4G BASE, SIGA2-COS w/SIGA-AB4G-LF BASE, SIGA2-COS w/SIGA-AB4GT BASE, SIGA2-COS w/SIGA-IB BASE, SIGA2-COS w/SIGA-RB BASE, SIGA2-COS w/SIGA-SB BASE, S [Edwards, Kidde] [SLC EST MODULES/SENSORS] 01 [*] [iO64] DS-HFS (C), DS-PS (C), FX-HD w/IB4U BASE, FX-HD w/RB4U BASE, FX-HD w/SB4U BASE, FX-HD w/SB4U-LF BASE, FX-HD wB4U BASE, FX-PD w/B4U BASE (C), FX-PD w/IB4U BASE (C), FX-PD w/SB4U BASE (C), FX-PD w/SB [Edwards, Kidde] [SLC EST SENSORS] 01 [*] [EST3, iO1000] DS-HFS (C), DS-PS (C), FX-HD w/IB4U BASE, FX-HD w/RB4U BASE, FX-HD w/SB4U BASE, FX-HD w/SB4U-LF BASE, FX-HD wB4U BASE, FX-PD w/B4U BASE (C), FX-PD w/IB4U BASE (C), FX-PD w/SB4U BASE (C), FX-PD w/SB [Edwards, Kidde] [SLC EST SENSORS] [*] [#4 TYPE ADDR ¦ SENSORS] KI-DDOS (C), SIGA2-COS w/SIGA-AB4G BASE, SIGA2-COS w/SIGA-AB4G-LF BASE, SIGA2-COS w/SIGA-AB4GT BASE, SIGA2-COS w/SIGA-IB BASE, SIGA2-COS w/SIGA-RB BASE, SIGA2-COS w/SIGA-SB BASE, SIGA2-HCOS
c5e35984-8a9c-4d94-b854-71be396fae74 | NFPA 170 SPEAKER WALL |  |  | North | Edwards |  | Speaker |  |  |  | Module | TRUE | G4SWF |  | Speaker, Wall, White, FIRE | 1 | [6 empty] | FALSE | FALSE | GRSW-10 | G4WSB |  |  | #FF0070C0 | FA-NFPA 170 SPEAKER WALL | 1 | FALSE | FALSE | FALSE | 2021 | [13 empty] | FALSE |  |  | C |  |  | DESKTOP-7SAL8M7\acont | 2020-09-15 08:46 | THOR\acont | 2025-02-25 13:49 | Cloned from Edwards GCSWF | [Edwards, Kidde] [AUDIO 25v] [25V AUDIO] EGCF-S2VMH (C), G4F-S2, G4F-S2V1575, G4F-S2VM, G4HFRF-S2, G4HFRF-S2VMC, G4HFRN-S2, G4HFRN-S2VMC, G4HFWA-S2, G4HFWA-S2VMA, G4HFWA-S2VMC, G4HFWF-S2, G4HFWF-S2VMC, G4HFWN-S2, G4HFWN-S2VMA, G4HFWN-S2VMC, G4RF-S2, G4RF [Edwards, Kidde] [AUDIO 70.7v] [70V AUDIO] G4F-S7, G4F-S7V1575, G4F-S7VM, G4HFRF-S7, G4HFRF-S7VMC, G4HFRN-S7, G4HFRN-S7VMC, G4HFWA-S7, G4HFWA-S7VMA, G4HFWA-S7VMC, G4HFWF-S7, G4HFWF-S7VMC, G4HFWN-S7, G4HFWN-S7VMA, G4HFWN-S7VMB, G4HFWN-S7VMC, G4RF-S7, G4RF [Edwards, Hochiki, Kidde] [AUDIO 70.7v] [70V AUDIO] EG4SRF, EG4SRN, EG4SVRF, EG4SVRN, EG4SVWA, EG4SVWF, EG4SVWN, EG4SWA, EG4SWF, EG4SWN, G4SRF, G4SRN, G4SVRF, G4SVRN, G4SVWA, G4SVWF, G4SVWN, G4SWA, G4SWF, G4SWN, WGSRA, WGSRF, WGSRF-FR, WGSRF-SP, WGSRN, W [Edwards, Hochiki, Kidde] [AUDIO 25v] [25V AUDIO] EG4SRF, EG4SRN, EG4SVRF, EG4SVRN, EG4SVWA, EG4SVWF, EG4SVWN, EG4SWA, EG4SWF, EG4SWN, G4SRF, G4SRN, G4SVRF, G4SVRN, G4SVWA, G4SVWF, G4SVWN, G4SWA, G4SWF, G4SWN, WGSRA, WGSRF, WGSRF-FR, WGSRF-SP, WGSRN, WGS
44aad652-b38e-489f-b54a-71bf8c5f9c11 | NFPA 170 STROBE WALL |  |  | North | Federal Signal |  | Strobe |  |  |  | Module | TRUE | FB24ST-024B |  | Fireball Supervised Strobe Light, Blue | 1 | [6 empty] | FALSE |  | 1/2" NPT Pipe/Surface |  |  |  | #FF0070C0 | FA-NFPA 170 STROBE WALL | 1 | FALSE | FALSE | FALSE | 2023 | [13 empty] | FALSE |  |  | WP |  |  | THOR\acont | 2024-10-25 10:34 | THOR\acont | 2024-10-25 10:35 | Cloned from Federal Signal FB24ST-024A | [Federal Signal] [AUX POWER, NAC] [24 VDC] FB24ST-024A, FB24ST-024B, FB24ST-024C, FB24ST-024G, FB24ST-024R, FB2PST-012-024A, FB2PST-012-024B, FB2PST-012-024C, FB2PST-012-024G, FB2PST-012-024R, FB2PST-I-024A, FB2PST-I-024B, FB2PST-I-024C, FB2PST-I-024G, F
4110146e-28cc-4fb0-ac69-71c4b9b31f35 |  |  |  | North | Edwards |  | Hardware |  |  |  | Hardware | TRUE | PT-1S |  | System Printer | 1 | [12 empty] | #FFFFFFFF |  |  | FALSE | FALSE | FALSE | [22 empty] | THOR\acont | 2024-10-09 10:48
8e919cf3-e54b-41c3-a9f3-71cd1e2ef9f4 | NFPA 170 ADDRESSABLE INPUT MONITOR MODULE |  |  | North | Kidde |  | Addressable Module |  |  |  | Module | TRUE | 70-417008-001 |  | Addressable Contact Input Device N.O | 1 | 0.00045 | 0.00045 |  |  |  |  | FALSE | [5 empty] | #FFFF0000 | FA-NFPA 170 ADDRESSABLE INPUT MONITOR MODULE | 1 | FALSE | FALSE | FALSE | 1000 | [13 empty] | FALSE | [5 empty] | DESKTOP-QGO6JOK\acont | 2021-06-04 09:29 | THOR\acont | 2024-09-08 17:27 | Cloned from Kidde GSA-CT1 | [Edwards, Kidde] [SLC EST MODULES SENSORS] [*] [#1 SHARED ADDR ¦ ALL] 06-220023-001, 70-200200-003, 70-407008-001, 70-407008-002, 70-408004-001, 70-417008-001, 70-518004-001, 70-600000-001, 70-600000-002, 70-610001-001, 76-330002-101, 84-330002-001, DS-P [Edwards, Kidde] [SLC EST MODULES/SENSORS] 02 [*] [iO64] 70-417008-001, FX-2WIRE, FX-IDC1A, FX-IDC1B, FX-IDC2B, FX-IDCWS, FX-NAC, GSA-CC1, GSA-CC1S, GSA-CC2, GSA-CT1, GSA-CT2, GSA-IO, GSA-MAB, GSA-MCC1, GSA-MCC1S, GSA-MCC2, GSA-MCT2, GSA-MIO, GSA-MM1, GS | [Edwards, Kidde] FX-IDC1A, FX-IDC1B, GSA-CT1, GSA-IO, SIGA-CT1, SIGA-CT1HT, SIGA-CT1I, SIGA-IO, SIGA-MM1
b2139526-0dcc-446f-9e4f-71ce6b15fdbb |  |  |  | North | Potter |  | Cards & Components |  |  |  | Card | TRUE | PVC-MFP | + | Master Fire Phone | 1 | 0.009 | 0.009 |  |  |  |  | TRUE | [5 empty] | #FFFFFFFF |  |  | FALSE | FALSE | FALSE | [20 empty] | DESKTOP-7SAL8M7\acont | 2020-11-03 16:06 | THOR\acont | 2024-10-09 10:48 | Cloned from Hochiki FNV-MFP
fb4c7b70-ea28-41f0-91c2-71cf3aae9f34 | NFPA 170 HORN STROBE CEILING |  |  | North | Eaton Wheelock |  | Horn/Strobe |  |  |  | Module | TRUE | CH90-24MCCH-FW |  | Chime Strobe, 24 VDC, Multi-Candela, , white | 1 | 0 | 0.477 |  |  |  |  | FALSE | TRUE |  |  |  |  | #FF0070C0 | FA-NFPA 170 HORN STROBE CEILING | 1 | FALSE | FALSE | FALSE | 2013 | [13 empty] | FALSE |  |  | C |  |  |  |  | THOR\acont | 2024-09-08 17:27 |  | [Eaton Wheelock] [NAC] CH90-24MCCH-FR (C), CH90-24MCCH-FW (C)
fa560331-b0f3-4696-b6fa-71d091b35e40 | NFPA 170 AREA OF REFUGE MASTER |  |  | North | Cornell |  | Area of Refuge Component |  |  |  | Assembly | TRUE | A-4216 |  | 16 Zone Annunciator Panel | 1 | [6 empty] | TRUE |  |  | BB-43 | 19"H x 13"W x 3.5"D |  | #FF00B050 | FA-NFPA 170 AREA OF REFUGE MASTER | 1 | FALSE | FALSE | FALSE | [20 empty] | HOMEAUGUSTXPS-1\aucon | 2021-05-05 06:35 | THOR\acont | 2024-09-08 17:27 | Cloned from Cornell A-4212
f08750a8-9d29-41a5-b096-71d3dbb52034 | NFPA 170 HORN STROBE CEILING |  |  | North | Potter |  | Horn/Strobe |  |  |  | Module | TRUE | CCHS-24GR |  | Horn Strobe, Ceiling, Red, Green | 1 | 0 | 0.147 |  |  |  |  | FALSE | TRUE |  |  |  |  | #FF0070C0 | FA-NFPA 170 HORN STROBE CEILING | 1 | FALSE | FALSE | FALSE | 2013 |  |  | 7135-0328:0205 | [10 empty] | FALSE |  |  | C |  |  |  |  | THOR\acont | 2024-09-08 17:27 |  | [Potter] [NAC] [UL MAX, HIGH DB] CCHS-24AR (C), CCHS-24AW (C), CCHS-24BR (C), CCHS-24BW (C), CCHS-24GR (C), CCHS-24GW (C)
3703e669-314e-463d-aee4-71d71e1fbc38 |  |  |  | North | MIRCOM |  | Hardware |  |  |  | Hardware | TRUE | BAT-12V42A |  | 12 VOLT 42AH BATTERIES | 1 | [6 empty] | FALSE | [5 empty] | #FFFFFFFF |  |  | FALSE | FALSE | FALSE | [14 empty] | FALSE | [7 empty] | THOR\acont | 2024-10-09 10:48
476eface-905f-46d1-a87a-71ddc2f41316 | NFPA 170 FIRE ALARM CONTROL UNIT | RISER FACP |  | North | Gamewell FCI |  | Fire Alarm Control Unit |  |  |  | Assembly | TRUE | GF505 | ++ | Five Zone Fire Alarm Control Panel | 1 | [6 empty] | TRUE | [5 empty] | #FFFF0000 | FA-NFPA 170 FIRE ALARM CONTROL UNIT | 1 | FALSE | FALSE | FALSE | 202 | [13 empty] | TRUE | [5 empty] | AULAPTOP-PC\Aulaptop | 2019-04-04 02:10 | THOR\acont | 2024-09-08 17:27 | Cloned from New Part CLONED
d9bd6264-c9a2-4377-91f8-71dea3ffcc7d | NFPA 170 FIRE ALARM CONTROL UNIT | RISER FACP |  | North | Monaco Enterprises |  | Fire Alarm Control Unit |  |  |  | Assembly | TRUE | 227-956-CE |  | MAAP-X point reporting, addressable, fire alarm control, mass notification, voice evacuation panel, integrated radio transceiver—single comm, Europe:  One AAC II backplane for ADCs/SOCs One ADC supporting 198 addressable devices One SOC, 25 VAC RMS, 32W audio output NEMA 1 surface-mount red enclosure43" H x 18" W x 3.6" D Two 12V/18 Ah batteries | 1 | [12 empty] | #FFFF0000 | FA-NFPA 170 FIRE ALARM CONTROL UNIT | 1 | FALSE | FALSE | FALSE | 202 | [13 empty] | TRUE | [5 empty] | AULAPTOP-PC\Aulaptop | 2019-04-20 03:50 | THOR\acont | 2024-09-08 17:27
68164f95-b1fc-4c7b-8f5f-71ec9e0f1e00 | NFPA 170 SOLENOID VALVE |  |  | North | Viking |  | Solenoid |  |  |  | Module | TRUE | 11601 | ++ | Deluge & Preaction, SureFire 3/4" | 1 | 0 | 0.338 |  |  |  |  | FALSE | [5 empty] | #FFFF0000 | FA-NFPA 170 SOLENOID VALVE | 1 | FALSE | FALSE | FALSE | 1701 | [13 empty] | FALSE | [5 empty] | DESKTOP-7EIEB7A\acont | 2022-08-19 09:09 | THOR\acont | 2024-09-08 17:27 | Cloned from Skinner 73218BN4UN00 | [ASCO, BERMAD, Fenwal, Generic, Pyro-Chem, Skinner, Viking] [AUX POWER, RELEASING] [*] [INPUT TYPE] 11601, 11602, 13215, 13843, 13844, 486500-01, 73218BN4UN00, 8210G009, BE370D-B2-87, BE370D-B2-88, BE370D-B5-87, BE370D-B5-87N, BE370D-B5-88, BE370D-B5-88N
688fbb72-2bfc-41f7-b156-71ee3890600d | NFPA 170 GAS DETECTOR |  |  | North | Edwards |  | Gas Detection |  |  |  | Module | TRUE | SIGA-COD w/SIGA-IB BASE | ++ | Intelligent Carbon Monoxide Detector | 1 | 3.2e-05 | 3.2e-05 |  |  |  |  | FALSE | TRUE |  |  |  |  | #FFFF0000 | FA-NFPA 170 GAS DETECTOR | 1 | FALSE | FALSE | FALSE | 1408 | [13 empty] | FALSE | [7 empty] | THOR\acont | 2024-10-08 16:26 | 20191121 AC Detector with base | [Edwards, Kidde] [SLC EST SENSORS] 01 [*] [EST3, iO1000] DS-HFS (C), DS-PS (C), FX-HD w/IB4U BASE, FX-HD w/RB4U BASE, FX-HD w/SB4U BASE, FX-HD w/SB4U-LF BASE, FX-HD wB4U BASE, FX-PD w/B4U BASE (C), FX-PD w/IB4U BASE (C), FX-PD w/SB4U BASE (C), FX-PD w/SB [Edwards, Kidde] [SLC EST MODULES SENSORS] [*] [#2 SHARED ADDR ¦ SENSORS] KI-DDOS (C), SIGA2-COS w/SIGA-AB4G BASE, SIGA2-COS w/SIGA-AB4G-LF BASE, SIGA2-COS w/SIGA-AB4GT BASE, SIGA2-COS w/SIGA-IB BASE, SIGA2-COS w/SIGA-RB BASE, SIGA2-COS w/SIGA-SB BASE, S [Edwards, Kidde] [SLC EST MODULES/SENSORS] 01 [*] [iO64] DS-HFS (C), DS-PS (C), FX-HD w/IB4U BASE, FX-HD w/RB4U BASE, FX-HD w/SB4U BASE, FX-HD w/SB4U-LF BASE, FX-HD wB4U BASE, FX-PD w/B4U BASE (C), FX-PD w/IB4U BASE (C), FX-PD w/SB4U BASE (C), FX-PD w/SB [Edwards, Kidde] [SLC EST SENSORS] [*] [#4 TYPE ADDR ¦ SENSORS] KI-DDOS (C), SIGA2-COS w/SIGA-AB4G BASE, SIGA2-COS w/SIGA-AB4G-LF BASE, SIGA2-COS w/SIGA-AB4GT BASE, SIGA2-COS w/SIGA-IB BASE, SIGA2-COS w/SIGA-RB BASE, SIGA2-COS w/SIGA-SB BASE, SIGA2-HCOS
3fa425ae-6895-40a0-bac0-71ff5312d59d | NFPA 170 VOICE EVACUATION CONTROL UNIT |  |  | North | Potter |  | Voice Evac Control Unit |  |  |  | Assembly | TRUE | PVX-100/8Z |  | 100W Voice Evacuation System with 8 Speaker Zones | 1 | [6 empty] | FALSE | [5 empty] | #FFFF0000 | FA-NFPA 170 VOICE EVACUATION CONTROL UNIT | 1 | FALSE | FALSE | FALSE | 211 | [8 empty] | 7,12,18 |  |  |  |  | TRUE | [7 empty] | THOR\acont | 2024-09-08 17:27
817295c9-b28d-4a1c-9c9f-7200715307a1 |  |  |  | North | Silent Knight |  | Cards & Components |  |  |  | Card | TRUE | 5204 Main Board | ++ | Main Board | 1 | 0.12 | 0.4 | 3 |  | 24 | 12 | TRUE | [5 empty] | #FFFFFFFF |  |  | FALSE | FALSE | FALSE | [14 empty] | FALSE | [5 empty] | THOR\acont | 2023-11-10 12:57 | THOR\acont | 2024-10-09 10:48 | Cloned from Silent Knight 5104B Main Board | [Silent Knight] [IDC] [#2 TROUBLE] 5104B Main Board, 5204 Main Board, 5207 Main Board, 5208 Main Board, 5495 Main Board, 5600 Main Board, 5700 Main Board, 5808 Main Board, 5820XL Main Board, 5895XL Main Board, 6700 Main Board, 6808 Main Board, 6820 Main [Silent Knight] [IDC] [#3 SUPERVISORY] 5104B Main Board, 5204 Main Board, 5207 Main Board, 5208 Main Board, 5600 Main Board, 5700 Main Board, 5808 Main Board, 5820XL Main Board, 6700 Main Board, 6808 Main Board, 6820 Main Board, 6820EVS Main Board, SK-2 [Farenhyt, Silent Knight, Stanley Security Solutions] [VAC ] 5104B Main Board, 5204 Main Board, 5207 Main Board, 5208 Main Board, 5495 Main Board, 5496 Main Board, 5499 Main Board, 5600 Main Board, 5700 Main Board, 5808 Main Board, 5820XL Main Board, 588 [Silent Knight] [IDC] [#1 ALARM] 5104B Main Board, 5204 Main Board, 5207 Main Board, 5208 Main Board, 5600 Main Board, 5700 Main Board, 5808 Main Board, 5820XL Main Board, 5895XL Main Board, 6700 Main Board, 6808 Main Board, 6820 Main Board, 6820EVS Main | [Silent Knight] 5204 Main Board
75f0991f-b97d-44b2-af11-72030ad37d1c | NFPA 170 MANUAL PULL |  |  | North | Notifier |  | Manual Station |  |  |  | Module | TRUE | BNG-1R | ++ | Manual Pull Station, single action | 1 | [6 empty] | FALSE | FALSE |  |  |  |  | #FFFF0000 | FA-NFPA 170 MANUAL PULL | 1 | FALSE | FALSE | FALSE | 957 | [13 empty] | FALSE | [7 empty] | THOR\acont | 2024-09-08 17:27 |  | [Det-Tronics, Edwards, Kidde, Notifier] [IDC] 01 30-3013, 30-3013 w/FMM-101, Q3013D, 5621 (C), 5622 (C), 5623 (C), 5624 (C), BNG-1, BNG-1F, BNG-1FTS, BNG-1R, BNG-1SP, BNG-1TS, BNG-1TSL, BNG-1TSR, BNG-1TSRL, CP-651 (C), HD-601 (C), HD-602 (C), HD-603 (C), [Chemtronics, Firelite, MIRCOM, Notifier, System Sensor] [IDC] 01 [*] [IDC 2-WIRE ++] 1151 (C), 1151EIS (C), 1400 (C), 1451 (C), 1451DH (C), 1451DHHT (C), 2100AT (C), 2100S (C), 2100TR (C), 2100TS (C), 2151 w/B110LP (C), 2151 w/B116LP (C), 2151 w/B401 (C
87667daa-c3a2-4b0b-bb1d-720eff721809 | NFPA 170 INTEGRAL VALVE SUPERVISORY SWITCH |  |  | North | DMP |  | Supervisory Switch |  |  |  | Module | TRUE | 1181-R |  | Wireless PIV Tamper | 1 | [6 empty] | TRUE | [5 empty] | #FFFF0000 | FA-NFPA 170 INTEGRAL VALVE SUPERVISORY SWITCH | 1 | FALSE | FALSE | FALSE | 1000 | [16 empty] | PIV |  |  | DESKTOP-7EIEB7A\acont | 2021-04-05 15:46 | THOR\acont | 2024-09-08 17:27 | Cloned from DMP 1182 | [BluePoint, DMP] [DMP WIRELESS] [WIRELESS] 1103, 1126R, 1135, 1164 (C), 1164NS (C), 1165H (C), 1168 (C), 1181-R, 1182, 1183-135F, 1183-135R, 1184-W (C), BP01-303, BP02-203M, BP02-203P, BP02-A203M, BP02-A203P, BP02-A203PH, BP03-303, BP03-A103M, BP03-A103P
0a0dc40f-9553-4095-8df1-720fdf12638c | NFPA 170 FIRE ALARM CONTROL UNIT | RISER FACP |  | North | Simplex |  | Fire Alarm Control Unit |  |  |  | Assembly | TRUE | 4100/4120 Universal Transponder 1 | ++ | Universal Transponder 1 | 1 | [6 empty] | FALSE | [5 empty] | #FFFF0000 | FA-NFPA 170 FIRE ALARM CONTROL UNIT | 1 | FALSE | FALSE | FALSE | 202 | [13 empty] | TRUE | [5 empty] | THOR\acont | 2024-12-06 06:23 | THOR\acont | 2024-12-06 06:37 | Cloned from Simplex 2120 CPU
82f161df-6636-468e-ad78-7210a64e52e0 |  |  |  | North | Kidde |  | Hardware |  |  |  | Hardware | TRUE | AMK-RN |  | Audio mounting kit. Used to mount ACHS option cards in control panels without audio system control components. | 1 | [6 empty] | FALSE | [5 empty] | #FFFFFFFF |  |  | FALSE | FALSE | FALSE | [14 empty] | FALSE | [7 empty] | THOR\acont | 2024-10-09 10:48
7f04d89e-c7bc-4bbb-8446-721201c74d03 | CADGEN KEYPAD |  |  | North | Bosch |  | Keypad Interface |  |  |  | Module | TRUE | B940W | ++ | Slim Touch Keypad, SDI2 | 1 | 0.25 | 0.365 |  |  | 12 | [7 empty] | #FFFF0000 | FA-CADGEN KEYPAD | 1 | FALSE | FALSE | FALSE | [20 empty] | DESKTOP-7EIEB7A\acont | 2022-07-23 10:58 | THOR\acont | 2024-09-08 17:27 | Cloned from Bosch B921C | [BluePoint, Bosch] [SDI2 BOSCH] [*] [ALL DEVICES ++] B208, B299, B308, B426, B450, B450-CHI, B450-M, B810, B820, B901, B915, B915I, B920, B921C, B925F, B926F, B930, B940W, B942, B942W, BP-BHE-B208A, BP-BHE-B299
341ca5b8-ff4a-4a56-9a68-7212318c0990 | NFPA 170 HORN |  |  | North | Siemens |  | Horn |  |  |  | Module | TRUE | FDS224-R/FDB227-R | ++ | Wall Sounder with Short Circuit Isolator, Red Body (IP65 rated) 75…99 dB (A) | 1 | [12 empty] | #FF0070C0 | FA-NFPA 170 HORN | 1 | FALSE | FALSE | FALSE | [20 empty] | DESKTOP-7EIEB7A\acont | 2021-11-19 10:16 | THOR\acont | 2024-09-08 17:27 |  | [Siemens] [C-NET] [#2 TONE/VOICE] FDS224-R/FDB227-R, FDS225-R/FDB227-R
ba74191d-46ca-4cd4-95c2-721232de9ac1 | NFPA 170 FIRE ALARM CONTROL UNIT | RISER FACP |  | North | Monaco Enterprises |  | Fire Alarm Control Unit |  |  |  | Assembly | TRUE | 227-245-xx |  | MAAP-X point reporting, addressable, fire alarm control, mass notification, voice evacuation panel, integrated radio transceiver—single comm: One AAC II backplane for ADCs/SOCs One ADC supporting 198 addressable devices One SOC, 25 VAC RMS, 32W audio output NEMA 3R surface-mount red enclosure24" H x 24" W x 8" D Two 12V/18 Ah batteries | 1 | [12 empty] | #FFFF0000 | FA-NFPA 170 FIRE ALARM CONTROL UNIT | 1 | FALSE | FALSE | FALSE | 202 | [8 empty] | 18 |  |  |  |  | TRUE | [5 empty] | DESKTOP-7EIEB7A\acont | 2021-11-02 17:14 | THOR\acont | 2024-09-08 17:27 | Cloned from Monaco Enterprises 227-969-xx
2b6072b4-c0dd-4c0e-b099-721613cbd298 | NFPA 170 FIRE ALARM CONTROL UNIT | RISER FACP |  | North | NAPCO |  | Fire Alarm Control Unit |  |  |  | Assembly | TRUE | FL-32FACP-LTEAI | ++ | FireLink Conventional 8 to 32 Zone Fire Alarm Control Panel, 2 programmable NAC circuits, 2A max @ 24V; Cellular Alarm Communicator (AT&T or IP) and integral menu-Driven LCD annunciator | 1 | [6 empty] | TRUE |  |  |  | 16”x 14.25” x 5.2” (H x W x D) |  | #FFFF0000 | FA-NFPA 170 FIRE ALARM CONTROL UNIT | 1 | FALSE | FALSE | FALSE | 202 | [8 empty] | 7,12,16 |  | 16 |  |  | TRUE | [5 empty] | THOR\acont | 2023-10-25 13:07 | THOR\acont | 2024-09-08 17:27 | Cloned from NAPCO FL-32FACP-LTEVS
baabbf9a-cdc2-452c-a2d1-721c49471c1e |  |  |  | North | Edwards |  | Hardware |  |  |  | Hardware | TRUE | MN-GVBATEX |  | HPSA Extra battery cabinet (w/o batteries) | 1 | [6 empty] | FALSE | [5 empty] | #FFFFFFFF |  |  | FALSE | FALSE | FALSE | [14 empty] | FALSE | [7 empty] | THOR\acont | 2024-10-09 10:48
bca0bd52-0ac4-4126-8348-721d712aff34 |  |  |  | North | Edwards |  | Cards & Components |  |  |  | Card | TRUE | SA-232 |  | RS232 interface Card | 1 | 0.013 | 0.013 |  |  |  |  | TRUE | [5 empty] | #FFFFFFFF |  |  | FALSE | FALSE | FALSE | [14 empty] | FALSE | [7 empty] | THOR\acont | 2024-10-09 10:48
f219268e-57f4-4ca3-ac65-722c4efcf2ca | NFPA 170 SMOKE DETECTOR |  |  | North | Notifier |  | Smoke Detector |  |  |  | Module | TRUE | FSD-751PL w/B224BI | ++ | DETECTOR, SMOKE, ADDRESSABLE PHOTO w/ISOLATOR BASE | 1 | 0.0003 | 0.0003 |  |  |  |  | FALSE | TRUE |  |  |  |  | #FFFF0000 | FA-NFPA 170 SMOKE DETECTOR | 1 | FALSE | FALSE | FALSE | 1408 | [13 empty] | FALSE | [7 empty] | THOR\acont | 2024-09-08 17:27 | 20191121 AC Detector with base | [Honeywell, Notifier, System Sensor] [SLC MODULES SENSORS] [*] [#2 SHARED ADDR ¦ SENSORS] 2251B (C), 2251-COPTIR (C), 2251-COPTIR w/B200S-WH (C), 2251TB (C), 2251TMB (C), 5251B (C), 5251B-WP (C), 5251H (C), 5251RB (C), 5251RB-WP (C), 7251 (C), 7251DH (C) [Honeywell, Notifier, System Sensor] [SLC SENSORS] [*] [#4 TYPE ADDR ¦ SENSORS] 2251B (C), 2251-COPTIR (C), 2251-COPTIR w/B200S-WH (C), 2251TB (C), 2251TMB (C), 5251B (C), 5251B-WP (C), 5251H (C), 5251RB (C), 5251RB-WP (C), 7251 (C), 7251DH (C), DH200LP
b3a4a97d-d562-4d36-bd9f-722d051d2eef |  |  |  | North | Edwards |  | Hardware |  |  |  | Hardware | TRUE | MN-HS16SPKHRT1P |  | 320 Watt HPSA (1 of 5 Active Panels) replacement speaker head - complete | 1 | [6 empty] | FALSE | [5 empty] | #FFFFFFFF |  |  | FALSE | FALSE | FALSE | [14 empty] | FALSE | [7 empty] | THOR\acont | 2024-10-09 10:48
497f12b1-8d43-468f-8434-723773217c6c | NFPA 170 MULTI DETECTOR BEACON VOICE |  |  | North | Siemens |  | Multi Criteria Detector |  |  |  | Module | TRUE | OH720/FDSB227-WW/FDB228 | ++ | Multi-sensor Smoke Detector with Short Circuit Isolator (supplied with Voice Sounder VAD Base) High = O-4-15 Medium = C-3-12 Low = O-2.5-6.5 | 1 | 0.00023 | 0.00023 | [10 empty] | #FFFF0000 | FA-NFPA 170 MULTI DETECTOR BEACON VOICE | 1 | FALSE | FALSE | FALSE | [17 empty] | MC |  |  | DESKTOP-7EIEB7A\acont | 2021-11-19 10:16 | THOR\acont | 2024-09-08 17:27 |  | [Siemens] [C-NET] [*] [#1 DETECTOR] FDBZ290/OOH740/DB721/FDBZ290-AA, FDL241-9/FDLB291/DLR1191, HI720/DB721, HI720/DBS720, HI720/FDSB226-WW/FDB228, HI720/FDSB227-WW/FDB228, HI722//FDSB227-WW/FDB228, HI722/DB721, HI722/DBS720, HI722/FDSB226-WW/FDB228, OH72 [Siemens] [C-NET] [#2 BEACON/VOICE WHITE HIGH, #2 BEACON/VOICE WHITE INDICATOR, #2 BEACON/VOICE WHITE LOW, #2 BEACON/VOICE WHITE MED] FDSB227-WW/FDB228/FDBZ298, HI720/FDSB227-WW/FDB228, HI722//FDSB227-WW/FDB228, OH720/FDSB227-WW/FDB228, OOH740/FDSB227-WW [Siemens] [C-NET] [#2 BEACON WHITE HIGH, #2 BEACON WHITE INDICATOR, #2 BEACON WHITE LOW, #2 BEACON WHITE MED] FDSB226-WW/FDB228/FDBZ298, FDSB227-WW/FDB228/FDBZ298, HI720/FDSB226-WW/FDB228, HI720/FDSB227-WW/FDB228, HI722//FDSB227-WW/FDB228, HI722/FDSB226- [Siemens] [C-NET] [#2 TONE/VOICE] FDSB226-WW/FDB228/FDBZ298, FDSB227-WW/FDB228/FDBZ298, HI720/FDSB226-WW/FDB228, HI720/FDSB227-WW/FDB228, HI722//FDSB227-WW/FDB228, HI722/FDSB226-WW/FDB228, OH720/FDSB226-WW/FDB228, OH720/FDSB227-WW/FDB228, OOH740/FDSB226-
35c9474f-f502-49b3-b8b6-723c416eb912 | NFPA 170 HORN CEILING |  |  | North | Eaton Wheelock |  | Horn |  |  |  | Module | TRUE | ELHNRC | + | CEILING HORN, RED, NONE | 1 | [6 empty] | TRUE | TRUE |  |  |  |  | #FF0070C0 | FA-NFPA 170 HORN CEILING | 1 | FALSE | FALSE | FALSE | 2020 | [16 empty] | C |  |  | DESKTOP-7EIEB7A\acont | 2021-04-29 10:04 | THOR\acont | 2024-09-08 17:27 | Cloned from Eaton Wheelock ELHSRC | [Eaton Wheelock] [NAC] [24VDC, HIGH CONT.] ELHNR, ELHNRC (C), ELHNW, ELHNWC (C) [Eaton Wheelock] [NAC] [24VDC, LOW CONT.] ELHNR, ELHNRC (C), ELHNW, ELHNWC (C)
7a940c12-f754-4407-b54e-723d237f133e | NFPA 170 SMOKE DETECTOR |  |  | North | Notifier |  | Smoke Detector |  |  |  | Module | TRUE | NP-200-IV | ++ | Addressable low-profile photoelectric smoke detector. Ivory, B300-6-IV base included. FlashScan and CLIP mode. | 1 | 0.0002 | 0.0045 |  |  |  |  | FALSE | TRUE | FLUSH |  | 4" SQ. DEEP | 3 "O" PLASTER RING | #FFFF0000 | FA-NFPA 170 SMOKE DETECTOR | 1 | FALSE | FALSE | FALSE | 1408 |  |  | 7272-0028:0206 | [10 empty] | FALSE | [7 empty] | THOR\acont | 2024-09-08 17:27 | 20191121 AC Detector without base | [Honeywell, Notifier, System Sensor] [SLC SENSORS] [*] [#4 TYPE ADDR ¦ SENSORS] 2251B (C), 2251-COPTIR (C), 2251-COPTIR w/B200S-WH (C), 2251TB (C), 2251TMB (C), 5251B (C), 5251B-WP (C), 5251H (C), 5251RB (C), 5251RB-WP (C), 7251 (C), 7251DH (C), DH200LP [Honeywell, Notifier, System Sensor] [SLC MODULES SENSORS] [*] [#2 SHARED ADDR ¦ SENSORS] 2251B (C), 2251-COPTIR (C), 2251-COPTIR w/B200S-WH (C), 2251TB (C), 2251TMB (C), 5251B (C), 5251B-WP (C), 5251H (C), 5251RB (C), 5251RB-WP (C), 7251 (C), 7251DH (C)
0c59c1b7-6dc8-41d7-96c4-724178868d99 | NFPA 170 FIRE ALARM CONTROL UNIT | RISER FACP |  | North | Potter |  | Fire Alarm Control Unit |  |  |  | Module | TRUE | PFC-8500 |  | 127 Point Addressable Fire Alarm Control Panel | 1 | [6 empty] | FALSE | [5 empty] | #FFFF0000 | FA-NFPA 170 FIRE ALARM CONTROL UNIT | 1 | FALSE | FALSE | FALSE | 202 | [13 empty] | FALSE | [7 empty] | THOR\acont | 2024-09-08 17:27
b497df3c-2740-4015-a9d2-724b241494a0 | NFPA 170 GRAPHIC ANNUNCIATOR PANEL | RISER ANNUNCIATOR |  | North | Edwards |  | Graphic Annunciator |  |  |  | Module | TRUE | EVCBA48 |  | Graphic Annunciator 17.5"w x 37.5"h viewing area, 200 LEDs | 1 | [6 empty] | FALSE | [5 empty] | #FFFF0000 | FA-NFPA 170 GRAPHIC ANNUNCIATOR PANEL | 1 | FALSE | FALSE | FALSE | 256 | [13 empty] | FALSE | [7 empty] | THOR\acont | 2024-09-08 17:27
53178b0b-20dd-4e0e-bfd7-724b83fc1e5c |  |  |  | North | Hochiki |  | Cards & Components |  |  |  | Card | TRUE | FN-4127US1ERS-220 Main Board |  | Main Board | 1 | 0.35 | 0.62 |  |  |  |  | TRUE | [5 empty] | #FFFFFFFF |  |  | FALSE | FALSE | FALSE | [20 empty] | DESKTOP-GHR3H5U\Anthony | 2019-11-26 15:53 | THOR\acont | 2024-10-09 10:48
601fce08-1c0d-4015-a2bc-724f819c9320 |  |  |  | North | Kidde |  | Cards & Components |  |  |  | Card | TRUE | VS4-R-2 Mainboard |  | Mainboard for VS4-R-2 assembly | 1 | 0.227 | 0.392 |  |  |  |  | TRUE | [5 empty] | #FFFFFFFF |  |  | FALSE | FALSE | FALSE | [14 empty] | FALSE | [7 empty] | THOR\acont | 2024-10-09 10:48 |  | [Edwards, Kidde, Macurco] [IDC] [#2 TROUBLE] 2IDC, 76-600000-001 Main Board, 76-800xxx-xxx Main Board, 77-600000-901 Main Board, 84-732001-901 Main Board, DVP-120 Mainboard, EST1-2Z Mainboard, FSP1004G Mainboard, FSP1004G-2 Mainboard, FSP1004GD Mainboard [Edwards, Kidde] [VAC ] 2IDC, 76-600000-001 Main Board, 76-800xxx-xxx Main Board, 77-600000-901 Main Board, 84-732001-901 Main Board, APS10A Mainboard, APS6A Mainboard, BPS10A Mainboard, BPS10A/230 Mainboard, BPS6A Mainboard, BPS6A/230 Mainboard, EST1-2Z [Edwards, Kidde, Macurco] [IDC] [#1 ALARM] 2IDC, 76-600000-001 Main Board, 76-800xxx-xxx Main Board, 77-600000-901 Main Board, 84-732001-901 Main Board, DVP-120 Mainboard, EST1-2Z Mainboard, FSP1004G Mainboard, FSP1004G-2 Mainboard, FSP1004GD Mainboard, [Edwards, Kidde, Macurco] [IDC] [#3 SUPERVISORY] 2IDC, 76-600000-001 Main Board, 76-800xxx-xxx Main Board, 77-600000-901 Main Board, 84-732001-901 Main Board, DVP-120 Mainboard, EST1-2Z Mainboard, FSP1004G Mainboard, FSP1004G-2 Mainboard, FSP1004GD Mainb | [Edwards, Kidde] FX-1000 Mainboard, FX-1000D Mainboard, FX-64RD Mainboard, iO1000G Mainboard, iO1000G-2 Mainboard, iO1000G-2-PG Mainboard, iO1000G-2-SP Mainboard, iO1000GC Mainboard, iO1000GD Mainboard, iO1000G-F Mainboard, iO1000G-PG Mainboard, iO1000G-S [Kidde] VS4-G Mainboard, VS4-G-2 Mainboard, VS4-G-2-PG Mainboard, VS4-G-2-SP Mainboard, VS4-GC Mainboard, VS4-GD Mainboard, VS4-G-F Mainboard, VS4-G-PG Mainboard, VS4-G-SP Mainboard, VS4-R Mainboard, VS4-R-2 Mainboard, VS4-RD Mainboard [Edwards, Kidde] FX-64R Mainboard, FX-64RD Mainboard, iO64G Mainboard, iO64G-2 Mainboard, iO64G-2-PG Mainboard, iO64G-2-SP Mainboard, iO64GD Mainboard, iO64GL Mainboard, iO64GL-F Mainboard, iO64G-PG Mainboard, iO64G-SP Mainboard, iO64R Mainboard, iO64R-2 [Edwards, Kidde] FX-1000 Mainboard, FX-1000D Mainboard, FX-64RD Mainboard, iO1000G Mainboard, iO1000G-2 Mainboard, iO1000G-2-PG Mainboard, iO1000G-2-SP Mainboard, iO1000GC Mainboard, iO1000GD Mainboard, iO1000G-F Mainboard, iO1000G-PG Mainboard, iO1000G-S [Kidde] VS4-R-2 Mainboard [Edwards, Kidde] FX-1000 Mainboard, FX-1000D Mainboard, iO1000G Mainboard, iO1000G-2 Mainboard, iO1000G-2-PG Mainboard, iO1000G-2-SP Mainboard, iO1000GC Mainboard, iO1000GD Mainboard, iO1000G-F Mainboard, iO1000G-PG Mainboard, iO1000G-SP Mainboard, iO1000 [Edwards] IO-SDC2
cea12ca9-f1f8-4461-a948-7250d8072404 | NFPA 170 SPEAKER CEILING |  |  | North | Hochiki |  | Speaker |  |  |  | Module | TRUE | HSSPKCLPW |  | Speaker Wall, Ceiling, 25 or 70.7 Vrms, 1/8 to 4 watts, white | 1 | [6 empty] | FALSE | TRUE |  | *Refer to Install Sheet |  |  | #FF0070C0 | FA-NFPA 170 SPEAKER CEILING | 1 | FALSE | FALSE | FALSE | 2019 | [13 empty] | FALSE |  |  | C |  |  | DESKTOP-7SAL8M7\acont | 2019-12-02 09:55 | THOR\acont | 2024-09-08 17:27 | Cloned from Gentex SSPKCLPW | [Gentex, Hochiki, Potter] [AUDIO 70.7v] [70V AUDIO] CSPKSTR-24AR (C), CSPKSTR-24AW (C), CSPKSTR-24BR (C), CSPKSTR-24BW (C), CSPKSTR-24GR (C), CSPKSTR-24GW (C), CSPKSTR-24RR (C), CSPKSTR-24RW (C), FASPKR-R (C), FASPKR-W (C), FASPKR-WR, FASPKR-WW, FASPK-WP [Gentex, Hochiki, Potter] [AUDIO 25v] [25V AUDIO] CSPKSTR-24AR (C), CSPKSTR-24AW (C), CSPKSTR-24BR (C), CSPKSTR-24BW (C), CSPKSTR-24GR (C), CSPKSTR-24GW (C), CSPKSTR-24RR (C), CSPKSTR-24RW (C), FASPKR-R (C), FASPKR-W (C), FASPKR-WR, FASPKR-WW, FASPK-WPR,
b73c5e49-aa21-4e24-a1f7-72530b752fd9 | NFPA 170 STROBE CEILING |  |  | North | Eaton Wheelock |  | Strobe |  |  |  | Module | TRUE | EL3RST-FW | ++ | CEILING STROBE, WHITE, FIRE | 1 | [6 empty] | TRUE | TRUE |  |  |  |  | #FF0070C0 | FA-NFPA 170 STROBE CEILING | 1 | FALSE | FALSE | FALSE | 2020 | [16 empty] | C |  |  | THOR\acont | 2024-08-16 07:57 | THOR\acont | 2024-09-08 17:27 | Cloned from Eaton Wheelock EL3RST-FR | [Eaton Wheelock] [NAC] [24VDC] EL3RST-FR (C), EL3RST-FW (C), EL4XST-FR (C), EL4XST-FW (C)
9d67fcf7-3ff2-4ed7-9575-7258012657e6 | NFPA 170 HORN STROBE |  |  | North | Autocall |  | Horn/Strobe |  |  |  | Module | TRUE | A59AV-APPLWWH-O |  | Visible Notification Appliances, Wall Mount Multi-Candela Horn Strobe, White, High CD, Weatherproof | 1 | 0 | 0 |  |  |  |  | TRUE | [5 empty] | #FF0070C0 | FA-NFPA 170 HORN STROBE | 1 | FALSE | FALSE | FALSE | 2012 | [19 empty] | DESKTOP-7SAL8M7\acont | 2020-06-02 14:04 | THOR\acont | 2024-09-08 17:27 | Cloned from AutoCall A59AV-APPLWWH | [Autocall] [IDNac] [23 VDC RMS, CONTINUOUS HIGH] A59AV-APPLWRH-O, A59AV-APPLWWH-O
e1081e5e-25cb-41bb-a5b9-7265178e474c | NFPA 170 GAS DETECTOR |  |  | North | Potter |  | Gas Detection |  |  |  | Module | TRUE | PAD100-CD w/PAD100-RB | + | Carbon-Monoxide Detector with 6" Base with One Form-C Relay Contact | 1 | 0.0005 | 0.0005 |  |  |  |  | FALSE | [5 empty] | #FFFF0000 | FA-NFPA 170 GAS DETECTOR | 1 | FALSE | FALSE | FALSE | 1402 | [13 empty] | FALSE |  |  | RB |  |  |  |  | THOR\acont | 2024-09-08 17:27 | 20191121 AC Detector with base | [Potter] [SLC PAD] [*] [#2 SHARED ADDR ¦ SENSORS] PAD100-CD w/PAD100-4DB, PAD100-CD w/PAD100-6DB, PAD100-CD w/PAD100-IB, PAD100-CD w/PAD100-LFSB, PAD100-CD w/PAD100-RB, PAD100-CD w/PAD100-SB, PAD100-CD w/PAD100-SPKB, PAD100-DUCT (C), PAD100-DUCTR (C), PA
8621b189-7ada-49a2-bb1e-7276f4197421 | NFPA 170 MANUAL PULL |  |  | North | Crouse-Hinds |  | Manual Station |  |  |  | Module | TRUE | SM87BG |  | Break Glass Call Point—Explosionproof | 1 | [6 empty] | FALSE | FALSE |  |  |  |  | #FFFF0000 | FA-NFPA 170 MANUAL PULL | 1 | FALSE | FALSE | FALSE | 957 | [13 empty] | FALSE |  |  | XP |  |  | DESKTOP-7EIEB7A\acont | 2022-08-09 14:26 | THOR\acont | 2024-09-08 17:27 | Cloned from Crouse-Hinds SM87PBL | [Crouse-Hinds] [IDC] 01 PB, SM87BG, SM87PBL
4474c5f6-21d6-4271-aa0f-727738fe5a50 |  |  |  | North | Siemens | [5 empty] | Module | TRUE | RNI-CAB-BRKT | 500-650062 | MOUNTS RNI IN CAB-1, CAB-2, CAB-3 ENCLOSURE | 1 | [12 empty] | #FFFFFFFF |  |  | FALSE | FALSE | FALSE | [20 empty] | DESKTOP-7SAL8M7\acont | 2019-08-13 09:04 | THOR\acont | 2024-10-09 10:48
a7c3c3a7-219d-4b96-8a8a-727773e1901b | NFPA 170 BATTERY CABINET |  |  | North | Autocall |  | Enclosure |  |  |  | Assembly | TRUE | A4081-9306 |  | 110 Ah Sealed Lead-Acid Batteries and Compatible Battery Cabinet, 120VAC (with charger), Red | 1 | 0 | 0 |  |  |  |  | TRUE | [5 empty] | #FFFF0000 | FA-NFPA 170 BATTERY CABINET | 1 | FALSE | FALSE | FALSE | 3000 | [16 empty] | 120VAC |  |  |  |  | THOR\acont | 2024-09-08 17:27 | Cloned from AutoCall A2081-9280
4cf2acbe-90f6-419d-b650-727bc2ed940e | NFPA 170 SMOKE HEAT DETECTOR |  |  | North | Potter |  | Smoke/Heat Detector |  |  |  | Module | TRUE | PAD200-PHD w/PAD100-RB (Split) | + | Photoelectric Smoke/Heat Detector with 6" Base with One Form-C Relay Contact | 1 | 0.0005 | 0.0005 |  |  |  |  | FALSE | TRUE |  |  |  |  | #FFFF0000 | FA-NFPA 170 SMOKE HEAT DETECTOR | 1 | FALSE | FALSE | FALSE | 1411 | [13 empty] | FALSE |  |  | RB |  |  | THOR\acont | 2025-02-13 08:09 |  |  | Cloned from Potter PAD200-PHD w/PAD100-RB | [Potter] [SLC PAD] [*] [#2 SHARED ADDR ¦ SENSORS] PAD100-CD w/PAD100-4DB, PAD100-CD w/PAD100-6DB, PAD100-CD w/PAD100-IB, PAD100-CD w/PAD100-LFSB, PAD100-CD w/PAD100-RB, PAD100-CD w/PAD100-SB, PAD100-CD w/PAD100-SPKB, PAD100-DUCT (C), PAD100-DUCTR (C), PA
dd6dac3a-7eed-4043-a697-72824432b4b8 | FIRECAD ANTENNA |  |  | North | Monaco Enterprises |  | Wireless Component |  |  |  | Module | TRUE | 190-418-xx | VHF Antenna, Omnidirectional | Marine Rated VHF Antenna | 1 | [6 empty] | TRUE | [5 empty] | #FFFF0000 | FA-FIRECAD ANTENNA | 1 | FALSE | FALSE | FALSE | [20 empty] | DESKTOP-7EIEB7A\acont | 2022-10-28 15:45 | THOR\acont | 2024-09-08 17:27 | Cloned from Monaco Enterprises 190-400-00
3e9448a4-cf42-49f3-8739-7289c5912a79 |  |  |  | North | Siemens |  | Hardware |  |  |  | Hardware | TRUE | FHD2002-U3 | S54400-B32-A1 | Outer door (2HU, 1 win, bl) | 1 | [6 empty] | FALSE | [5 empty] | #FFFFFFFF |  |  | FALSE | FALSE | FALSE | [14 empty] | FALSE | [5 empty] | AULAPTOP-PC\Aulaptop | 2018-12-06 05:28 | THOR\acont | 2024-10-09 10:48 | Cloned from Siemens New Part
33532c3f-61d3-4338-b397-7294f49bbc87 | NFPA 170 REMOTE ANNUNCIATOR | RISER ANNUNCIATOR |  | North | Hochiki |  | Remote Annunciator |  |  |  | Module | TRUE | FN-LCD-S | SERIAL LCD ANNUNCIATOR RED | SERIAL LCD ANNUNCIATOR RED | 1 | 0.02 | 0.11 |  |  |  |  | TRUE |  |  | *Refer to Install Sheet | 10.88” W x 8.00” H x 1.38” D |  | #FFFF0000 | FA-NFPA 170 REMOTE ANNUNCIATOR | 1 | FALSE | FALSE | FALSE | 255 | [19 empty] | DESKTOP-0D6CQVA\lousc | 2019-09-24 08:54 | THOR\acont | 2024-09-08 17:27 | from Hochiki FN-LCD-N | [Hochiki] [AUX POWER] FN-LCD-S [AutoPulse, Hochiki, VES] [RS-485] [Network] 542R (433607), FN2127US0ERS120, FN-2127US0ERS-220, FN2127US1ERS120, FN-2127US1ERS-220, FN4127US0ERS120, FN-4127US0ERS-220, FN4127US1ERS120, FN-4127US1ERS-220, FN-LCD-N, FN-LCD-S, FNP-1127, FNP-1127ES0EGS-120,
7f98c6f4-1b86-4e36-98ce-729eeaa58b36 |  |  |  | North | Notifier |  | Cards & Components |  |  |  | Card | TRUE | HS-NCM-WMF | + | High-speed Network Communications Modules | 1 | 0.4 | 0.4 |  |  |  |  | TRUE | FALSE |  |  |  |  | #FFFFFFFF |  |  | FALSE | FALSE | FALSE | [14 empty] | FALSE | [7 empty] | THOR\acont | 2024-10-09 10:48 |  | [Notifier] [Fiber Optic] [ALL DEVICES ++] HS-NCM-MF, HS-NCM-MFSF, HS-NCM-SF, HS-NCM-WMF, HS-NCM-WSF, NCM-F [Notifier] [Fiber Optic] [#2] HS-NCM-MF, HS-NCM-MFSF, HS-NCM-SF, HS-NCM-WMF, HS-NCM-WSF, NCM-F | [Notifier] HS-NCM-MF, HS-NCM-MFSF, HS-NCM-SF, HS-NCM-WMF, HS-NCM-WSF, NCM-F
33578c47-1404-4f29-b8e9-72a58f001f4c |  |  |  | North | Notifier |  | Cards & Components |  |  |  | Card | TRUE | EB | ++ | Detector Base Flangeless mouting 4" | 1 | [6 empty] | TRUE | FALSE |  |  |  |  | #FFFFFFFF |  |  | FALSE | FALSE | FALSE | [14 empty] | FALSE | [7 empty] | THOR\acont | 2024-10-09 10:48
2ec746fc-a0df-4633-9d7f-72aa0db43017 |  |  |  | North | Autocall |  | Hardware |  |  |  | Hardware | TRUE | 2975-9178 | + | Surface mount steel box, red | 1 | 0 | 0 |  |  |  |  | TRUE | [5 empty] | #FFFFFFFF |  |  | FALSE | FALSE | FALSE | [20 empty] | DESKTOP-7EIEB7A\acont | 2022-02-21 12:49 | THOR\acont | 2024-10-09 10:48 | Cloned from Simplex 2975-9178
7806c878-a9f9-4420-94f1-72b1117965f3 | CADGEN STI STOPPER |  |  | North | STI |  | Accessories |  |  |  | Module | TRUE | STI-1200 |  | Stopper, flush stations | 1 | [6 empty] | FALSE | [5 empty] | #FFFF0000 | FA-CADGEN STI STOPPER | 1 | FALSE | FALSE | FALSE | [14 empty] | FALSE | [7 empty] | THOR\acont | 2024-09-08 17:27
24397fdc-c37e-4b6f-804a-72b4232e5fdc | NFPA 170 STROBE WALL |  |  | North | Potter |  | Strobe |  |  |  | Module | TRUE | CS-24WR-WP |  | Strobe, Wall, White, Red, Outdoor | 1 | 0 | 0.164 |  |  |  |  | FALSE | FALSE |  |  |  |  | #FF0070C0 | FA-NFPA 170 STROBE WALL | 1 | FALSE | FALSE | FALSE | 2023 |  |  | 7135-0328:0213 | [10 empty] | FALSE | [7 empty] | THOR\acont | 2024-09-08 17:27 |  | [Potter] [NAC] [UL MAX, HIGH DB] CS-24B-WP, CS-24G-WP, CS-24R-WP, CS-24WB-WP, CS-24WG-WP, CS-24WR-WP, CSLP-24B-WP, CSLP-24G-WP, CSLP-24R-WP, CSLP-24WB-WP, CSLP-24WG-WP, CSLP-24WR-WP
0a3c629c-3419-4c84-9a4b-72b548f10528 | NFPA 170 REMOTE ANNUNCIATOR | RISER ANNUNCIATOR |  | North | Gamewell FCI |  | Remote Annunciator |  |  |  | Assembly | TRUE | LCD-E3/E3BB-FLUSH-LCD | + | LCD Keypad Display w/E3BB-FLUSH-LCD | 1 | [6 empty] | TRUE | [5 empty] | #FFFF0000 | FA-NFPA 170 REMOTE ANNUNCIATOR | 1 | FALSE | FALSE | FALSE | 255 | [13 empty] | FALSE | [5 empty] | DESKTOP-7SAL8M7\acont | 2019-04-25 16:06 | THOR\acont | 2024-09-08 17:27 | Cloned from Gamewell LCD-E3
49d861d8-2919-4fe1-a4b6-72bb71327904 |  |  |  | North | Notifier |  | Cards & Components |  |  |  | Card | TRUE | SFP-2402 MAIN BOARD |  | Fire Alarm Control Panel Main Board | 1 | 0.08 | 0.112 |  |  |  |  | TRUE | FALSE |  |  |  |  | #FFFFFFFF |  |  | FALSE | FALSE | FALSE | [14 empty] | FALSE | [7 empty] | THOR\acont | 2024-10-09 10:48 |  | [Notifier] [VAC ] 411UDAC Main Board, AFP-100 Main Board, AFP-200 Main Board, FCPS-24S6 MAIN BOARD, FCPS-24S8 MAIN BOARD, HPFF12 Main Board, HPFF8 Main Board, NFC-125DA (25V) Main Board, NFC-50/100 Main Board (100W, 25V), NFC-50/100 Main Board (100W, 70V | [Notifier] SFP-2402 MAIN BOARD, SFP-2404 MAIN BOARD [Notifier, Silent Knight] SFP-2402 MAIN BOARD, SFP-2404 MAIN BOARD, SK-FFT [Gamewell FCI, Notifier] 7100 Main Board, SFP-2402 MAIN BOARD, SFP-2404 MAIN BOARD
fe08df03-430f-46c5-be9e-72c8593f1cf8 | NFPA 170 DOOR HOLDER |  |  | North | Siemens |  | Door Holder |  |  |  | Module | TRUE | SDH-6D |  | 24VDC, concealed wiring | 1 | 0.136 |  |  |  | 24 |  | FALSE | [5 empty] | #FFFF0000 | FA-NFPA 170 DOOR HOLDER | 1 | FALSE | FALSE | FALSE | 2500 | [13 empty] | FALSE | [5 empty] | THOR\acont | 2023-09-27 09:17 | THOR\acont | 2024-09-08 17:27 | Cloned from Siemens SDH-2D CLONED CLONED CLONED CLONED | [Siemens] [AUX POWER] [*] SDH-2D, SDH-3D, SDH-4D, SDH-5D, SDH-6D, SDH-7D, SDH-8D
41f79ba4-cbbd-4783-b4a1-72cccd7858e7 |  |  |  | North | Autocall |  | Cards & Components |  |  |  | Card | TRUE | A100-9121 CPU |  | CPU Assembly | 1 | 0.718 | 0.937 |  |  |  |  | TRUE | [5 empty] | #FFFFFFFF |  |  | FALSE | FALSE | FALSE | [20 empty] | DESKTOP-0D6CQVA\lousc | 2019-07-06 11:19 | THOR\acont | 2024-10-09 10:48 | Cloned from AutoCall A100-9111 CPU |  | [Autocall] A007-9101/9102 CPU, A007-9202 CPU, A010-9422 CPU, A010-9425 CPU, A010-9426 CPU, A010-9601 ESS, A010-9602 CPU, A010-9604 CPU, A100-0620, A100-0625, A100-1291, A100-9121 CPU, A100-9131 CPU, A100-9314 CPU, A100-9331 CPU [Autocall, Simplex] 4007-9101(BA) CPU, 4007-9102(BA) CPU, 4007-9202 CPU, 4100-5311, A007-9101/9102 CPU, A007-9202 CPU, A010-9422 CPU, A010-9425 CPU, A010-9426 CPU, A010-9601 ESS, A010-9602 CPU, A010-9604 CPU, A100-5101, A100-5311, A100-5325, A100-9121 CPU
88581c04-a85c-4457-9c91-72d3f03826a8 |  |  |  | North | Bosch | [5 empty] | Module | TRUE | TC9210U | * | CAMERA MT 6 IN. INDOOR 0000075493 | 1 | [12 empty] | #FFFFFFFF |  |  | FALSE | FALSE | FALSE | [20 empty] | DESKTOP-7EIEB7A\acont | 2021-08-13 06:25 | THOR\acont | 2024-10-09 10:48
25c3b1b6-0afc-4d46-857a-72d66edd4b86 |  |  |  | North | RS2 Technologies |  | Cards & Components |  |  |  | Card | TRUE | MR-16OUT-S3 | ++ | 16 Output Controller | 1 | 1.1 | 1.1 |  |  | 24 |  | TRUE | [5 empty] | #FFFFFFFF |  |  | TRUE | FALSE | FALSE | [20 empty] | DESKTOP-7EIEB7A\acont | 2023-01-25 08:35 | THOR\acont | 2024-10-09 10:48 | Cloned from RS2 Technologies MR-50-S3 | [RS2 Technologies] [AUX POWER] [*] [AUX INPUT] LP-1501, LP-1501Plus, LP-1502, MR-16IN-S3, MR-16OUT-S3, MR-50-S3, MR-52-S3 [RS2 Technologies] [RS-485] [SIO COMMUNICATION] LP-1501, LP-1501Plus, LP-1502, MR-16IN-S3, MR-16OUT-S3, MR-50-S3, MR-52-S3 | [RS2 Technologies] MR-16OUT-S3
f3c55ae9-09a6-4ea8-8ec8-72d7f8f651e6 | NFPA 170 FIRE PHONE |  |  | North | Simplex |  | Fire Phone |  |  |  | Module | TRUE | 2084-9001 | ++ | Firefighter Telephone Jack Station | 1 | [6 empty] | FALSE | [5 empty] | #FFFF0000 | FA-NFPA 170 FIRE PHONE | 1 | FALSE | FALSE | FALSE | [14 empty] | FALSE | [5 empty] | THOR\acont | 2025-02-04 12:31 |  |  | Cloned from Autocall A2084-9001 | [Autocall, Potter, Simplex] [FFT] [FFT] 2084-9001, 2084-9002, 2084-9003, 2084-9006, 2084-9007, 2084-9014, 2084-9018, 2084-9023, 2084-9024, A2084-9001, A2084-9002, A2084-9003, A2084-9006, A2084-9007, A2084-9014, A2084-9018, A2084-9023, A2084-9024, FFT-FPJ
c46528da-135e-4f0d-92de-72dc0593b510 | NFPA 170 STROBE CEILING |  |  | North | Siemens |  | Strobe |  |  |  | Module | TRUE | SLSCW-A | S54329-F65-A1 | SLSCW-A ST,CLG,WHT,AGENT | 1 | [7 empty] | TRUE |  |  |  |  | #FF0070C0 | FA-NFPA 170 STROBE CEILING | 1 | FALSE | FALSE | FALSE | 2022 | [19 empty] | DESKTOP-7SAL8M7\acont | 2019-08-13 09:04 | THOR\acont | 2024-09-08 17:27 |  | [Siemens] [NAC] [24 VDC] SL2SPSCW-F (C), SLSCR-AL (C), SLSCR-ALA (C), SLSCR-F (C), SLSCR-FB (C), SLSCR-N (C), SLSCR-NA (C), SLSCW-A (C), SLSCW-AL (C), SLSCW-ALA (C), SLSCW-F (C), SLSCW-FB (C), SLSCW-N (C), SLSCW-NA (C), SLSPSCR-A (C), SLSPSCR-AL (C), SLS
fafa7170-55d6-4e34-965c-72dc8e31ebbd | NFPA 170 STROBE WALL |  |  | North | Kidde |  | Strobe |  |  |  | Module | TRUE | EG4VWN |  | Wall strobe, white, no marking | 1 | [6 empty] | FALSE |  | GRSW-10 |  |  |  | #FF0070C0 | FA-NFPA 170 STROBE WALL | 1 | FALSE | FALSE | FALSE | 2023 | [13 empty] | FALSE | [5 empty] | DESKTOP-7SAL8M7\acont | 2020-08-19 11:55 | THOR\acont | 2024-09-08 17:27 | Cloned from Edwards G4VWN | [Edwards, Kidde] [NAC] [VDC] EG4VRF, EG4VRF-FR, EG4VRF-SP, EG4VRN, EG4VWF, EG4VWF-FR, EG4VWF-SP, EG4VWN, G4VRF, G4VRF-FR, G4VRF-SP, G4VRN, G4VWF, G4VWF-FR, G4VWF-SP, G4VWN [Edwards, Kidde] [NAC] [VFWR] EG4VRF, EG4VRF-FR, EG4VRF-SP, EG4VRN, EG4VWF, EG4VWF-FR, EG4VWF-SP, EG4VWN, G4VRF, G4VRF-FR, G4VRF-SP, G4VRN, G4VWF, G4VWF-FR, G4VWF-SP, G4VWN
8c3c4b6f-000e-45e6-bbf3-72e3f8ed7bd0 | NFPA 170 STROBE WALL |  |  | North | System Sensor |  | Strobe |  |  |  | Module | TRUE | SGRKLED-B | ++ | Compact Strobe, Wall, Red, Bilingual, Outdoor | 1 | 0 | 0.043 |  |  |  |  | FALSE | [5 empty] | #FF0070C0 | FA-NFPA 170 STROBE WALL | 1 | FALSE | FALSE | FALSE | 2023 | [13 empty] | FALSE |  |  | WP |  |  | DESKTOP-QGO6JOK\acont | 2024-07-15 14:02 | THOR\acont | 2024-09-08 17:27 | Cloned from System Sensor SGRKLED CLONED | [System Sensor] [NAC] [VDC] SGRKLED, SGRKLED-B, SGRKLED-P, SGRLED, SGRLED-B, SGWKLED, SGWKLED-B, SGWKLED-P, SGWLED, SGWLED-B, SRLED, SRLED-B, SRLED-P, SRLED-SP, SWLED, SWLED-ALERT, SWLED-B, SWLED-CLR-ALERT, SWLED-P, SWLED-SP
f7e04eab-df8a-4338-9e5e-72ed441199f8 | NFPA 170 STROBE WALL |  |  | North | Edwards |  | Strobe |  |  |  | Module | TRUE | G4ERA-A |  | Strobe Expander, Red, ALERT markings, amber | 1 | 0 | 0.078 |  |  |  |  | FALSE | [5 empty] | #FF0070C0 | FA-NFPA 170 STROBE WALL | 1 | FALSE | FALSE | FALSE | 2023 | [13 empty] | FALSE | [7 empty] | THOR\acont | 2024-09-08 17:27 |  | [Edwards, Kidde] [NAC] [24 VDC] G4ERA-A, G4ERA-B, G4ERA-G, G4ERA-R, G4ERF-C, G4ERN-A, G4ERN-B, G4ERN-C, G4ERN-G, G4ERN-R, G4EWA-A, G4EWA-B, G4EWA-G, G4EWA-R, G4EWF-C, G4EWN-A, G4EWN-B, G4EWN-C, G4EWN-G, G4EWN-R, G4F-S2V1575, G4F-S2VM, G4F-S7V1575, G4F-S7 [Edwards, Kidde] [NAC] [16 VDC] G4ERA-A, G4ERA-B, G4ERA-G, G4ERA-R, G4ERF-C, G4ERN-A, G4ERN-B, G4ERN-C, G4ERN-G, G4ERN-R, G4EWA-A, G4EWA-B, G4EWA-G, G4EWA-R, G4EWF-C, G4EWN-A, G4EWN-B, G4EWN-C, G4EWN-G, G4EWN-R, G4F-S2V1575, G4F-S2VM, G4F-S7V1575, G4F-S7
179ce498-34af-417c-9ab0-72eeb7f70349 | NFPA 170 HORN STROBE |  |  | North | Edwards |  | Horn/Strobe |  |  |  | Module | TRUE | 757-7A-T |  | 15/75cdWC Strobe, Horn 97 dbA Avg., Red | 1 | [6 empty] | FALSE | [5 empty] | #FF0070C0 | FA-NFPA 170 HORN STROBE | 1 | FALSE | FALSE | FALSE | 2012 | [13 empty] | FALSE | [7 empty] | THOR\acont | 2024-09-08 17:27 |  | [Edwards, Kidde] [NAC] [16 VFWR, HIGH] 757-7A-RS25, 757-7A-RS25W, 757-7A-RS70, 757-7A-RS70W, 757-7A-SS25, 757-7A-SS25W, 757-7A-SS70, 757-7A-SS70W, 757-7A-T, 757-7A-TW, INT-7A-RS25, INT-7A-RS25W, INT-7A-RS70, INT-7A-RS70W [Edwards, Kidde] [NAC] [16 VDC, HIGH] 757-7A-RS25, 757-7A-RS25W, 757-7A-RS70, 757-7A-RS70W, 757-7A-SS25, 757-7A-SS25W, 757-7A-SS70, 757-7A-SS70W, 757-7A-T, 757-7A-TW, INT-7A-RS25, INT-7A-RS25W, INT-7A-RS70, INT-7A-RS70W
fd354bcc-2828-4254-848f-72f0d4146c1a | NFPA 170 SMOKE CO DETECTOR |  |  | North | Potter |  | Smoke/CO Detector |  |  |  | Module | TRUE | PAD200-PCD w/PAD100-SPKB (Split) | + | Photoelectric Smoke/CO Detector with Speaker Base with One Form-C Relay Contact | 1 | 0.00045 | 0.00045 |  |  |  |  | FALSE | TRUE |  |  |  |  | #FFFF0000 | FA-NFPA 170 SMOKE CO DETECTOR | 1 | FALSE | FALSE | FALSE | 1411 | [13 empty] | FALSE |  |  | SB |  |  | THOR\acont | 2025-02-13 10:27 |  |  | Cloned from Potter PAD200-PCD w/PAD100-SPKB | [Potter] [AUDIO 25v] [25V AUDIO] PAD100-CD w/PAD100-SPKB, PAD100-HD w/PAD100-SPKB, PAD100-PD w/PAD100-SPKB (C), PAD100-PHD w/PAD100-SPKB (C), PAD100-PHD w/PAD100-SPKB (Split) (C), PAD100-SPKB, PAD200-PCD w/PAD100-SPKB (C), PAD200-PCD w/PAD100-SPKB (Split [Potter] [SLC PAD] [*] [#2 SHARED ADDR ¦ SENSORS] PAD100-CD w/PAD100-4DB, PAD100-CD w/PAD100-6DB, PAD100-CD w/PAD100-IB, PAD100-CD w/PAD100-LFSB, PAD100-CD w/PAD100-RB, PAD100-CD w/PAD100-SB, PAD100-CD w/PAD100-SPKB, PAD100-DUCT (C), PAD100-DUCTR (C), PA [Potter] [AUDIO 70.7v] [70V AUDIO] PAD100-CD w/PAD100-SPKB, PAD100-HD w/PAD100-SPKB, PAD100-PD w/PAD100-SPKB (C), PAD100-PHD w/PAD100-SPKB (C), PAD100-PHD w/PAD100-SPKB (Split) (C), PAD100-SPKB, PAD200-PCD w/PAD100-SPKB (C), PAD200-PCD w/PAD100-SPKB (Spl
dc0d8e24-35fe-4aad-9bf1-72f2b348f690 | NFPA 170 FIRE ALARM CONTROL UNIT | RISER FACP |  | North | Hochiki |  | Fire Alarm Control Unit |  |  |  | Assembly | TRUE | FN4127US1ERS120 |  | FireNET® FACP, 4 Loop, W/Network Card, Red, 120V | 1 | [6 empty] | FALSE |  |  | *Refer to Install Sheet | 14.5" W x 24" H x 5" D |  | #FFFF0000 | FA-NFPA 170 FIRE ALARM CONTROL UNIT | 1 | FALSE | FALSE | FALSE | 202 | [8 empty] | 7,12,18,28,55,60 |  |  |  |  | TRUE | [5 empty] | DESKTOP-0D6CQVA\lousc | 2019-09-24 07:21 | THOR\acont | 2024-09-08 17:27 | from Hochiki FN2127US1ERS120 | [AutoPulse, Hochiki, VES] [RS-485] [Network] 542R (433607), FN2127US0ERS120, FN-2127US0ERS-220, FN2127US1ERS120, FN-2127US1ERS-220, FN4127US0ERS120, FN-4127US0ERS-220, FN4127US1ERS120, FN-4127US1ERS-220, FN-LCD-N, FN-LCD-S, FNP-1127, FNP-1127ES0EGS-120, | [Hochiki] FN4127US0ERS120, FN-4127US0ERS-220, FN4127US1ERS120, FN-4127US1ERS-220 [Hochiki] FN2127US0ERS120, FN-2127US0ERS-220, FN2127US1ERS120, FN-2127US1ERS-220, FN4127US0ERS120, FN-4127US0ERS-220, FN4127US1ERS120, FN-4127US1ERS-220 [Hochiki] FN2127US0ERS120, FN-2127US0ERS-220, FN2127US1ERS120, FN-2127US1ERS-220, FN4127US0ERS120, FN-4127US0ERS-220, FN4127US1ERS120, FN-4127US1ERS-220 [Hochiki] FN2127US0ERS120, FN-2127US0ERS-220, FN2127US1ERS120, FN-2127US1ERS-220, FN4127US0ERS120, FN-4127US0ERS-220, FN4127US1ERS120, FN-4127US1ERS-220 [Hochiki] FN2127US0ERS120, FN-2127US0ERS-220, FN2127US1ERS120, FN-2127US1ERS-220, FN4127US0ERS120, FN-4127US0ERS-220, FN4127US1ERS120, FN-4127US1ERS-220 [Hochiki] FN2127US0ERS120, FN-2127US0ERS-220, FN2127US1ERS120, FN-2127US1ERS-220, FN4127US0ERS120, FN-4127US0ERS-220, FN4127US1ERS120, FN-4127US1ERS-220
ce0c7e5e-41b7-4d0d-8d54-72f3bd29b379 | NFPA 170 HEAT DETECTOR |  |  | North | Firelite |  | Heat Detector |  |  |  | Module | TRUE | H355 w/B200SR-LF | + | White, Low-profile 135°F fixed thermal sensor, Low Frequency Sounder Base | 1 | 0.0003 | 0.0065 |  |  |  |  | FALSE | TRUE |  |  |  |  | #FFFF0000 | FA-NFPA 170 HEAT DETECTOR | 1 | FALSE | FALSE | FALSE | 1403 | [13 empty] | FALSE |  |  | 135°¦LF |  |  | DESKTOP-7SAL8M7\acont | 2019-03-28 06:30 | THOR\acont | 2024-09-08 17:27 | 20191121 AC Detector with base | [Firelite, System Sensor] [AUX POWER] [24VDC, HIGH VOLUME] AD355 w/B200SR-LF-WH (C), H355 w/B200SR-LF (C), H355HT w/B200SR-LF (C), H355R w/B200SR-LF (C), H365 w/B200S-LF-WH (C), H365HT w/B200S-LF-WH (C), H365R w/B200S-LF-WH (C), SD355 w/B200SR-LF (C), SD [Firelite, System Sensor] [SLC SENSORS] [*] [#4 TYPE ADDR ¦ SENSORS] AD355 w/B200SR-LF-WH (C), AD355 w/B200SR-WH (C), AD355 w/B210LP (C), AD355 w/B224BI-WH (C), AD355 w/B224RB-WH (C), AD355 w/B501 (C), BEAM355 (C), BEAM355S (C), CP355 w/B200SR-WH (C), CP [Firelite, System Sensor] [AUX POWER] [*] [16VDC, HIGH VOLUME] AD355 w/B200SR-LF-WH (C), H355 w/B200SR-LF (C), H355HT w/B200SR-LF (C), H355R w/B200SR-LF (C), H365 w/B200S-LF-WH (C), H365HT w/B200S-LF-WH (C), H365R w/B200S-LF-WH (C), SD355 w/B200SR-LF (C) [Firelite, System Sensor] [SLC MODULES SENSORS] [*] [#2 SHARED ADDR ¦ SENSORS] AD355 w/B200SR-LF-WH (C), AD355 w/B200SR-WH (C), AD355 w/B210LP (C), AD355 w/B224BI-WH (C), AD355 w/B224RB-WH (C), AD355 w/B501 (C), BEAM355 (C), BEAM355S (C), CP355 w/B200SR-
fa14b597-bd8f-4439-b971-72f3fa809e67 | NFPA 170 SPEAKER WALL |  |  | North | Monaco Enterprises |  | Speaker |  |  |  | Module | TRUE | 124-091-00 |  | SPEAKER:WHITE,T-1,WALL MOUNT,INDOOR,24V,NO LTR,25/70.7V,1/4-2W | 1 | [6 empty] | FALSE | [5 empty] | #FF0070C0 | FA-NFPA 170 SPEAKER WALL | 1 | FALSE | FALSE | FALSE | 2021 | [13 empty] | FALSE | [5 empty] | DESKTOP-7SAL8M7\acont | 2020-02-20 16:28 | THOR\acont | 2024-09-08 17:27 | Cloned from System Sensor SPWL | [Monaco Enterprises] [AUDIO 70.7v] [70V AUDIO] 124-091-00, 124-092-00 [Monaco Enterprises] [AUDIO 25v] [25V AUDIO] 124-091-00, 124-092-00
2056e8b6-a9a1-4c95-8a23-72f4d84c50d3 | NFPA 170 REMOTE ANNUNCIATOR | RISER ANNUNCIATOR |  | North | Notifier |  | Remote Annunciator |  |  |  | Module | TRUE | N-ANN-LED-R | ++ | Annunciator module with alarm (red), trouble (yellow) and supervisory (yellow) indication for up to ten input zones or addressable points, includes module mounting bracket, metal cover and clear plastic screen, rubber display/label holder, screws for securing the metal cover and the backbox, red enclosure. | 1 | 0.028 | 0.068 |  |  |  |  | FALSE | [5 empty] | #FFFF0000 | FA-NFPA 170 REMOTE ANNUNCIATOR | 1 | FALSE | FALSE | FALSE | 255 | [8 empty] | 7,12,18 |  |  |  |  | TRUE | [7 empty] | THOR\acont | 2024-09-08 17:27 |  | [Firelite, Notifier] [RS-485] [DATA] ADM-24, ANN-SEC CARD, FDU-80 CARD, LCD2-80 MAIN CARD, LDM, LDM-32, LDM-32F, N-ANN-100, N-ANN-80, N-ANN-80C, N-ANN-80-W, N-ANN-I/O, N-ANN-LED, N-ANN-LED-R, N-ANN-RLED, N-ANN-RLED-R, N-ANN-RLY, N-ANN-S/PG, RLD [Firelite, Notifier] [AUX POWER] [*] ADM-24, LDM, LDM-32, LDM-32F, N-ANN-100, N-ANN-80, N-ANN-80C, N-ANN-80-W, N-ANN-I/O, N-ANN-LED, N-ANN-LED-R, N-ANN-RLED, N-ANN-RLED-R, N-ANN-RLY, N-ANN-S/PG, RLD, RZA-5F
16899133-dd2c-42c4-9a43-72fef8262420 |  |  |  | North | Edwards |  | Hardware |  |  |  | Hardware | TRUE | G4AVRN-CVR | ++ | Replacement Appliance Cover, Horn Strobe, Red, None | 1 | [12 empty] | #FFFFFFFF |  |  | FALSE | FALSE | FALSE | [20 empty] | THOR\acont | 2024-06-05 08:48 | THOR\acont | 2024-10-09 10:48 | Cloned from Edwards G4VRN-CVR
ef0288fb-f8e7-447f-851a-73007bf8ada4 |  |  |  | North | Firelite |  | Cards & Components |  |  |  | Card | TRUE | LDM-E32F | + | Lamp Driver Module, 32 Alarm Indications or 16 Alarm,16 Trouble, and 16 Control Points, Expander | 1 | 0.002 | 0.018 |  |  |  |  | TRUE | FALSE |  |  |  |  | #FFFFFFFF |  |  | FALSE | FALSE | FALSE | [14 empty] | FALSE | [7 empty] | THOR\acont | 2024-10-09 10:48
d167b0f4-0c64-4aa0-824d-7303dcbcd734 |  |  |  | North | Notifier |  | Cards & Components |  |  |  | Card | TRUE | SCE-8L |  | Smoke Control Lamp Driver Expander Module Card, Expandable to 16 switches w/ SCE-8 | 1 | 0.005 | 0.005 |  |  |  |  | TRUE | [5 empty] | #FFFFFFFF |  |  | FALSE | FALSE | FALSE | [14 empty] | FALSE | [7 empty] | THOR\acont | 2024-10-09 10:48
142fd9d9-e15e-43f0-8a32-73082b5b9664 | NFPA 170 HORN STROBE |  |  | North | Siemens |  | Horn/Strobe |  |  |  | Module | TRUE | SL2HSWW-A | S54329-F102-A1++ | Horn-Strobe, Wall, Clear, White, Agent | 1 | [12 empty] | #FF0070C0 | FA-NFPA 170 HORN STROBE | 1 | FALSE | FALSE | FALSE | 2023 | [19 empty] | DESKTOP-7EIEB7A\acont | 2023-08-02 11:34 | THOR\acont | 2024-09-08 17:27 | Cloned from Siemens SL2MTSWR-F CLONED | [Siemens] [NAC] [24 VDC, HORN HIGH] SL2HSWR-A, SL2HSWR-AL, SL2HSWR-F, SL2HSWR-FB, SL2HSWR-N, SL2HSWW-A, SL2HSWW-AL, SL2HSWW-EV, SL2HSWW-F, SL2HSWW-FB, SL2HSWW-N
d233535c-a225-4dc7-a13b-73110a41e98b |  |  |  | North | Farenhyt |  | Cards & Components |  |  |  | Card | TRUE | ECS-CE4 (25V) | + | Speaker Circuit/Zone Expander Module | 1 | 0.02 | 0.18 |  |  |  |  | TRUE | FALSE |  |  |  |  | #FFFFFFFF |  |  | FALSE | FALSE | FALSE | [14 empty] | FALSE | [5 empty] | DESKTOP-7EIEB7A\acont | 2021-12-08 14:03 | THOR\acont | 2024-10-09 10:48 | Cloned from Firelite ECC-CE4 (25V) |  | [Farenhyt, Firelite] ECC-CE4 (25V), ECS-CE4 (25V)
589a0982-93a7-409d-ae85-7311d14b29a4 |  |  |  | North | Kidde |  | Cards & Components |  |  |  | Card | TRUE | 76-800xxx-xxx Main Board | ++ | Mainboard | 1 | 0.1653 | 0.39 |  |  |  |  | TRUE | [5 empty] | #FFFFFFFF |  |  | FALSE | FALSE | FALSE | [14 empty] | FALSE | [5 empty] | DESKTOP-7SAL8M7\acont | 2020-08-17 07:45 | THOR\acont | 2024-10-09 10:48 | Cloned from Kidde VM-1 Mainboard | [Edwards, Kidde] [VAC ] 2IDC, 76-600000-001 Main Board, 76-800xxx-xxx Main Board, 77-600000-901 Main Board, 84-732001-901 Main Board, APS10A Mainboard, APS6A Mainboard, BPS10A Mainboard, BPS10A/230 Mainboard, BPS6A Mainboard, BPS6A/230 Mainboard, EST1-2Z [Edwards, Kidde, Macurco] [IDC] [#2 TROUBLE] 2IDC, 76-600000-001 Main Board, 76-800xxx-xxx Main Board, 77-600000-901 Main Board, 84-732001-901 Main Board, DVP-120 Mainboard, EST1-2Z Mainboard, FSP1004G Mainboard, FSP1004G-2 Mainboard, FSP1004GD Mainboard [Edwards, Kidde, Macurco] [IDC] [#1 ALARM] 2IDC, 76-600000-001 Main Board, 76-800xxx-xxx Main Board, 77-600000-901 Main Board, 84-732001-901 Main Board, DVP-120 Mainboard, EST1-2Z Mainboard, FSP1004G Mainboard, FSP1004G-2 Mainboard, FSP1004GD Mainboard, [Edwards, Kidde, Macurco] [IDC] [#3 SUPERVISORY] 2IDC, 76-600000-001 Main Board, 76-800xxx-xxx Main Board, 77-600000-901 Main Board, 84-732001-901 Main Board, DVP-120 Mainboard, EST1-2Z Mainboard, FSP1004G Mainboard, FSP1004G-2 Mainboard, FSP1004GD Mainb | [Kidde] 76-800xxx-xxx Main Board
badf7cbe-9449-43d1-a4f6-73121e6d0cbf | NFPA 170 HORN STROBE |  |  | North | Siemens |  | Horn/Strobe |  |  |  | Module | TRUE | SL2HSWR-N | S54329-F100-A1++ | Horn-Strobe, Wall, Clear, Red, No Lettering | 1 | [12 empty] | #FF0070C0 | FA-NFPA 170 HORN STROBE | 1 | FALSE | FALSE | FALSE | 2023 | [19 empty] | DESKTOP-7EIEB7A\acont | 2023-08-02 11:37 | THOR\acont | 2024-09-08 17:27 | Cloned from Siemens SL2HSWR-AL CLONED | [Siemens] [NAC] [24 VDC, HORN HIGH] SL2HSWR-A, SL2HSWR-AL, SL2HSWR-F, SL2HSWR-FB, SL2HSWR-N, SL2HSWW-A, SL2HSWW-AL, SL2HSWW-EV, SL2HSWW-F, SL2HSWW-FB, SL2HSWW-N
ca9434f7-fb38-4350-a51f-7312c506f35b | NFPA 170 SMOKE DETECTOR |  |  | North | Siemens |  | Smoke Detector |  |  |  | Module | TRUE | OSE-SP | S54333-F23-A1 | Standard-power emitter that sends infrared, ultraviolet coded light signals to the imager | 1 | [7 empty] | TRUE |  |  |  |  | #FFFF0000 | FA-NFPA 170 SMOKE DETECTOR | 1 | FALSE | FALSE | FALSE | 1408 | [19 empty] | DESKTOP-7EIEB7A\acont | 2021-05-16 09:09 | THOR\acont | 2024-09-08 17:27 | Cloned from Siemens OSI-10 | [Siemens] [AUX POWER] OSE-SP (C), OSE-SP-01, OSE-SPW
91c901ee-94b0-446a-98b5-731d00d66f86 | NFPA 170 FIRE ALARM CONTROL UNIT | RISER FACP |  | North | Farenhyt |  | Fire Alarm Control Unit |  |  |  | Assembly | TRUE | IFP-75 | ++ | Intelligent Fire Alarm Control Panel | 1 | [6 empty] | FALSE |  |  |  | 15.12”H x 12.71"W x 3.33”D |  | #FFFF0000 | FA-NFPA 170 FIRE ALARM CONTROL UNIT | 1 | FALSE | FALSE | FALSE | 202 | [8 empty] | 7,12,18,35 |  | 7 |  |  | TRUE | [5 empty] | DESKTOP-7EIEB7A\acont | 2022-08-16 10:40 | THOR\acont | 2024-09-08 17:27 | Cloned from Farenhyt IFP-50
a0fff05c-90e2-45d6-a3ed-731e2e8e1184 | NFPA 170 DOOR HOLDER |  |  | North | Siemens |  | Door Holder |  |  |  | Module | TRUE | SDH-4D |  | 24VDC, concealed wiring | 1 | 0.068 |  |  |  | 24 |  | FALSE | [5 empty] | #FFFF0000 | FA-NFPA 170 DOOR HOLDER | 1 | FALSE | FALSE | FALSE | 2500 | [13 empty] | FALSE | [5 empty] | THOR\acont | 2023-09-27 09:17 | THOR\acont | 2024-09-08 17:27 | Cloned from Siemens SDH-2D CLONED | [Siemens] [AUX POWER] [*] SDH-2D, SDH-3D, SDH-4D, SDH-5D, SDH-6D, SDH-7D, SDH-8D
afd266c9-540c-4cf7-9113-73206603196d | NFPA 170 FLAME DETECTOR |  |  | North | Viking |  | Flame Detector |  |  |  | Module | TRUE | VSF303 | ++ | Explosion Proof, Multi Spectrum IR Flame Detector, 24 VDC | 1 | 0.125 | 0.125 |  |  | 24 | 18 | FALSE | FALSE |  |  |  |  | #FFFF0000 | FA-NFPA 170 FLAME DETECTOR | 1 | FALSE | FALSE | FALSE | 1401 | [13 empty] | FALSE |  |  | XP |  |  | DESKTOP-QGO6JOK\acont | 2023-12-21 08:52 | THOR\acont | 2024-09-08 17:27 | Cloned from Notifier 30-2021E-24 | [Viking] [AUX POWER] [AUX INPUT ++] VSF303 [Viking] [IDC] 01 [IDC 4-WIRE ++] VSF303
3c6d3056-74dd-4291-a9f2-73208d1a85c3 | NFPA 170 STROBE WALL |  |  | North | Potter |  | Strobe |  |  |  | Module | TRUE | CS-24WGW |  | Strobe, Wall, White, Green | 1 | 0 | 0.203 |  |  |  |  | FALSE | FALSE |  |  |  |  | #FF0070C0 | FA-NFPA 170 STROBE WALL | 1 | FALSE | FALSE | FALSE | 2023 |  |  | 7135-0328:0209 | [10 empty] | FALSE | [7 empty] | THOR\acont | 2024-09-08 17:27 |  | [Potter] [NAC] [UL MAX] CS-24WBR, CS-24WBW, CS-24WGR, CS-24WGW, CS-24WRR, CS-24WRW
16243d4f-52fb-4a3f-aab7-732303fca7af | NFPA 170 MANUAL PULL |  |  | North | Gamewell FCI |  | Manual Station |  |  |  | Module | TRUE | MS-7ASF | + | Velociti addressable single action station | 1 | 0.0003 | 0.007 |  |  |  |  | TRUE | [5 empty] | #FFFF0000 | FA-NFPA 170 MANUAL PULL | 1 | FALSE | FALSE | FALSE | 957 | [19 empty] | DESKTOP-7SAL8M7\acont | 2019-03-12 12:44 | THOR\acont | 2024-09-08 17:27 | Cloned from Gamewell MS-7AF | [Gamewell FCI] [SLC MODULES] [*] [#3 TYPE ADDR ¦ MODULES] AMM-2F, AMM-2IF, AMM-2RF, AMM-2RIF, AMM-4F, AMM-4SF, AOM-2RF, AOM-2SF, AOM-TELF, MMI-10F, MMI-6SF, MMO-6RF, MMO-6SF, MS-7AF, MS-7ASF, MS-7S w/AMM-2F, MS-WS w/AMM-2F, TC81021000, VW-GATE, WAM-MM, W [Gamewell FCI] [SLC MODULES SENSORS] [*] [#1 SHARED ADDR ¦ MODULES] AMM-2F, AMM-2IF, AMM-2RF, AMM-2RIF, AMM-4F, AMM-4SF, AOM-2RF, AOM-2SF, AOM-TELF, MMI-10F, MMI-6SF, MMO-6RF, MMO-6SF, MS-7AF, MS-7ASF, MS-7S w/AMM-2F, MS-WS w/AMM-2F, TC81021000, VW-DIS-D
709c7a0d-54fc-4300-97d8-7327bba600f8 | NFPA 170 HORN STROBE |  |  | North | e2S |  | Horn/Strobe |  |  |  | Module | TRUE | IS-mC1 | ++ | IS-minialert compact combined 100dB(A) alarm sounder and L.E.D. beacon | 1 | 0 | 0.405 |  |  |  |  | FALSE | [5 empty] | #FF0070C0 | FA-NFPA 170 HORN STROBE | 1 | FALSE | FALSE | FALSE | 2023 | [13 empty] | FALSE |  |  | HZ |  |  | THOR\acont | 2024-11-01 10:21 | THOR\acont | 2024-11-01 10:22 | Cloned from e2S D2xC2LD2 | [e2S] [NAC] [24VDC] IS-mC1
a4e72f71-8da7-4d8a-aca8-732b8ba7dba9 |  |  |  | North | Edwards |  | Cards & Components |  |  |  | Card | TRUE | MN-HSMP650E5G |  | 650 Watt Omni-directional HPSA Assembly (5 of 5 Active Panels) with lockable NEMA 4 amplifier, 110V/60 Hz inverter/battery charger and electronics enclosure, lockable NEMA 4 battery enclosure (w/o batteries). Enclosures equipped with tamper switches. AC powered amplifier with DC backup. Edwards hard-wire interface included. Batteries and accessories are ordered separately. Eyebolt mount (hanging) or 2" OD mast mount. Gray colored speaker head. | 1 | [6 empty] | TRUE | [5 empty] | #FFFFFFFF |  |  | FALSE | FALSE | FALSE | [14 empty] | FALSE | [7 empty] | THOR\acont | 2024-10-09 10:48
3cd1c721-9110-4c8f-968d-732f5f88ff68 | NFPA 170 HORN STROBE |  |  | North | Siemens |  | Horn/Strobe |  |  |  | Module | TRUE | SL2MTSWR-NR | S54329-F245-A1++ | Multi-Tone Strobe, Wall, Red, Red, No Lettering | 1 | [12 empty] | #FF0070C0 | FA-NFPA 170 HORN STROBE | 1 | FALSE | FALSE | FALSE | 2023 | [19 empty] | DESKTOP-7EIEB7A\acont | 2023-08-02 08:23 | THOR\acont | 2024-09-08 17:27 | Cloned from Siemens SL2MTSWR-N | [Siemens] [NAC] [24 VDC, HORN STD] SL2MTSWR-A, SL2MTSWR-F, SL2MTSWR-FB, SL2MTSWR-N, SL2MTSWR-NR, SL2MTSWW-F, SL2MTSWW-FB, SL2MTSWW-N, SL2MTSWW-NA, SL2MTSWW-NB, SL2MTSWW-NG, SL2MTSWW-NR
0aa31a45-81ae-46ec-84e5-732fffe0c4d8 | NFPA 170 SMOKE DETECTOR |  |  | North | Gamewell FCI |  | Smoke Detector |  |  |  | Module | TRUE | XP95-P w/XP95-B4 | ++ | Photoelectric sensor, analog addressable w/4" Base | 1 | 0.00034 | 0.00434 |  |  |  |  | FALSE | TRUE | FLUSH |  | 4" SQ. DEEP | 3 "O" PLASTER RING | #FFFF0000 | FA-NFPA 170 SMOKE DETECTOR | 1 | FALSE | FALSE | FALSE | 1408 | [13 empty] | FALSE | [5 empty] | DESKTOP-7EIEB7A\acont | 2022-10-07 07:03 | THOR\acont | 2024-09-08 17:27 | Cloned from Gamewell FCI XP95-P w/XP95-B6EZ | [Gamewell FCI] [SLC MODULES SENSORS] [*] [#2 SHARED ADDR ¦ SENSORS] ADPF (C), ASD-PL2F w/B200S-LF-WH (C), ASD-PL2F w/B210LP (C), ASD-PL2FR (C), ASD-PL3 w/B200S-LF-WH (C), ASD-PL3 w/B200SR-LF-WH (C), ASD-PL3 w/B200SR-WH (C), ASD-PL3 w/B224BI-WH (C), ASD-P [Gamewell FCI] [SLC SENSORS] [*] [#4 TYPE ADDR ¦ SENSORS] ADPF (C), ASD-PL2F w/B200S-LF-WH (C), ASD-PL2F w/B210LP (C), ASD-PL2FR (C), ASD-PL3 w/B200S-LF-WH (C), ASD-PL3 w/B200SR-LF-WH (C), ASD-PL3 w/B200SR-WH (C), ASD-PL3 w/B224BI-WH (C), ASD-PL3 w/B224R [Gamewell FCI] [SLC APOLLO MODULES SENSORS] [*] [#1 SHARED ADDR ¦ ALL] MS95-DL, MS95-SL, PID-95, PID-95P, XP95-P w/XP95-B4 (C), XP95-P w/XP95-B6EZ (C), XP95-T w/XP95-B4 (C), XP95-T w/XP95-B6EZ (C)
8a9c7dac-c3a0-40fb-8665-7331b11d32da | NFPA 170 STROBE WALL |  |  | North | Siemens |  | Strobe |  |  |  | Module | TRUE | SL2SWR-N | S54329-F209-A1++ | Strobe, Wall, Clear, Red, No Lettering | 1 | [12 empty] | #FF0070C0 | FA-NFPA 170 STROBE WALL | 1 | FALSE | FALSE | FALSE | 2023 | [19 empty] | DESKTOP-7EIEB7A\acont | 2023-08-02 11:57 | THOR\acont | 2024-09-08 17:27 | Cloned from Siemens SL2SWR-F | [Siemens] [NAC] [16.0 – 33.0 VDC] SL2SPSWR-AL, SL2SPSWR-ALA, SL2SPSWR-F, SL2SPSWR-FB, SL2SPSWR-M, SL2SPSWR-N, SL2SPSWR-NA, SL2SPSWW-AL, SL2SPSWW-ALA, SL2SPSWW-F, SL2SPSWW-FB, SL2SPSWW-M, SL2SPSWW-N, SL2SPSWW-NA, SL2SWR-A, SL2SWR-AL, SL2SWR-ALA, SL2SWR-AL
e083a540-f536-4817-a841-733d8a38be91 |  |  |  | North | Edwards |  | Hardware |  |  |  | Hardware | TRUE | MN-HS16SPKHRG2P |  | 640 Watt HPSA (2 of 5 Active Panels) replacement speaker head - complete | 1 | [6 empty] | FALSE | [5 empty] | #FFFFFFFF |  |  | FALSE | FALSE | FALSE | [14 empty] | FALSE | [7 empty] | THOR\acont | 2024-10-09 10:48
9e78bee2-3d43-4ebe-b742-7345c9f834ac | NFPA 170 ADDRESSABLE INPUT MONITOR MODULE |  |  | North | Fike |  | Addressable Module |  |  |  | Module | TRUE | FIK-M501M | ++ | Addressable mini monitor module | 1 | 0.00035 | 0.00035 |  |  | 24 |  | FALSE |  |  |  | 1.3” x 2.8” x .5” (3.3 cm x 7 cm x 1.3 cm) |  | #FFFF0000 | FA-NFPA 170 ADDRESSABLE INPUT MONITOR MODULE | 1 | FALSE | FALSE | FALSE | 1000 | [13 empty] | FALSE |  |  | MM |  |  | DESKTOP-7EIEB7A\acont | 2023-01-03 08:05 | THOR\acont | 2024-09-08 17:27 | Cloned from Farenhyt IDP-MINIMON | [Fike] [SLC IDP MODULES] [*] [#3 TYPE ADDR ¦ MODULES] FIK-CR-6, FIK-CZ-6, FIK-IM-10, FIK-M500DM, FIK-M500M, FIK-M500MR-2, FIK-M500R, FIK-M500S, FIK-M501M, FIK-M502M, FIK-PULL-DA, FIK-PULL-SA, FIK-SC-6 | [Fike] FIK-M500M, FIK-M501M
1b94b4c4-3a7f-49ec-b5a2-7346e0dd8700 | NFPA 170 SMOKE HEAT DETECTOR |  |  | North | Potter |  | Smoke/Heat Detector |  |  |  | Module | TRUE | PAD300-PHD w/PAD300-4DB | ++ | Photoelectric Smoke/Heat Detector with 4" Standard Base | 1 | 0.0003 | 0.0003 |  |  |  |  | FALSE | TRUE |  |  |  |  | #FFFF0000 | FA-NFPA 170 SMOKE HEAT DETECTOR | 1 | FALSE | FALSE | FALSE | 1411 | [13 empty] | FALSE |  |  | 4DB |  |  | DESKTOP-7EIEB7A\acont | 2023-01-20 07:02 | THOR\acont | 2024-09-08 17:27 | Cloned from Potter PAD200-PHD w/PAD100-4DB | [Potter] [SLC PAD] [*] [#2 SHARED ADDR ¦ SENSORS] PAD100-CD w/PAD100-4DB, PAD100-CD w/PAD100-6DB, PAD100-CD w/PAD100-IB, PAD100-CD w/PAD100-LFSB, PAD100-CD w/PAD100-RB, PAD100-CD w/PAD100-SB, PAD100-CD w/PAD100-SPKB, PAD100-DUCT (C), PAD100-DUCTR (C), PA
f4cbfe94-9702-4638-8663-73471b0dbd13 |  |  |  | North | Firelite |  | Cards & Components |  |  |  | Card | TRUE | CHG-120F | + | Remote battery charging system for lead-acid batteries with a rating of 55 to 120 AH. Requires additional BB-55F for mounting. | 1 | 0.06 | [5 empty] | TRUE | [5 empty] | #FFFFFFFF |  |  | FALSE | FALSE | FALSE | [9 empty] | 55,100,120 | [10 empty] | DESKTOP-7SAL8M7\acont | 2019-03-28 05:07 | THOR\acont | 2024-10-09 10:48 | Cloned from Firelite CHG-75
787d5d4e-9478-4ab4-ac2d-7350efd392ea | NFPA 170 HEAT DETECTOR |  |  | North | Gamewell FCI |  | Heat Detector |  |  |  | Module | TRUE | ATD-L3H w/B200SR-WH | + | Thermal heat detector, 190°F high temp, bright white, Velociti w/ Standard sounder base, bright white | 1 | 0.0002 | 0.0045 |  |  |  |  | FALSE | TRUE | FLUSH |  | 4" SQ. DEEP | 3 "O" PLASTER RING | #FFFF0000 | FA-NFPA 170 HEAT DETECTOR | 1 | FALSE | FALSE | FALSE | 1403 | [13 empty] | FALSE |  |  | 190°, SB |  |  | DESKTOP-7SAL8M7\acont | 2019-05-06 10:45 | THOR\acont | 2024-09-08 17:27 | 20191121 AC Detector with base | [Gamewell FCI] [SLC SENSORS] [*] [#4 TYPE ADDR ¦ SENSORS] ADPF (C), ASD-PL2F w/B200S-LF-WH (C), ASD-PL2F w/B210LP (C), ASD-PL2FR (C), ASD-PL3 w/B200S-LF-WH (C), ASD-PL3 w/B200SR-LF-WH (C), ASD-PL3 w/B200SR-WH (C), ASD-PL3 w/B224BI-WH (C), ASD-PL3 w/B224R [Gamewell FCI] [SLC MODULES SENSORS] [*] [#2 SHARED ADDR ¦ SENSORS] ADPF (C), ASD-PL2F w/B200S-LF-WH (C), ASD-PL2F w/B210LP (C), ASD-PL2FR (C), ASD-PL3 w/B200S-LF-WH (C), ASD-PL3 w/B200SR-LF-WH (C), ASD-PL3 w/B200SR-WH (C), ASD-PL3 w/B224BI-WH (C), ASD-P
c7a8f5af-805c-4581-9c91-735b4b5536aa |  |  |  | North | Edwards |  | Cards & Components |  |  |  | Card | TRUE | 3X-ETH1 |  | 10/100 Ethernet port for prog/diag | 1 | 0.042 | 0.054 |  |  |  |  | TRUE | [5 empty] | #FFFFFFFF |  |  | FALSE | FALSE | FALSE | [14 empty] | FALSE | [7 empty] | THOR\acont | 2024-10-09 10:48
8de0033b-3abd-4df7-9c3b-7361b2238894 |  |  |  | North | Edwards |  | Hardware |  |  |  | Hardware | TRUE | G1LK-R |  | Field replaceable lens kit, red | 1 | [6 empty] | FALSE | [5 empty] | #FFFFFFFF |  |  | FALSE | FALSE | FALSE | [14 empty] | FALSE | [7 empty] | THOR\acont | 2024-10-09 10:48
67d96910-7bfa-47a2-9d6d-73664adae137 | NFPA 170 HORN STROBE |  |  | North | Edwards |  | Horn/Strobe |  |  |  | Module | TRUE | G4AVRN |  | Wall horn-strobe, red, no marking | 1 | [6 empty] | FALSE |  | GRSW-10 |  |  |  | #FF0070C0 | FA-NFPA 170 HORN STROBE | 1 | FALSE | FALSE | FALSE | 2012 | [13 empty] | FALSE | [5 empty] | DESKTOP-7SAL8M7\acont | 2019-08-29 12:20 | THOR\acont | 2024-09-08 17:27 |  | [Edwards, Kidde] [NAC] [VDC, HIGH DB] EG4AVRF, EG4AVRF-FR, EG4AVRF-SP, EG4AVRN, EG4AVWF, EG4AVWF-FR, EG4AVWF-SP, EG4AVWN, G4AVRF, G4AVRF-FR, G4AVRF-SP, G4AVRN, G4AVWF, G4AVWF w/STI, G4AVWF-FR, G4AVWF-SP, G4AVWN [Edwards, Kidde] [NAC] [VFWR, LOW DB] EG4AVRF, EG4AVRF-FR, EG4AVRF-SP, EG4AVRN, EG4AVWF, EG4AVWF-FR, EG4AVWF-SP, EG4AVWN, G4AVRF, G4AVRF-FR, G4AVRF-SP, G4AVRN, G4AVWF, G4AVWF w/STI, G4AVWF-FR, G4AVWF-SP, G4AVWN [Edwards, Kidde] [NAC] [VDC, LOW DB] EG4AVRF, EG4AVRF-FR, EG4AVRF-SP, EG4AVRN, EG4AVWF, EG4AVWF-FR, EG4AVWF-SP, EG4AVWN, G4AVRF, G4AVRF-FR, G4AVRF-SP, G4AVRN, G4AVWF, G4AVWF w/STI, G4AVWF-FR, G4AVWF-SP, G4AVWN [Edwards, Kidde] [NAC] [VFWR, HIGH DB] EG4AVRF, EG4AVRF-FR, EG4AVRF-SP, EG4AVRN, EG4AVWF, EG4AVWF-FR, EG4AVWF-SP, EG4AVWN, G4AVRF, G4AVRF-FR, G4AVRF-SP, G4AVRN, G4AVWF, G4AVWF w/STI, G4AVWF-FR, G4AVWF-SP, G4AVWN
5fc89a20-dd45-4617-9d37-736cad4198c8 |  |  |  | North | Firelite |  | Cards & Components |  |  |  | Card | TRUE | ACC-AAM25 | ++ | 25 watt, 25 VRMS Audio Amplifier Module with single Class A or Class B speaker circuit. | 1 | 0.065 | 2 |  |  | 24 |  | TRUE | FALSE |  |  |  |  | #FFFFFFFF |  |  | FALSE | FALSE | FALSE | [14 empty] | FALSE | [5 empty] | DESKTOP-7EIEB7A\acont | 2022-12-07 12:29 | THOR\acont | 2024-10-09 10:48 | Cloned from Firelite ECC-50W-25V (Backup Only) |  | [Firelite] ACC-AAM25
1ed3afcd-8173-4b0e-bcab-737097d96ab5 |  |  |  | North | Edwards |  | Hardware |  |  |  | Hardware | TRUE | STONCO27 |  | 4" Wpf, octagon box and cover | 1 | [6 empty] | FALSE | [5 empty] | #FFFFFFFF |  |  | FALSE | FALSE | FALSE | [14 empty] | FALSE |  |  | WP |  |  |  |  | THOR\acont | 2024-10-09 10:48
0098feea-d3e0-4d7c-b829-7370a02eadf6 | NFPA 170 FOAM ABORT SWITCH |  |  | North | Block Definition Only |  | Switch |  |  |  | Module | TRUE | NFPA 170 FOAM ABORT SWITCH |  | NFPA 170 FOAM ABORT SWITCH | 1 | [12 empty] | #FFFF0000 | FA-NFPA 170 FOAM ABORT SWITCH | 1 | FALSE | FALSE | FALSE | 906 | [19 empty] | AULAPTOP-PC\Aulaptop | 2020-03-26 07:41 | THOR\acont | 2024-09-08 17:27
6c71e296-3ed6-43d6-83dd-7371da2e2266 |  |  |  | North | Bosch | [5 empty] | Module | TRUE | NIN-51022-V3 | * | Camera IP INDOOR CAMERA | 1 | [12 empty] | #FFFFFFFF |  |  | FALSE | FALSE | FALSE | [20 empty] | DESKTOP-7EIEB7A\acont | 2021-08-13 06:25 | THOR\acont | 2024-10-09 10:48
90afeffc-1766-4f26-9e32-73722dad9b67 |  |  |  | North | Potter | Security/Access Control |  |  |  |  | Module | TRUE | HUB-M |  |  | 1 | [12 empty] | #FFFFFFFF |  |  | FALSE | FALSE | FALSE | [22 empty] | THOR\acont | 2024-10-09 10:48
8f12eda0-07d2-408e-8411-73754b7b82a5 | NFPA 170 STROBE WALL |  |  | North | Siemens |  | Strobe |  |  |  | Module | TRUE | ST-MC-RETRO-R | 500-636103 | STROBE MULTI-CANDELA RED RETRO PLATE | 1 | [12 empty] | #FF0070C0 | FA-NFPA 170 STROBE WALL | 1 | FALSE | FALSE | FALSE | 2023 | [19 empty] | DESKTOP-7SAL8M7\acont | 2019-08-13 09:04 | THOR\acont | 2024-09-08 17:27 | B,T
1b6174db-dbe9-4ae1-bca8-737a4e1870f1 | NFPA 170 SMOKE HEAT CO DETECTOR |  |  | North | Gamewell FCI |  | Smoke/Heat/CO Detector |  |  |  | Module | TRUE | MCS-COF3 w/B200S-LF-WH | + | Addressable, low-profile device that provides fire, heat, and carbon monoxide (CO) detection, Low Frequency Sounder Base | 1 | 0.0002 | 0.0045 |  |  |  |  | FALSE | TRUE |  |  |  |  | #FFFF0000 | FA-NFPA 170 SMOKE HEAT CO DETECTOR | 1 | FALSE | FALSE | FALSE | 1408 | [13 empty] | FALSE |  |  | CO, LF |  |  | DESKTOP-7EIEB7A\acont | 2021-07-26 12:03 | THOR\acont | 2024-09-08 17:27 | Cloned from Notifier FCO-951 w/B200S-LF-WH | [Gamewell FCI] [SLC SENSORS] [*] [#4 TYPE ADDR ¦ SENSORS] ADPF (C), ASD-PL2F w/B200S-LF-WH (C), ASD-PL2F w/B210LP (C), ASD-PL2FR (C), ASD-PL3 w/B200S-LF-WH (C), ASD-PL3 w/B200SR-LF-WH (C), ASD-PL3 w/B200SR-WH (C), ASD-PL3 w/B224BI-WH (C), ASD-PL3 w/B224R [Gamewell FCI] [AUX POWER] [16VDC, HIGH VOLUME, 16VDC, LOW VOLUME] ASD-PL2F w/B200S-LF-WH (C), ASD-PL3 w/B200S-LF-WH (C), ASD-PL3F w/B200S-LF-WH (C), ASD-PL3-IV w/B200S-LF-IV (C), ASD-PTL3 w/B200S-LF-WH (C), ASD-PTL3-IV w/B200S-LF-IV (C), ATD-L3 w/B200S- [Gamewell FCI] [SLC MODULES SENSORS] [*] [#2 SHARED ADDR ¦ SENSORS] ADPF (C), ASD-PL2F w/B200S-LF-WH (C), ASD-PL2F w/B210LP (C), ASD-PL2FR (C), ASD-PL3 w/B200S-LF-WH (C), ASD-PL3 w/B200SR-LF-WH (C), ASD-PL3 w/B200SR-WH (C), ASD-PL3 w/B224BI-WH (C), ASD-P
516e80ca-a179-4119-9896-737c9fd97281 | NFPA 170 MANUAL RELEASING STATION |  |  | North | Janus |  | Manual Releasing Station |  |  |  | Module | TRUE | MMS-4 |  | Explosion-Proof Momentary Releasing Station | 1 | [6 empty] | FALSE | [5 empty] | #FFFF0000 | FA-NFPA 170 MANUAL RELEASING STATION | 1 | FALSE | FALSE | FALSE | 957 | [13 empty] | FALSE |  |  | REL, XP |  |  | DESKTOP-QGO6JOK\acont | 2021-06-01 11:52 | THOR\acont | 2024-09-08 17:27 | Cloned from Janus MMS-1 | [Janus] [IDC] 01 20722, ARS-1, LOS-1, MAS-1, MAS-2, MMS-1, MMS-4, MRS-1, SG-42SK1, SGX-32SK1
3f4fe179-9be3-43ba-920f-738c39450974 |  |  |  | North | Siemens | [5 empty] | Module | TRUE | USCG-HPLATE | S54319-F22-A1 | Metal cover plate for HTRI Series modules | 1 | [12 empty] | #FFFFFFFF |  |  | FALSE | FALSE | FALSE | [20 empty] | DESKTOP-7SAL8M7\acont | 2019-08-13 09:04 | THOR\acont | 2024-10-09 10:48
e3655d0d-b200-42d3-9f4b-7394b881a879 | NFPA 170 SOLENOID VALVE |  |  | North | Fenwal |  | Solenoid |  |  |  | Module | TRUE | 486500-01 | ++ | Explosion Proof Electric Control Head, Stackable | 1 | 0 | 0.5 |  |  |  |  | FALSE | [5 empty] | #FFFF0000 | FA-NFPA 170 SOLENOID VALVE | 1 | FALSE | FALSE | FALSE | 1701 | [13 empty] | FALSE | [5 empty] | THOR\acont | 2024-06-11 08:00 | THOR\acont | 2024-09-08 17:27 | Cloned from Viking 13844 | [ASCO, BERMAD, Fenwal, Generic, Pyro-Chem, Skinner, Viking] [AUX POWER, RELEASING] [*] [INPUT TYPE] 11601, 11602, 13215, 13843, 13844, 486500-01, 73218BN4UN00, 8210G009, BE370D-B2-87, BE370D-B2-88, BE370D-B5-87, BE370D-B5-87N, BE370D-B5-88, BE370D-B5-88N
d664557b-87ab-49a3-b3a4-7394b9ab9d87 | NFPA 170 REMOTE ANNUNCIATOR | RISER ANNUNCIATOR |  | North | Firelite |  | Remote Annunciator |  |  |  | Module | TRUE | AFM-16AF | + | ONYX Series ACS Annunciator | 1 | 0.025 | 0.065 |  |  |  |  | TRUE | FALSE |  |  |  |  | #FFFF0000 | FA-NFPA 170 REMOTE ANNUNCIATOR | 1 | FALSE | FALSE | FALSE | 255 | [13 empty] | FALSE | [5 empty] | DESKTOP-7SAL8M7\acont | 2019-02-18 15:55 | THOR\acont | 2024-09-08 17:27 | Cloned from Firelite ACM-16ATF | [ADT Unimode, Eaton Wheelock, Farenhyt, Firelite, Gamewell FCI, Monaco Enterprises, Notifier, Potter, Secutron, Silent Knight] [AUX POWER] [*] 790-012-00, ACM-16ATF, ACM-30, ACM-32AF, ACM-48A, ACM-8RF, ADT-LCD-80, AEM-16ATF, AEM-32AF, AFM-16AF, AFM-16ATF [Firelite, Notifier] [RS-485] ACM-16ATF, ACM-30, ACM-32AF, ACM-48A, ACM-8RF, AEM-16ATF, AEM-32AF, AFM-16AF, AFM-16ATF, AFM-32AF, LCD-80F
0a4859f9-b084-488f-a7e5-7395d15ec68b | NFPA 170 HORN STROBE |  |  | North | Potter |  | Horn/Strobe |  |  |  | Module | TRUE | HS-24PWW-WP |  | Outdoor Horn Strobe, Fixed 75 Candela, Standard Enclosure, Off-White-Plain | 1 | 0 | 0.226 |  |  |  |  | FALSE | [5 empty] | #FF0070C0 | FA-NFPA 170 HORN STROBE | 1 | FALSE | FALSE | FALSE | 2012 | [13 empty] | FALSE |  |  | WP |  |  |  |  | THOR\acont | 2024-09-08 17:27 |  | [Potter] [NAC] [UL MAX] HS-24PWR-WP, HS-24PWW-WP, HS-24WR-WP, HS-24WW-WP, HSLP-24PWR, HSLP-24PWW, HSLP-24WR, HSLP-24WW [Potter] [NAC] [24 VDC] HS-24PWR-WP, HS-24PWW-WP, HS-24WR-WP, HS-24WW-WP, HSLP-24PWR, HSLP-24PWW, HSLP-24WR, HSLP-24WW
a830080a-c132-42ba-8fd3-739663569362 |  |  |  | North | Bosch | [5 empty] | Module | TRUE | NDA-SMB-MICSMB | * | Box Surface mount box for dome camera | 1 | [12 empty] | #FFFFFFFF |  |  | FALSE | FALSE | FALSE | [20 empty] | DESKTOP-7EIEB7A\acont | 2021-08-13 06:25 | THOR\acont | 2024-10-09 10:48
fd96bf99-1e2c-4b8c-b71d-7397ca4dc062 |  |  |  | North | Bosch | [5 empty] | Module | TRUE | NBN-MCSMB-30M | * | Accessory, Analog Monitor Cable, SMB Female To BNC Female, 3.0 Meters | 1 | [12 empty] | #FFFFFFFF |  |  | FALSE | FALSE | FALSE | [20 empty] | DESKTOP-7EIEB7A\acont | 2021-08-13 06:25 | THOR\acont | 2024-10-09 10:48
7b4bea21-788f-4a16-9074-7399e68ba638 | NFPA 170 HORN STROBE CEILING |  |  | North | Simplex |  | Horn/Strobe |  |  |  | Module | TRUE | 4906-9130 | + | Horn with Multi-Candela Strobe; Ceiling Mount, White | 1 | 0 | 0 |  |  |  |  | TRUE | TRUE |  |  |  |  | #FF0070C0 | FA-NFPA 170 HORN STROBE CEILING | 1 | FALSE | FALSE | FALSE | 2013 | [16 empty] | C |  |  | DESKTOP-7EIEB7A\acont | 2022-03-06 22:47 | THOR\acont | 2024-09-08 17:27 | Cloned from Autocall A4906-9130 | [Autocall, Simplex] [NAC] [24VDC STEADY] 4906-9128 (C), 4906-9130 (C), 4906-9140 (C), 4906-9142 (C), A4906-9128 (C), A4906-9130 (C), A4906-9140 (C), A4906-9142 (C)
f9236c9d-6e09-41d2-ad0c-73a0b904d617 | NFPA 170 SPEAKER STROBE CEILING |  |  | North | Edwards |  | Speaker/Strobe |  |  |  | Module | TRUE | GCWN-S2VMG |  | 25V Speaker/Strobe white, no markings, Standard cd, green | 1 | 0 | 0.318 |  |  |  |  | FALSE | TRUE |  |  |  |  | #FF0070C0 | FA-NFPA 170 SPEAKER STROBE CEILING | 1 | FALSE | FALSE | FALSE | 2020 | [13 empty] | FALSE |  |  | C |  |  |  |  | THOR\acont | 2024-09-08 17:27 |  | [Edwards, Kidde] [AUDIO 25v] [25V AUDIO] EGCF-S2VMH (C), G4F-S2, G4F-S2V1575, G4F-S2VM, G4HFRF-S2, G4HFRF-S2VMC, G4HFRN-S2, G4HFRN-S2VMC, G4HFWA-S2, G4HFWA-S2VMA, G4HFWA-S2VMC, G4HFWF-S2, G4HFWF-S2VMC, G4HFWN-S2, G4HFWN-S2VMA, G4HFWN-S2VMC, G4RF-S2, G4RF [Edwards, Kidde] [NAC] [16 VDC] EGCFR-VM (C), EGCF-VM (C), GCFR-S7VM (C), GCFR-VM (C), GCF-S2VM (C), GCF-S7VM (C), GCF-VM (C), GCHFRF-S2VMC (C), GCHFRF-S7VMC (C), GCHFRN-S2VMC (C), GCHFRN-S7VMC (C), GCHFWA-S2VMA (C), GCHFWA-S2VMC (C), GCHFWA-S7VMA (C), G [Edwards, Kidde] [NAC] [24 VDC] EGCFR-VM (C), EGCF-VM (C), GCFR-S7VM (C), GCFR-VM (C), GCF-S2VM (C), GCF-S7VM (C), GCF-VM (C), GCHFRF-S2VMC (C), GCHFRF-S7VMC (C), GCHFRN-S2VMC (C), GCHFRN-S7VMC (C), GCHFWA-S2VMA (C), GCHFWA-S2VMC (C), GCHFWA-S7VMA (C), G
c02dfffc-2eeb-4e64-8954-73a37e49a318 | NFPA 170 SMOKE DETECTOR |  |  | North | Gamewell FCI |  | Smoke Detector |  |  |  | Module | TRUE | ASD-PL3 w/B200SR-LF-WH | + | Photoelectric smoke detector, bright white, Velociti w/ Standard low frequency sounder base, bright white | 1 | 0.0002 | 0.0045 |  |  |  |  | FALSE | TRUE | FLUSH |  | 4" SQ. DEEP | 3 "O" PLASTER RING | #FFFF0000 | FA-NFPA 170 SMOKE DETECTOR | 1 | FALSE | FALSE | FALSE | 1408 | [13 empty] | FALSE |  |  | LF |  |  | DESKTOP-7SAL8M7\acont | 2019-04-25 06:47 | THOR\acont | 2024-09-08 17:27 | 20191121 AC Detector with base | [Gamewell FCI] [SLC MODULES SENSORS] [*] [#2 SHARED ADDR ¦ SENSORS] ADPF (C), ASD-PL2F w/B200S-LF-WH (C), ASD-PL2F w/B210LP (C), ASD-PL2FR (C), ASD-PL3 w/B200S-LF-WH (C), ASD-PL3 w/B200SR-LF-WH (C), ASD-PL3 w/B200SR-WH (C), ASD-PL3 w/B224BI-WH (C), ASD-P [Gamewell FCI] [SLC SENSORS] [*] [#4 TYPE ADDR ¦ SENSORS] ADPF (C), ASD-PL2F w/B200S-LF-WH (C), ASD-PL2F w/B210LP (C), ASD-PL2FR (C), ASD-PL3 w/B200S-LF-WH (C), ASD-PL3 w/B200SR-LF-WH (C), ASD-PL3 w/B200SR-WH (C), ASD-PL3 w/B224BI-WH (C), ASD-PL3 w/B224R [Gamewell FCI] [AUX POWER] ASD-PL3 w/B200SR-LF-WH (C), ASD-PL3-IV w/B200SR-LF-IV (C), ASD-PTL3 w/B200SR-LF-WH (C), ASD-PTL3-IV w/B200SR-LF-IV (C), ATD-L3 w/B200SR-LF-WH (C), ATD-L3H w/B200SR-LF-WH (C), ATD-L3H-IV w/B200SR-LF-IV (C), ATD-L3-IV w/B200SR-LF
67f549d1-f9e5-4f55-9fc2-73a3f7b5f1bb | NFPA 170 SPEAKER WALL |  |  | North | Edwards |  | Speaker |  |  |  | Module | TRUE | WG4RN-S |  | 25/70V Speaker, red, no markings | 1 | [6 empty] | FALSE | [5 empty] | #FF0070C0 | FA-NFPA 170 SPEAKER WALL | 1 | FALSE | FALSE | FALSE | 2021 | [13 empty] | FALSE |  |  | WP |  |  |  |  | THOR\acont | 2024-09-08 17:27 |  | [Edwards, Kidde] [AUDIO 70.7v] [70V AUDIO] G4F-S7, G4F-S7V1575, G4F-S7VM, G4HFRF-S7, G4HFRF-S7VMC, G4HFRN-S7, G4HFRN-S7VMC, G4HFWA-S7, G4HFWA-S7VMA, G4HFWA-S7VMC, G4HFWF-S7, G4HFWF-S7VMC, G4HFWN-S7, G4HFWN-S7VMA, G4HFWN-S7VMB, G4HFWN-S7VMC, G4RF-S7, G4RF
9bf156f2-f00b-4a80-bbbf-73a7fd2d73f0 |  |  |  | North | Gamewell FCI |  | Cards & Components |  |  |  | Card | TRUE | 1100-0503 | + | Remote LED Driver Module (ANU-48) | 1 | 0.011 | 2.4 |  |  |  |  | TRUE | [5 empty] | #FFFFFFFF |  |  | FALSE | FALSE | FALSE | [14 empty] | FALSE | [7 empty] | THOR\acont | 2024-10-09 10:48 |  | [Gamewell FCI] [AUX POWER] [*] 1100-0455, 1100-0503, 1100-0505, 1100-1321, 1100-1322, 1100-1323, 1100-1324, 1100-1325, 1100-1326, ANU-48, ASM-16, INI-VGC, INI-VGE, INI-VGX, LCD-7100 MAIN CARD, LCD-E3, LCD-SLP, LCD-SLP MAIN BOARD, M34-110, M34-56, NGA, RA
e52cefbf-5f62-486f-9cc2-73bb77fa22f0 | NFPA 170 SMOKE HEAT DETECTOR |  |  | North | Notifier |  | Smoke/Heat Detector |  |  |  | Module | TRUE | FSP-951T-SELFT w/B300-6 | ++ | White, same as FSP-951 but includes a built-in 135°F (57°C) fixed-temperature thermal device, FlashScan only | 1 | 0.0002 | 0.0045 |  |  |  |  | FALSE | TRUE | FLUSH |  | 4" SQ. DEEP | 3 "O" PLASTER RING | #FFFF0000 | FA-NFPA 170 SMOKE HEAT DETECTOR | 1 | FALSE | FALSE | FALSE | 1408 |  |  | 7272-0028:0206 | [10 empty] | FALSE | [5 empty] | DESKTOP-QGO6JOK\acont | 2021-06-02 08:47 | THOR\acont | 2024-09-08 17:27 | Cloned from Notifier FSP-951-SELFT w/B300-6 | [Honeywell, Notifier, System Sensor] [SLC SENSORS] [*] [#4 TYPE ADDR ¦ SENSORS] 2251B (C), 2251-COPTIR (C), 2251-COPTIR w/B200S-WH (C), 2251TB (C), 2251TMB (C), 5251B (C), 5251B-WP (C), 5251H (C), 5251RB (C), 5251RB-WP (C), 7251 (C), 7251DH (C), DH200LP [Honeywell, Notifier, System Sensor] [SLC MODULES SENSORS] [*] [#2 SHARED ADDR ¦ SENSORS] 2251B (C), 2251-COPTIR (C), 2251-COPTIR w/B200S-WH (C), 2251TB (C), 2251TMB (C), 5251B (C), 5251B-WP (C), 5251H (C), 5251RB (C), 5251RB-WP (C), 7251 (C), 7251DH (C)
889f2c3a-48a8-4937-ba4c-73bf8fdca259 | NFPA 170 ADDRESSABLE OUTPUT MODULE |  |  | North | Bosch |  | Addressable Control/Relay |  |  |  | Module | TRUE | FLM-325-2R4-2AI | ++ | Dual relay module with isolator, 2A | 1 | 0.00072 | 0.01 |  |  | 24 |  | FALSE | FALSE |  |  |  |  | #FFFF0000 | FA-NFPA 170 ADDRESSABLE OUTPUT MODULE | 1 | FALSE | FALSE | FALSE | 1100 | [13 empty] | FALSE |  |  | RM |  |  | DESKTOP-7EIEB7A\acont | 2021-06-09 11:10 | THOR\acont | 2024-09-08 17:27 | Cloned from Bosch FLM-325-2R4-2A | [Bosch] [SLC MODULES SENSORS] [#03 MODULES ++] FLM-325-2I4, FLM-325-2R4-2A, FLM-325-2R4-2AI, FLM-325-2R4-8A, FLM-325-2R4-8AI [Bosch] [AUX POWER] [OPTIONAL RELAY INPUT ++] B308, D130, D133, D134, D8129, FLM-325-2R4-2A, FLM-325-2R4-2AI, FLM-325-2R4-8A, FLM-325-2R4-8AI [Bosch] [SLC BOSCH MODULES SENSORS] [*] [#02 MODULES ++] FLM-325-2I4, FLM-325-2R4-2A, FLM-325-2R4-2AI, FLM-325-2R4-8A, FLM-325-2R4-8AI, FLM-325A, FLM-325-CZM4, FLM-325-I4-A, FLM-325-I4-AI, FLM-325-IM, FLM-325-NA4, FLM-325-NAI4, FMM-325A, FMM-325A-D, FMM- | [Bosch] FLM-325-2R4-2A, FLM-325-2R4-2AI, FLM-325-2R4-8A, FLM-325-2R4-8AI
761f6713-7087-4da9-8b92-73c1f9356abf | NFPA 170 FIRE ALARM CONTROL UNIT | RISER FACP |  | North | Hochiki |  | Fire Alarm Control Unit |  |  |  | Assembly | TRUE | HCA-4 (4-ZONES) | + | CONVENTIONAL FIRE ALARM CONTROL PANEL | 1 | [6 empty] | FALSE |  |  | *Refer to Install Sheet |  |  | #FFFF0000 | FA-NFPA 170 FIRE ALARM CONTROL UNIT | 1 | FALSE | FALSE | FALSE | 202 | [8 empty] | 7,12,18 |  |  |  |  | TRUE | [5 empty] | DESKTOP-0D6CQVA\lousc | 2019-10-06 14:35 | THOR\acont | 2024-09-08 17:27 | from Hochiki HCA-2 (2-ZONES) |  | [Hochiki] HCA-2 (2-ZONES), HCA-2D (2-ZONES) WITH DIALER, HCA-4 (4-ZONES), HCA-4D (4-ZONES) WITH DIALER, HCA-8 (8-ZONES), HCA-8D (8-ZONES) WITH DIALER [Hochiki] HCA-4 (4-ZONES), HCA-4D (4-ZONES) WITH DIALER [Hochiki] HCA-2 (2-ZONES), HCA-2D (2-ZONES) WITH DIALER, HCA-4 (4-ZONES), HCA-4D (4-ZONES) WITH DIALER, HCA-8 (8-ZONES), HCA-8D (8-ZONES) WITH DIALER
bfd0fe12-31fa-426b-890d-73c230a2c79f |  |  |  | North | Edwards |  | Cards & Components |  |  |  | Card | TRUE | 2-MCMN |  | OBSOLETE - Main Control Module, Network | 1 | [6 empty] | TRUE | [5 empty] | #FFFFFFFF |  |  | FALSE | FALSE | FALSE | [14 empty] | FALSE | [7 empty] | THOR\acont | 2024-10-09 10:48
667a6a95-9fb2-4f35-9ef6-73c5479e6490 | NFPA 170 HEAT DETECTOR |  |  | North | MIRCOM |  | Heat Detector |  |  |  | Module | TRUE | MIX-5251RAP w/B210LP | + | White, Low-profile rate-of-rise thermal sensor, Standard Base | 1 | 0.0003 | 0.0065 |  |  |  |  | FALSE | TRUE |  |  |  |  | #FFFF0000 | FA-NFPA 170 HEAT DETECTOR | 1 | FALSE | FALSE | FALSE | 1403 | [13 empty] | FALSE |  |  | R |  |  | DESKTOP-7SAL8M7\acont | 2019-04-12 13:26 | THOR\acont | 2024-09-08 17:27 | 20191121 AC Detector with base | [MIRCOM] [SLC SENSORS] [*] [#4 TYPE ADDR ¦ SENSORS] DNR w/MIX-2251BR (C), DNR w/MIX-2351RAP (C), MIX-1251AP w/B200SR-LF-WH (C), MIX-1251AP w/B200SR-WH (C), MIX-1251AP w/B210LP (C), MIX-1251AP w/B224RB-WH (C), MIX-1251AP w/B501 (C), MIX-1251B w/B200SR-LF- [MIRCOM] [SLC MODULES SENSORS] [*] [#2 SHARED ADDR ¦ SENSORS] DNR w/MIX-2251BR (C), DNR w/MIX-2351RAP (C), MIX-1251AP w/B200SR-LF-WH (C), MIX-1251AP w/B200SR-WH (C), MIX-1251AP w/B210LP (C), MIX-1251AP w/B224RB-WH (C), MIX-1251AP w/B501 (C), MIX-1251B w/
b852ea47-09df-41c6-8215-73cbee453c9e | NFPA 170 SYNC MODULE |  |  | North | Gamewell FCI |  | Sync Module |  |  |  | Module | TRUE | W-SYNC | + | Wireless Sync Module | 1 | [6 empty] | FALSE | [5 empty] | #FFFF0000 | FA-NFPA 170 SYNC MODULE | 1 | FALSE | FALSE | FALSE | 1300 | [13 empty] | FALSE |  |  | W-SYNC |  |  | DESKTOP-7SAL8M7\acont | 2020-03-19 13:00 | THOR\acont | 2024-09-08 17:27 | Cloned from Firelite W-SYNC | [Gamewell FCI] [SLC MODULES SENSORS] [*] [#1 SHARED ADDR ¦ MODULES] AMM-2F, AMM-2IF, AMM-2RF, AMM-2RIF, AMM-4F, AMM-4SF, AOM-2RF, AOM-2SF, AOM-TELF, MMI-10F, MMI-6SF, MMO-6RF, MMO-6SF, MS-7AF, MS-7ASF, MS-7S w/AMM-2F, MS-WS w/AMM-2F, TC81021000, VW-DIS-D [Farenhyt, Firelite, Gamewell FCI, Notifier, Silent Knight] [SWIFT MESH DEVICES] 01 FWH-200FIX135, FWH-200ROR135, FW-MM, FW-RM, NBG-12WL, WAM-MM, WAM-RC, W-BG12LX, W-CRF, W-H355, W-H355R, WIDP-HEAT w/B210W, WIDP-HEAT-ROR w/B210W, WIDP-MONITOR, WIDP-PULL- [Gamewell FCI] [SLC MODULES] [*] [#3 TYPE ADDR ¦ MODULES] AMM-2F, AMM-2IF, AMM-2RF, AMM-2RIF, AMM-4F, AMM-4SF, AOM-2RF, AOM-2SF, AOM-TELF, MMI-10F, MMI-6SF, MMO-6RF, MMO-6SF, MS-7AF, MS-7ASF, MS-7S w/AMM-2F, MS-WS w/AMM-2F, TC81021000, VW-GATE, WAM-MM, W
8c7bc5ed-ec5d-4764-a51c-73d09fccedab | NFPA 170 HORN STROBE |  |  | North | Autocall |  | Horn/Strobe |  |  |  | Module | TRUE | A59AV-APPLWRH |  | Visible Notification Appliances, Wall Mount Multi-Candela Horn Strobe, Red, High CD | 1 | 0 | 0 |  |  |  |  | TRUE | [5 empty] | #FF0070C0 | FA-NFPA 170 HORN STROBE | 1 | FALSE | FALSE | FALSE | 2012 | [19 empty] | DESKTOP-7SAL8M7\acont | 2020-05-26 10:26 | THOR\acont | 2024-09-08 17:27 | Cloned from AutoCall A59VO-APPLWRH | [Autocall] [IDNac] [23 VDC RMS, CONTINUOUS HIGH] A59AV-APPLWRH, A59AV-APPLWWH
66b07611-109f-438b-ab7f-73d88be5b3c7 | NFPA 170 STROBE WALL |  |  | North | Eaton Wheelock |  | Strobe |  |  |  | Module | TRUE | RSSP-24MCWH-FR |  | Strobe Plate, 24 Vdc, red, selectable, | 1 | 0 | 0.645 |  |  |  |  | FALSE | FALSE |  |  |  |  | #FF0070C0 | FA-NFPA 170 STROBE WALL | 1 | FALSE | FALSE | FALSE | 2023 | [13 empty] | FALSE | [7 empty] | THOR\acont | 2024-09-08 17:27 |  | [Eaton Wheelock] [NAC] RSSP-24MCWH-FR, RSSP-24MCWH-FW
04036869-6365-410f-a48d-73dacc1a56ef | NFPA 170 ADDRESSABLE OUTPUT MODULE |  |  | North | Potter |  | Addressable Control/Relay |  |  |  | Module | TRUE | PAD100-SM | + | Speaker Module | 1 | 0.00024 | 0.00024 |  |  |  |  | FALSE | [5 empty] | #FFFF0000 | FA-NFPA 170 ADDRESSABLE OUTPUT MODULE | 1 | FALSE | FALSE | FALSE | 1100 | [13 empty] | FALSE | [7 empty] | THOR\acont | 2024-09-08 17:27 |  | [Potter] [SLC PAD] [*] [#1 SHARED ADDR ¦ MODULES] PAD100-DIM, PAD100-DIM CL-A, PAD100-LED, PAD100-LEDK, PAD100-MIM, PAD100-NAC, PAD100-OROI, PAD100-PSDA, PAD100-PSSA, PAD100-RM, PAD100-SIM, PAD100-SM, PAD100-TRTI, PAD100-TRTI CL-A, PAD100-ZM, PAD100-ZM C [Potter] [AUDIO 25v, AUDIO 70.7v] [25V AUDIO, 70V AUDIO] PAD100-SM | [Potter] PAD100-SM
66b35876-5e6e-4dab-ad1e-73dda0f08b09 |  | RISER AMP |  | North | Potter |  | Cards & Components |  |  |  | Card | TRUE | SCA-5070INT (70V) | + | SINGLE CHANNEL 50W, 70V SELECTABLE INTEGRATED AMPLIFIER 3 | 1 | 0.05 | 0.138 |  | 50 | 24 |  | TRUE | [5 empty] | #FFFFFFFF |  |  | FALSE | FALSE | FALSE | 300 | [13 empty] | FALSE | [5 empty] | THOR\acont | 2024-05-07 10:03 | THOR\acont | 2024-10-09 10:48 | Cloned from Potter SCA-5070 (70V) Main Board | [Potter] [P-LINK] [*] [P-LINK] DCA-10025 (25V) Main Board, DCA-10025 (70V) Main Board, DCA-5025 (25V) Main Board, FFT-1000 Main Board, LOC-1000 Main Board, SCA-10070 (25V) Main Board, SCA-10070 (70V) Main Board, SCA-2525 (25V) Main Board, SCA-2570 (25V) [Potter] [V-LINK] [#2 V-LINK] DCA-10025 (25V) Main Board, DCA-10025 (70V) Main Board, DCA-5025 (25V) Main Board, LOC-1000 Main Board, SCA-10070 (25V) Main Board, SCA-10070 (70V) Main Board, SCA-2525 (25V) Main Board, SCA-2570 (25V) Main Board, SCA-2570 ( [Potter] [AUX POWER] [*] [AUX INPUT] SCA-5070INT (25V), SCA-5070INT (70V) | [Potter] SCA-5070INT (70V)
7c4091ba-7201-4989-92ee-73df149a0abc |  |  |  | North | Notifier |  | Cards & Components |  |  |  | Card | TRUE | NFC-50W-70V (Backup Only) | + | 70V, 50 Watt Audio Amplifier Module | 1 | 0.1 | 0 |  |  |  |  | TRUE | FALSE |  |  |  |  | #FFFFFFFF |  |  | FALSE | FALSE | FALSE | [14 empty] | FALSE | [5 empty] | DESKTOP-7SAL8M7\acont | 2019-10-02 17:27 | THOR\acont | 2024-10-09 10:48 | Cloned from Firelite ECC-50W-70V
7691f76c-b3e1-4839-be6d-73dfac3a2c08 | NFPA 170 SOLENOID VALVE |  |  | North | Ansul |  | Solenoid |  |  |  | Module | TRUE | 52-287-1-224 |  | 20-175 (1,4-12,1) 24 VDC Hazardous Location | 1 | 0 | 0.364 |  |  |  |  | FALSE | [5 empty] | #FFFF0000 | FA-NFPA 170 SOLENOID VALVE | 1 | FALSE | FALSE | FALSE | 1701 | [13 empty] | FALSE | [5 empty] | AUGUSTXPS17-EUP\aucon | 2022-05-25 12:28 | THOR\acont | 2024-09-08 17:27 | Cloned from Tyco 52-287-1-224 | [Ansul] [AUX POWER, RELEASING] [*] [INPUT TYPE] 52-287-1-024, 52-287-1-124, 52-287-1-224
fec5604b-4dd5-4a41-a5e0-73e5c5882218 | NFPA 170 HEAT CO DETECTOR |  |  | North | Kidde |  | Heat/CO Detector |  |  |  | Module | TRUE | KIR-HCD w/KI-SB BASE | ++ | Multisensor Heat, and CO Detector | 1 | 3.2e-05 | 3.2e-05 |  |  |  |  | FALSE | [5 empty] | #FFFF0000 | FA-NFPA 170 HEAT CO DETECTOR | 1 | FALSE | FALSE | FALSE | 1403 | [13 empty] | FALSE | [5 empty] | DESKTOP-7EIEB7A\acont | 2023-05-24 19:35 | THOR\acont | 2024-09-08 17:27 | Cloned from Kidde KI-HCD w/KI-SB BASE | [Edwards, Kidde] [SLC EST SENSORS] 01 [*] [EST3, iO1000] DS-HFS (C), DS-PS (C), FX-HD w/IB4U BASE, FX-HD w/RB4U BASE, FX-HD w/SB4U BASE, FX-HD w/SB4U-LF BASE, FX-HD wB4U BASE, FX-PD w/B4U BASE (C), FX-PD w/IB4U BASE (C), FX-PD w/SB4U BASE (C), FX-PD w/SB [Kidde] [SLC EST SENSORS] [*] [#4 TYPE ADDR ¦ SENSORS] DS-HFS (C), DS-PS (C), FX-HD w/IB4U BASE, FX-HD w/RB4U BASE, FX-HD w/SB4U BASE, FX-HD w/SB4U-LF BASE, FX-HD wB4U BASE, FX-PD w/B4U BASE (C), FX-PD w/IB4U BASE (C), FX-PD w/SB4U BASE (C), FX-PD w/SB4U [Edwards, Kidde] [SLC EST MODULES/SENSORS] 01 [*] [iO64] DS-HFS (C), DS-PS (C), FX-HD w/IB4U BASE, FX-HD w/RB4U BASE, FX-HD w/SB4U BASE, FX-HD w/SB4U-LF BASE, FX-HD wB4U BASE, FX-PD w/B4U BASE (C), FX-PD w/IB4U BASE (C), FX-PD w/SB4U BASE (C), FX-PD w/SB [Kidde] [SLC EST MODULES SENSORS] [*] [#2 SHARED ADDR ¦ SENSORS] DS-HFS (C), DS-PS (C), FX-HD w/IB4U BASE, FX-HD w/RB4U BASE, FX-HD w/SB4U BASE, FX-HD w/SB4U-LF BASE, FX-HD wB4U BASE, FX-PD w/B4U BASE (C), FX-PD w/IB4U BASE (C), FX-PD w/SB4U BASE (C), FX
e65a7d3f-f876-435e-bce2-73e822aab1af | NFPA 170 STROBE WALL |  |  | North | Edwards |  | Strobe |  |  |  | Module | TRUE | 405-5A-T |  | 15cdW Strobe, Red, Terminals | 1 | [6 empty] | FALSE | FALSE |  |  |  |  | #FF0070C0 | FA-NFPA 170 STROBE WALL | 1 | FALSE | FALSE | FALSE | 2023 | [13 empty] | FALSE |  |  | C |  |  |  |  | THOR\acont | 2024-09-08 17:27 |  | [Edwards] [NAC] [24 VDC] 405-5A-T, 405-5A-TW [Edwards] [NAC] [24 VFWR] 405-5A-T, 405-5A-TW
8e7a10f3-138a-45c4-a1a4-73e8c0ae5674 |  |  |  | North | Farenhyt |  | Cards & Components |  |  |  | Card | TRUE | RFP-2100/2100B Main Board IDP/SK protocol |  | Intelligent Fire Alarm Control Panel Main Board | 1 | [6 empty] | TRUE | [5 empty] | #FFFFFFFF |  |  | FALSE | FALSE | FALSE | [14 empty] | FALSE | [7 empty] | THOR\acont | 2024-10-09 10:48 | Assembly Created Need Circuits | [Farenhyt, Silent Knight, Stanley Security Solutions] [VAC ] 5104B Main Board, 5204 Main Board, 5207 Main Board, 5208 Main Board, 5495 Main Board, 5496 Main Board, 5499 Main Board, 5600 Main Board, 5700 Main Board, 5808 Main Board, 5820XL Main Board, 588
4010c3f2-6efd-47db-805d-73f9c31da4d4 | NFPA 170 SPEAKER STROBE CEILING |  |  | North | Potter |  | Speaker/Strobe |  |  |  | Module | TRUE | CSPKSTR-24GR |  | Plain Green Speaker/Strobe, Ceiling, Red | 1 | 0 | 0.36 |  |  |  |  | FALSE | TRUE |  |  |  |  | #FF0070C0 | FA-NFPA 170 SPEAKER STROBE CEILING | 1 | FALSE | FALSE | FALSE | 2020 |  |  | 7320-0328:0206 | [10 empty] | FALSE |  |  | C |  |  |  |  | THOR\acont | 2024-09-08 17:27 |  | [Gentex, Hochiki, Potter] [AUDIO 25v] [25V AUDIO] CSPKSTR-24AR (C), CSPKSTR-24AW (C), CSPKSTR-24BR (C), CSPKSTR-24BW (C), CSPKSTR-24GR (C), CSPKSTR-24GW (C), CSPKSTR-24RR (C), CSPKSTR-24RW (C), FASPKR-R (C), FASPKR-W (C), FASPKR-WR, FASPKR-WW, FASPK-WPR, [Gentex, Hochiki, Potter] [AUDIO 70.7v] [70V AUDIO] CSPKSTR-24AR (C), CSPKSTR-24AW (C), CSPKSTR-24BR (C), CSPKSTR-24BW (C), CSPKSTR-24GR (C), CSPKSTR-24GW (C), CSPKSTR-24RR (C), CSPKSTR-24RW (C), FASPKR-R (C), FASPKR-W (C), FASPKR-WR, FASPKR-WW, FASPK-WP [Potter] [NAC] [UL MAX] CSPKSTR-24GR (C), CSPKSTR-24GW (C), WCSPKSTR-24GR, WCSPKSTR-24GW
e5ce2d3c-e843-4474-9b79-73fc7de549c6 |  |  |  | North | GRI PRODUCTS | Security/Access Control |  |  |  |  | Module | TRUE | 8585-T |  |  | 1 | [12 empty] | #FFFFFFFF |  |  | FALSE | FALSE | FALSE | [20 empty] | THOR\acont | 2024-03-12 21:43 | THOR\acont | 2024-10-09 10:48
a9ee0c1e-10a8-4e15-980e-73fda42ada83 | NFPA 170 SURGE SUPPRESSOR |  |  | North | EDCO |  | Surge Supressor |  |  |  | Module | TRUE | PC642C-043 |  | Surge protection loop or data (2 addr loop per item) | 1 | [6 empty] | FALSE | [5 empty] | #FFFF0000 | FA-NFPA 170 SURGE SUPPRESSOR | 1 | FALSE | FALSE | FALSE | 6001 | [13 empty] | FALSE |  |  | 24v |  |  |  |  | THOR\acont | 2024-09-08 17:27 |  | [EDCO] [SURGE PROTECTION] PC642C-030, PC642C-043
54e39920-f49a-4476-a15e-7406050d69b0 |  |  |  | North | Siemens | [5 empty] | Module | TRUE | OSE-RBA | S54333-F67-A1 | Emitter spare battery Alkaline | 1 | [12 empty] | #FFFFFFFF |  |  | FALSE | FALSE | FALSE | [20 empty] | DESKTOP-7SAL8M7\acont | 2019-08-13 09:04 | THOR\acont | 2024-10-09 10:48
d3aa9dca-5bca-42fa-89ea-74065da8b60b | NFPA 170 HORN CEILING |  |  | North | Eaton Wheelock |  | Horn |  |  |  | Module | TRUE | ELFHNWC | + | CEILING SOUNDER, WHITE, FIRE, LOW FREQ | 1 | [6 empty] | TRUE | TRUE |  |  |  |  | #FF0070C0 | FA-NFPA 170 HORN CEILING | 1 | FALSE | FALSE | FALSE | 2020 | [16 empty] | LF |  |  | DESKTOP-7EIEB7A\acont | 2021-05-13 08:00 | THOR\acont | 2024-09-08 17:27 | Cloned from Eaton Wheelock ELFHSWC | [Eaton Wheelock] [NAC] [24VDC, MAX] ELFHNR, ELFHNR-AL, ELFHNRC (C), ELFHNRC-AL (C), ELFHNRC-CO (C), ELFHNRC-N (C), ELFHNR-CO, ELFHNR-N, ELFHNW, ELFHNW-AL, ELFHNWC (C), ELFHNWC-AL (C), ELFHNWC-CO (C), ELFHNWC-N (C), ELFHNW-CO, ELFHNW-N
6ef44a65-4d8a-481e-870c-740801fb998b | NFPA 170 FIRE PHONE |  |  | North | Autocall |  | Fire Phone |  |  |  | Module | TRUE | A2084-9007 | ++ | Firefighter Telephone Assembly with 2975-9053 backbox | 1 | [6 empty] | FALSE | [5 empty] | #FFFF0000 | FA-NFPA 170 FIRE PHONE | 1 | FALSE | FALSE | FALSE | [14 empty] | FALSE | [5 empty] | THOR\acont | 2025-02-04 12:25 | THOR\acont | 2025-02-04 12:31 | Cloned from Autocall A2084-9002 CLONED CLONED | [Autocall, Potter, Simplex] [FFT] [FFT] 2084-9001, 2084-9002, 2084-9003, 2084-9006, 2084-9007, 2084-9014, 2084-9018, 2084-9023, 2084-9024, A2084-9001, A2084-9002, A2084-9003, A2084-9006, A2084-9007, A2084-9014, A2084-9018, A2084-9023, A2084-9024, FFT-FPJ
1a98b703-b22a-4f05-922f-740c6c700863 | NFPA 170 SPEAKER STROBE |  |  | North | Edwards |  | Speaker/Strobe |  |  |  | Module | TRUE | G4WA-S2VMB |  | 25V Speaker/Strobe, White, ALERT, Multi-cd blue | 1 | 0 | 0.294 |  |  |  |  | FALSE | [5 empty] | #FF0070C0 | FA-NFPA 170 SPEAKER STROBE | 1 | FALSE | FALSE | FALSE | 2019 | [13 empty] | FALSE | [7 empty] | THOR\acont | 2024-09-08 17:27 |  | [Edwards, Kidde] [NAC] [16 VDC] G4ERA-A, G4ERA-B, G4ERA-G, G4ERA-R, G4ERF-C, G4ERN-A, G4ERN-B, G4ERN-C, G4ERN-G, G4ERN-R, G4EWA-A, G4EWA-B, G4EWA-G, G4EWA-R, G4EWF-C, G4EWN-A, G4EWN-B, G4EWN-C, G4EWN-G, G4EWN-R, G4F-S2V1575, G4F-S2VM, G4F-S7V1575, G4F-S7 [Edwards, Kidde] [NAC] [24 VDC] G4ERA-A, G4ERA-B, G4ERA-G, G4ERA-R, G4ERF-C, G4ERN-A, G4ERN-B, G4ERN-C, G4ERN-G, G4ERN-R, G4EWA-A, G4EWA-B, G4EWA-G, G4EWA-R, G4EWF-C, G4EWN-A, G4EWN-B, G4EWN-C, G4EWN-G, G4EWN-R, G4F-S2V1575, G4F-S2VM, G4F-S7V1575, G4F-S7 [Edwards, Kidde] [AUDIO 25v] [25V AUDIO] EGCF-S2VMH (C), G4F-S2, G4F-S2V1575, G4F-S2VM, G4HFRF-S2, G4HFRF-S2VMC, G4HFRN-S2, G4HFRN-S2VMC, G4HFWA-S2, G4HFWA-S2VMA, G4HFWA-S2VMC, G4HFWF-S2, G4HFWF-S2VMC, G4HFWN-S2, G4HFWN-S2VMA, G4HFWN-S2VMC, G4RF-S2, G4RF
2dfadc2f-8c7d-4fc2-87df-740dce47ca29 |  |  |  | North | System Sensor |  | Hardware |  |  |  | Hardware | TRUE | BEALRK | ++ | Long range accessory kit for BEAM1224(S) | 1 | [6 empty] | FALSE | FALSE |  |  |  |  | #FFFFFFFF |  |  | FALSE | FALSE | FALSE | [14 empty] | FALSE | [7 empty] | THOR\acont | 2024-10-09 10:48
8c2c4b5e-bc67-4f22-9490-740ef237f407 |  |  |  | North | Bosch | [5 empty] | Module | TRUE | NDN 50022 A3 | * | IP DOME 1080PHD HD AVF - PN NDN-50022-A3 | 1 | [12 empty] | #FFFFFFFF |  |  | FALSE | FALSE | FALSE | [20 empty] | DESKTOP-7EIEB7A\acont | 2021-08-13 06:25 | THOR\acont | 2024-10-09 10:48
461b08ba-a35a-4f3a-b17a-740f85a57961 | NFPA 170 SMOKE DETECTOR |  |  | North | Notifier |  | Smoke Detector |  |  |  | Module | TRUE | NP-200 | ++ | Addressable low-profile photoelectric smoke detector. B300-6 base included, FlashScan only. | 1 | 0.0002 | 0.0045 |  |  |  |  | FALSE | TRUE | FLUSH |  | 4" SQ. DEEP | 3 "O" PLASTER RING | #FFFF0000 | FA-NFPA 170 SMOKE DETECTOR | 1 | FALSE | FALSE | FALSE | 1408 |  |  | 7272-0028:0206 | [10 empty] | FALSE | [7 empty] | THOR\acont | 2024-09-08 17:27 | 20191121 AC Detector without base | [Honeywell, Notifier, System Sensor] [SLC SENSORS] [*] [#4 TYPE ADDR ¦ SENSORS] 2251B (C), 2251-COPTIR (C), 2251-COPTIR w/B200S-WH (C), 2251TB (C), 2251TMB (C), 5251B (C), 5251B-WP (C), 5251H (C), 5251RB (C), 5251RB-WP (C), 7251 (C), 7251DH (C), DH200LP [Honeywell, Notifier, System Sensor] [SLC MODULES SENSORS] [*] [#2 SHARED ADDR ¦ SENSORS] 2251B (C), 2251-COPTIR (C), 2251-COPTIR w/B200S-WH (C), 2251TB (C), 2251TMB (C), 5251B (C), 5251B-WP (C), 5251H (C), 5251RB (C), 5251RB-WP (C), 7251 (C), 7251DH (C)
88aa76dc-5cb1-4785-8927-741255fb6d86 | NFPA 170 ADDRESSABLE INPUT OUTPUT |  |  | North | Autocall |  | Addressable Module |  |  |  | Module | TRUE | A4090-9118 |  | Relay IAM with T-Sense | 1 | 0.0008 | 0.001 |  |  |  |  | TRUE | [5 empty] | #FFFF0000 | FA-NFPA 170 ADDRESSABLE INPUT OUTPUT | 1 | FALSE | FALSE | FALSE | 1100 | [19 empty] | DESKTOP-7EIEB7A\acont | 2021-07-28 10:03 | THOR\acont | 2024-09-08 17:27 | Cloned from AutoCall A4090-9010 | [Autocall] [IDNet] [#2 MODULES] A4090-9118 [Autocall, Simplex] [IDNet] [MODULES ++] 2080-9056, 2080-9057, 2080-9067, 2080-9068, 2080-9069, 2080-9070, 4009-9201 Main Board, 4009-9401 Main Board, 4010-9901, 4090-5261, 4090-9001, 4090-9002, 4090-9005, 4090-9006, 4090-9008, 4090-9116, 4098-9019 (Cont | [Autocall] A4090-9118
ac59cd8e-21c9-4c89-ace3-74155bce6479 | NFPA 170 ADDRESSABLE INPUT MONITOR MODULE |  |  | North | Potter |  | Addressable Module |  |  |  | Module | TRUE | PAD100-DIM | + | Dual Input Module | 2 | 0.00024 | 0.00024 |  |  |  |  | FALSE | [5 empty] | #FFFF0000 | FA-NFPA 170 ADDRESSABLE INPUT MONITOR MODULE | 1 | FALSE | FALSE | FALSE | 1000 | [13 empty] | FALSE |  |  | 2 |  |  |  |  | THOR\acont | 2024-09-08 17:27 |  | [Potter] [SLC PAD] [*] [#1 SHARED ADDR ¦ MODULES] PAD100-DIM, PAD100-DIM CL-A, PAD100-LED, PAD100-LEDK, PAD100-MIM, PAD100-NAC, PAD100-OROI, PAD100-PSDA, PAD100-PSSA, PAD100-RM, PAD100-SIM, PAD100-SM, PAD100-TRTI, PAD100-TRTI CL-A, PAD100-ZM, PAD100-ZM C [Potter] [SLC PAD] [#2 MODULES] PAD100-DIM, PAD100-OROI, PAD100-TRTI | [Potter] PAD100-DIM, PAD100-DIM CL-A, PAD100-TRTI, PAD100-TRTI CL-A, PAD100-ZM CL-A
53f38c67-7e65-4881-9e52-7415dca81b93 |  |  |  | North | Siemens |  | Cards & Components |  |  |  | Card | TRUE | Bell Follower | ++ | LED Zone | 1 | 0.004 | 0.004 |  |  |  |  | TRUE | [5 empty] | #FFFFFFFF |  |  | FALSE | FALSE | FALSE | [20 empty] | DESKTOP-7EIEB7A\acont | 2022-09-12 09:57 | THOR\acont | 2024-10-09 10:48 | Cloned from Siemens LED Zone for FCM2019-U3 |  | [Siemens] Bell Follower, FCM2018-U2, FCM2018-U3, LED Zone, LED Zone for FCM2019-U3, NAC Load
1c4fb6dd-6fb1-4ab1-992c-7416fc70c02c | NFPA 170 HORN STROBE CEILING |  |  | North | Autocall |  | Horn/Strobe |  |  |  | Module | TRUE | A49AVH-APPLC-O-BA | + | Audible/Visible Notification Appliances, Weatherproof Ceiling Mount Multi-Candela Horn/Strobe, Specify Cover, Assembled in USA | 1 | 0 | 0 |  |  |  |  | TRUE | TRUE |  |  |  |  | #FF0070C0 | FA-NFPA 170 HORN STROBE CEILING | 1 | FALSE | FALSE | FALSE | 2013 | [16 empty] | C, WP |  |  | DESKTOP-7EIEB7A\acont | 2022-02-21 13:55 | THOR\acont | 2024-09-08 17:27 | Cloned from Autocall A49AVH-APPLC-O | [Autocall, Simplex] [IDNac] [23VDC, STEADY HIGH] 49AVH-APPLC-O (C), 49AVH-APPLC-O-BA (C), A49AVH-APPLC-O (C), A49AVH-APPLC-O-BA (C)
dd8a6f46-d07c-4879-a368-74185d18dc2e |  |  |  | North | Silent Knight |  | Cards & Components |  |  |  | Card | TRUE | 5600 Main Board | ++ | Main Board | 1 | 0.135 | 0.22 | 2 |  | 24 |  | TRUE | [5 empty] | #FFFFFFFF |  |  | FALSE | FALSE | FALSE | [14 empty] | FALSE | [7 empty] | THOR\acont | 2024-10-09 10:48 |  | [Silent Knight] [IDC] [#1 ALARM] 5104B Main Board, 5204 Main Board, 5207 Main Board, 5208 Main Board, 5600 Main Board, 5700 Main Board, 5808 Main Board, 5820XL Main Board, 5895XL Main Board, 6700 Main Board, 6808 Main Board, 6820 Main Board, 6820EVS Main [Farenhyt, Silent Knight, Stanley Security Solutions] [VAC ] 5104B Main Board, 5204 Main Board, 5207 Main Board, 5208 Main Board, 5495 Main Board, 5496 Main Board, 5499 Main Board, 5600 Main Board, 5700 Main Board, 5808 Main Board, 5820XL Main Board, 588 [Silent Knight] [IDC] [#3 SUPERVISORY] 5104B Main Board, 5204 Main Board, 5207 Main Board, 5208 Main Board, 5600 Main Board, 5700 Main Board, 5808 Main Board, 5820XL Main Board, 6700 Main Board, 6808 Main Board, 6820 Main Board, 6820EVS Main Board, SK-2 [Silent Knight] [IDC] [#2 TROUBLE] 5104B Main Board, 5204 Main Board, 5207 Main Board, 5208 Main Board, 5495 Main Board, 5600 Main Board, 5700 Main Board, 5808 Main Board, 5820XL Main Board, 5895XL Main Board, 6700 Main Board, 6808 Main Board, 6820 Main | [Silent Knight] 5600 Main Board
09feff6b-5668-4188-a607-741fe0fcf1ad | NFPA 170 AREA OF REFUGE MASTER |  |  | North | Rath Area of Refuge |  | Area of Refuge Component |  |  |  | Module | TRUE | 3200F | ++ | SmartCommand System 3200F Call Commander | 1 | [6 empty] | FALSE | [5 empty] | #FF00B050 | FA-NFPA 170 AREA OF REFUGE MASTER | 1 | FALSE | FALSE | FALSE | 4000 | [13 empty] | FALSE | [5 empty] | DESKTOP-7EIEB7A\acont | 2022-12-22 09:21 | THOR\acont | 2024-09-08 17:27 | Cloned from Rath Area of Refuge 3400 | [Rath Area of Refuge] [AOR COMMAND] 3200F | [Rath Area of Refuge] 3200F, 3400
acaa7d7f-254f-432f-b3b8-742076029dbd |  |  |  | North | WINLAND | Environmental |  |  |  |  | Module | TRUE | TEMP-H-W |  |  | 1 | [12 empty] | #FFFFFFFF |  |  | FALSE | FALSE | FALSE | [20 empty] | THOR\acont | 2024-03-12 21:43 | THOR\acont | 2024-10-09 10:48
6760719c-08f6-405f-98db-7421af0e9e93 | NFPA 170 HORN |  |  | North | Notifier |  | Horn |  |  |  | Module | TRUE | HRL-LF | + | LF Sounder, Wall, Red | 1 | 0 | 0.047 |  |  |  |  | FALSE | [5 empty] | #FF0070C0 | FA-NFPA 170 HORN | 1 | FALSE | FALSE | FALSE | 2010 | [13 empty] | FALSE |  |  | LF |  |  | DESKTOP-7SAL8M7\acont | 2020-01-28 08:18 | THOR\acont | 2024-09-08 17:27 | Cloned from System Sensor HRL-LF | [Notifier, System Sensor] [NAC] [VFWR. TEMPORAL LOW] HCRL-LF (C), HCWL-LF (C), HGRL-LF, HGWL-LF, HRL-LF, HRL-LF w/ WAV-RL, HWL-LF, HWL-LF w/ WAV-WL [Notifier, System Sensor] [NAC] [VDC. TEMPORAL HIGH] HCRL-LF (C), HCWL-LF (C), HGRL-LF, HGWL-LF, HRL-LF, HRL-LF w/ WAV-RL, HWL-LF, HWL-LF w/ WAV-WL [Notifier, System Sensor] [NAC] [VFWR. TEMPORAL HIGH] HCRL-LF (C), HCWL-LF (C), HGRL-LF, HGWL-LF, HRL-LF, HRL-LF w/ WAV-RL, HWL-LF, HWL-LF w/ WAV-WL [Notifier, System Sensor] [NAC] [VDC. TEMPORAL LOW] HCRL-LF (C), HCWL-LF (C), HGRL-LF, HGWL-LF, HRL-LF, HRL-LF w/ WAV-RL, HWL-LF, HWL-LF w/ WAV-WL [Notifier] [NAC] [16 VDC. TEMPORAL HIGH] HCRL-LF (C), HCWL-LF (C), HGRL-LF, HGWL-LF, HRL-LF, HWL-LF
7fb5a7da-9555-4340-a976-74242419bfae | NFPA 170 NOTIFICATION CIRCUIT EXTENDER PANEL | RISER NAC |  | North | Edwards |  | Notification Circuit Extender Panel |  |  |  | Assembly | TRUE | APS6A |  | Remote Auxiliary/Booster Power Supply, 6.5A, 120Vac, Red | 1 | [6 empty] | FALSE | [5 empty] | #FFFF0000 | FA-NFPA 170 NOTIFICATION CIRCUIT EXTENDER PANEL | 1 | FALSE | FALSE | FALSE | 212 | [8 empty] | 7,12,18,65 |  |  |  |  | TRUE | [7 empty] | THOR\acont | 2024-09-08 17:27
8457825c-db3a-454c-a53e-7428d62bdffd | NFPA 170 HEAT DETECTOR |  |  | North | Siemens |  | Heat Detector |  |  |  | Module | TRUE | DT-140EP | 500-688976 | R.C.-F.T. TMP 140 DEG EXPLOSION PRF | 1 | [12 empty] | #FFFF0000 | FA-NFPA 170 HEAT DETECTOR | 1 | FALSE | FALSE | FALSE | [17 empty] | 140° FT, XP |  |  | DESKTOP-7SAL8M7\acont | 2019-08-13 09:04 | THOR\acont | 2024-09-08 17:27 |  | [Siemens] [IDC] [#1 ALARM] DT-135F, DT-135R, DT-135WP, DT-140EP, DT-160EP, DT-190EP, DT-200F, DT-200R, DT-200WP, DT-225EP, DT-275EP, DT-325EP, DT-360EP, DT-450EP, DT-600EP, DT-725EP
578aedc7-7471-4f45-ad0f-742cda4f6901 |  |  |  | North | Edwards |  | Hardware |  |  |  | Hardware | TRUE | 4-CABLUSBLG | n | CABLE,USB 3.0 A-B MALE,LONG | 1 | [12 empty] | #FFFFFFFF |  |  | FALSE | FALSE | FALSE | [20 empty] | DESKTOP-7SAL8M7\acont | 2019-12-13 12:52 | THOR\acont | 2024-10-09 10:48
7ecac91c-f937-4c50-8fb9-742e4fa6626f |  |  |  | North | Bosch | [5 empty] | Module | TRUE | F.01U.296.220 | * | FLEXIDOME IP 5000 IR | 1 | [12 empty] | #FFFFFFFF |  |  | FALSE | FALSE | FALSE | [20 empty] | DESKTOP-7EIEB7A\acont | 2021-08-13 06:25 | THOR\acont | 2024-10-09 10:48
28913d85-9cb7-4e4b-a365-74405267e0a0 | NFPA 170 HORN |  |  | North | Kidde |  | Horn |  |  |  | Module | TRUE | EG4ARF |  | Wall horn, red, FIRE | 1 | [6 empty] | FALSE |  | GRSW-10 |  |  |  | #FF0070C0 | FA-NFPA 170 HORN | 1 | FALSE | FALSE | FALSE | 2010 | [13 empty] | FALSE | [5 empty] | DESKTOP-7SAL8M7\acont | 2020-08-19 11:55 | THOR\acont | 2024-09-08 17:27 | Cloned from Edwards G4ARF | [Edwards, Kidde] [NAC] [VFWR, HIGH DB] EG4ARF, EG4ARF-FR, EG4ARF-SP, EG4ARN, EG4AWF, EG4AWF-FR, EG4AWF-SP, EG4AWN, G4ARF, G4ARF-FR, G4ARF-SP, G4ARN, G4AWF, G4AWF-FR, G4AWF-SP, G4AWN [Edwards, Kidde] [NAC] [VDC, LOW DB] EG4ARF, EG4ARF-FR, EG4ARF-SP, EG4ARN, EG4AWF, EG4AWF-FR, EG4AWF-SP, EG4AWN, G4ARF, G4ARF-FR, G4ARF-SP, G4ARN, G4AWF, G4AWF-FR, G4AWF-SP, G4AWN [Edwards, Kidde] [NAC] [VDC, HIGH DB] EG4ARF, EG4ARF-FR, EG4ARF-SP, EG4ARN, EG4AWF, EG4AWF-FR, EG4AWF-SP, EG4AWN, G4ARF, G4ARF-FR, G4ARF-SP, G4ARN, G4AWF, G4AWF-FR, G4AWF-SP, G4AWN [Edwards, Kidde] [NAC] [VFWR, LOW DB] EG4ARF, EG4ARF-FR, EG4ARF-SP, EG4ARN, EG4AWF, EG4AWF-FR, EG4AWF-SP, EG4AWN, G4ARF, G4ARF-FR, G4ARF-SP, G4ARN, G4AWF, G4AWF-FR, G4AWF-SP, G4AWN
4aac9601-afe0-4f59-8931-7441810f2b03 | NFPA 170 FIRE ALARM TERMINAL CABINET | RISER FATC |  | North | Space Age Electronics |  | Terminal Cabinet |  |  |  | Assembly | TRUE | SSU00655 | Accessories | Fire Alarm Accessory Cabinet, 23.5” 13” 5.5” | 1 | 0 | 0 |  |  |  |  | TRUE |  | Surface Mounted |  |  |  | #FFFF0000 | FA-NFPA 170 FIRE ALARM TERMINAL CABINET | 1 | FALSE | FALSE | FALSE | 205 | [19 empty] | DESKTOP-7SAL8M7\acont | 2020-09-14 15:25 | THOR\acont | 2024-09-08 17:27 | Cloned from Space Age Electronics SSU00647
c5523b44-8ad1-42a0-863b-744ae8e6d12c | NFPA 170 HORN |  |  | North | Edwards |  | Horn |  |  |  | Module | TRUE | WGARF-SP | ++ | Outdoor rated horn, red, fuego | 1 | [6 empty] | FALSE | [5 empty] | #FF0070C0 | FA-NFPA 170 HORN | 1 | FALSE | FALSE | FALSE | 2010 | [13 empty] | FALSE |  |  | WP |  |  | THOR\acont | 2024-04-09 06:58 | THOR\acont | 2024-09-08 17:27 | Cloned from Edwards WGARA CLONED CLONED CLONED CLONED CLONED CLONED CLONED | [Edwards, Kidde] [NAC] [VDC, TEMPORAL] WGARA, WGARF, WGARF-FR, WGARF-SP, WGARN, WGAWA, WGAWF, WGAWF-FR, WGAWF-SP, WGAWN
36cafd7e-5aa8-4433-8340-744c0618ef55 | NFPA 170 HEAT DETECTOR |  |  | North | Edwards |  | Heat Detector |  |  |  | Module | TRUE | SIGA-HFD w/SIGA-SB4 | ++ | Intelligent fixed temperature heat detector, Standard Detector Base | 1 | 5.1e-05 | 6.8e-05 |  |  |  |  | FALSE | [5 empty] | #FFFF0000 | FA-NFPA 170 HEAT DETECTOR | 1 | FALSE | FALSE | FALSE | 1403 | [13 empty] | FALSE | [5 empty] | DESKTOP-7SAL8M7\acont | 2020-11-24 07:38 | THOR\acont | 2024-10-08 16:26 | Cloned from Edwards SIGA-HFD w/SIGA-SB BASE | [Edwards, Kidde] [SLC EST SENSORS] 01 [*] [EST3, iO1000] DS-HFS (C), DS-PS (C), FX-HD w/IB4U BASE, FX-HD w/RB4U BASE, FX-HD w/SB4U BASE, FX-HD w/SB4U-LF BASE, FX-HD wB4U BASE, FX-PD w/B4U BASE (C), FX-PD w/IB4U BASE (C), FX-PD w/SB4U BASE (C), FX-PD w/SB [Edwards, Kidde] [SLC EST MODULES SENSORS] [*] [#2 SHARED ADDR ¦ SENSORS] KI-DDOS (C), SIGA2-COS w/SIGA-AB4G BASE, SIGA2-COS w/SIGA-AB4G-LF BASE, SIGA2-COS w/SIGA-AB4GT BASE, SIGA2-COS w/SIGA-IB BASE, SIGA2-COS w/SIGA-RB BASE, SIGA2-COS w/SIGA-SB BASE, S [Edwards, Kidde] [SLC EST MODULES/SENSORS] 01 [*] [iO64] DS-HFS (C), DS-PS (C), FX-HD w/IB4U BASE, FX-HD w/RB4U BASE, FX-HD w/SB4U BASE, FX-HD w/SB4U-LF BASE, FX-HD wB4U BASE, FX-PD w/B4U BASE (C), FX-PD w/IB4U BASE (C), FX-PD w/SB4U BASE (C), FX-PD w/SB [Edwards, Kidde] [SLC EST SENSORS] [*] [#4 TYPE ADDR ¦ SENSORS] KI-DDOS (C), SIGA2-COS w/SIGA-AB4G BASE, SIGA2-COS w/SIGA-AB4G-LF BASE, SIGA2-COS w/SIGA-AB4GT BASE, SIGA2-COS w/SIGA-IB BASE, SIGA2-COS w/SIGA-RB BASE, SIGA2-COS w/SIGA-SB BASE, SIGA2-HCOS
c55cbec3-ba91-4e03-bcae-744ed14b301b | NFPA 170 SMOKE DETECTOR |  |  | North | Kidde |  | Smoke Detector |  |  |  | Module | TRUE | KI-PD w/KI-ABDT BASE | + | Photoelectric smoke detector | 1 | [6 empty] | FALSE | TRUE |  |  |  |  | #FFFF0000 | FA-NFPA 170 SMOKE DETECTOR | 1 | FALSE | FALSE | FALSE | 1408 | [13 empty] | FALSE | [5 empty] | DESKTOP-7SAL8M7\acont | 2018-09-17 10:05 | THOR\acont | 2024-09-08 17:27 | 20191121 AC Detector with base | [Edwards, Kidde] [AUX POWER] KI-COD w/KI-ABDT BASE (C), KI-HCD w/KI-ABDT BASE, KI-HRD w/KI-ABDT BASE, KI-PCD w/KI-ABDT BASE (C), KI-PD w/KI-ABDT BASE (C), KI-PHCD w/KI-ABDT BASE (C), KI-PHD w/KI-ABDT BASE (C), KIR-COD w/KI-ABDT BASE (C), KIR-HCD w/KI-ABD [Edwards, Kidde] [SLC EST SENSORS] 01 [*] [EST3, iO1000] DS-HFS (C), DS-PS (C), FX-HD w/IB4U BASE, FX-HD w/RB4U BASE, FX-HD w/SB4U BASE, FX-HD w/SB4U-LF BASE, FX-HD wB4U BASE, FX-PD w/B4U BASE (C), FX-PD w/IB4U BASE (C), FX-PD w/SB4U BASE (C), FX-PD w/SB [Kidde] [SLC EST SENSORS] [*] [#4 TYPE ADDR ¦ SENSORS] DS-HFS (C), DS-PS (C), FX-HD w/IB4U BASE, FX-HD w/RB4U BASE, FX-HD w/SB4U BASE, FX-HD w/SB4U-LF BASE, FX-HD wB4U BASE, FX-PD w/B4U BASE (C), FX-PD w/IB4U BASE (C), FX-PD w/SB4U BASE (C), FX-PD w/SB4U [Kidde] [SLC EST MODULES SENSORS] [*] [#2 SHARED ADDR ¦ SENSORS] DS-HFS (C), DS-PS (C), FX-HD w/IB4U BASE, FX-HD w/RB4U BASE, FX-HD w/SB4U BASE, FX-HD w/SB4U-LF BASE, FX-HD wB4U BASE, FX-PD w/B4U BASE (C), FX-PD w/IB4U BASE (C), FX-PD w/SB4U BASE (C), FX [Edwards, Kidde] [SLC EST MODULES/SENSORS] 01 [*] [iO64] DS-HFS (C), DS-PS (C), FX-HD w/IB4U BASE, FX-HD w/RB4U BASE, FX-HD w/SB4U BASE, FX-HD w/SB4U-LF BASE, FX-HD wB4U BASE, FX-PD w/B4U BASE (C), FX-PD w/IB4U BASE (C), FX-PD w/SB4U BASE (C), FX-PD w/SB
29caea98-0a63-487b-a71e-74569287a204 | NFPA 170 FIRE ALARM CONTROL UNIT | RISER FACP |  | North | Hochiki |  | Fire Alarm Control Unit |  |  |  | Assembly | TRUE | LAA01K1-14 |  | FireNET L@TITUDE Analog Addressable Fire Alarm Control Panel, 8 Slot Deep Plex-Door Enclosure, 5.25 A 115V, 2-Loop Panel Module, Hochiki Protocol, Network Module, and Media Gateway™, Red, Printer / 48 Zone LEDs | 1 | [6 empty] | FALSE |  |  | *Refer to Install Sheet | 16.5in (W) x 23.2in (H) x 8in (D) | KM5FCRD (Optional Semi-Flush Mounting Kit) | #FFFF0000 | FA-NFPA 170 FIRE ALARM CONTROL UNIT | 1 | FALSE | FALSE | FALSE | 202 | [8 empty] | 7,12,18,28,33,40 |  |  | 5.25 |  | TRUE | [5 empty] | DESKTOP-GHR3H5U\Anthony | 2019-11-27 07:05 | THOR\acont | 2024-09-08 17:27
e13d4ab4-8d11-4225-b547-74595d6e5db1 |  |  |  | North | Firelite |  | Cards & Components |  |  |  | Card | TRUE | ANN-SEC | + | ANN-BUS Expansion Module | 1 | 0.003 | 0.1 |  |  |  |  | TRUE | FALSE |  |  |  |  | #FFFFFFFF |  |  | FALSE | FALSE | FALSE | [14 empty] | FALSE | [5 empty] | DESKTOP-7SAL8M7\acont | 2019-02-18 18:36 | THOR\acont | 2024-10-09 10:48 | Cloned from Firelite ANN-S/PG
d4779ef8-8695-4ef8-bd62-7466e7ffea41 | NFPA 170 SURGE SUPPRESSOR |  |  | North | Block Definition Only |  | Surge Supressor |  |  |  | Module | TRUE | NFPA 170 SURGE SUPPRESSOR |  | NFPA 170 SURGE SUPPRESSOR | 1 | [12 empty] | #FFFF0000 | FA-NFPA 170 SURGE SUPPRESSOR | 1 | FALSE | FALSE | FALSE | 6001 | [16 empty] | 24v |  |  | AULAPTOP-PC\Aulaptop | 2020-03-26 07:41 | THOR\acont | 2024-09-08 17:27
735da5cd-5338-49e5-951c-746add79ee30 | NFPA 170 WIRELESS CONTROL UNIT |  |  | North | DMP |  | Wireless Control Unit |  |  |  | Module | TRUE | 1100DH | + | XT High Power Receiver | 1 | 0.24 | 0.24 |  |  |  |  | TRUE | [5 empty] | #FFFF0000 | FA-NFPA 170 WIRELESS CONTROL UNIT | 1 | FALSE | FALSE | FALSE | [20 empty] | DESKTOP-7EIEB7A\acont | 2021-04-05 16:06 | THOR\acont | 2024-09-08 17:27 | Cloned from DMP 1100R | [DMP] [AUX POWER] [*] [12VDC] 1100D, 1100DH, 1100DHE, 1100X, 1100XH, 1100XHE [DMP] [DMP LX BUS] [LX BUS] 1100D, 1100DH, 1100DHE, 1100X, 1100XH, 1100XHE | [DMP] 1100D, 1100DH, 1100DHE, 1100R, 1100X, 1100XH, 1100XHE
751119ec-730d-4647-8908-7475e263708f |  |  |  | North | Edwards |  | Hardware |  |  |  | Hardware | TRUE | 10ANN/B |  | Flush Box for 6ANN | 1 | [6 empty] | FALSE | [5 empty] | #FFFFFFFF |  |  | FALSE | FALSE | FALSE | [14 empty] | FALSE | [7 empty] | THOR\acont | 2024-10-09 10:48
54036b4a-3ab9-49b5-a225-74778387e417 |  |  |  | North | Siemens |  | Hardware |  |  |  | Hardware | TRUE | FH901-R3 | S54433-B103-A4 | 50 pt system Red Enclosure | 1 | [6 empty] | FALSE | [5 empty] | #FFFFFFFF |  |  | FALSE | FALSE | FALSE | [20 empty] | AULAPTOP-PC\Aulaptop | 2019-04-08 04:31 | THOR\acont | 2024-10-09 10:48 | Cloned from Siemens New Part CLONED
ba866f90-832a-44f1-9454-7478a4c3c801 | NFPA 170 FIRE ALARM COMMUNICATOR |  |  | North | Silent Knight |  | Communicator |  |  |  | Assembly | TRUE | 5104B | ++ | Fire Alarm Communicator. Four-zone digital communication of fire and trouble. | 1 | [6 empty] | FALSE |  |  |  | 12.25" W x 14.5" H x 3.0" D (31.1cm W x 36.8 cm H x 7.6cm D) |  | #FFFF0000 | FA-NFPA 170 FIRE ALARM COMMUNICATOR | 1 | FALSE | FALSE | FALSE | 251 | [8 empty] | 7 | 1 |  |  |  | TRUE | [7 empty] | THOR\acont | 2024-09-08 17:27
813de6a4-7245-4591-bdf5-747adc3d59d7 | NFPA 170 FIRE PHONE |  |  | North | Gamewell FCI |  | Fire Phone |  |  |  | Module | TRUE | FPJ |  | Fireman's Phone Jack | 1 | 0 | 0.02 |  |  |  |  | FALSE | [5 empty] | #FFFF0000 | FA-NFPA 170 FIRE PHONE | 1 | FALSE | FALSE | FALSE | 208 | [13 empty] | FALSE |  |  | FPJ |  |  |  |  | THOR\acont | 2024-09-08 17:27 | Cloned from Notifier FPJ | [Edwards, Gamewell FCI, MIRCOM, Silent Knight] [FFT] [FFT] 6700-0061, 6830-3, 6830-4, 6830-5A-4, 6830-6A-4, 6830-NY-F4, 6830-NY-S4, 6833-4, FFT-FPJ, FPJ, FT-300A
694790f2-f2a1-4aa9-8b95-7480cb1f6b05 | NFPA 170 CHIME |  |  | North | System Sensor |  | Chime |  |  |  | Module | TRUE | CHSCRL | + | Chime Strobe, Ceiling, Red | 1 | 0 | 0.245 |  |  |  |  | FALSE | TRUE |  |  |  |  | #FFFF0000 | FA-NFPA 170 CHIME | 1 | FALSE | FALSE | FALSE | 2012 | [13 empty] | FALSE |  |  | C |  |  | DESKTOP-7EIEB7A\acont | 2021-02-26 13:40 | THOR\acont | 2024-09-08 17:27 | Cloned from System Sensor CHSRL | [System Sensor] [NAC] [VDC, 1 Second Chime, HIGH] CHSCRL (C), CHSCWL (C) [System Sensor] [NAC] [VFWR, 1 Second Chime, HIGH] CHSCRL (C), CHSCWL (C)
29e9723b-3898-42ba-bef3-7487dc318abd | NFPA 170 HORN STROBE |  |  | North | Eaton Wheelock |  | Horn/Strobe |  |  |  | Module | TRUE | ELHSW-AL | + | WALL HORN STROBE, WHITE, ALERT | 1 | [6 empty] | TRUE | [5 empty] | #FF0070C0 | FA-NFPA 170 HORN STROBE | 1 | FALSE | FALSE | FALSE | 2020 | [19 empty] | DESKTOP-7EIEB7A\acont | 2021-04-29 09:46 | THOR\acont | 2024-09-08 17:27 | Cloned from Eaton Wheelock ELHSW | [Eaton Wheelock] [NAC] [24VDC, LOW CONT.] ELHSR, ELHSR-A, ELHSR-N, ELHSW, ELHSW-A, ELHSW-AL, ELHSW-EV, ELHSW-N [Eaton Wheelock] [NAC] [24VDC, HIGH CONT.] ELHSR, ELHSR-A, ELHSR-N, ELHSW, ELHSW-A, ELHSW-AL, ELHSW-EV, ELHSW-N
4cc62bcb-e8d1-4552-8c84-748b34407c04 | NFPA 170 HEAT DETECTOR |  |  | North | Fenwal |  | Heat Detector |  |  |  | Module | TRUE | 12-X27020-001 |  | Horizontal, Surface Mount | 1 | [6 empty] | FALSE | TRUE |  |  |  |  | #FFFF0000 | FA-NFPA 170 HEAT DETECTOR | 1 | FALSE | FALSE | FALSE | 1403 | [13 empty] | FALSE | [5 empty] | DESKTOP-7EIEB7A\acont | 2022-08-18 14:30 | THOR\acont | 2024-09-08 17:27 | Cloned from Fenwal 27020-0 190°F | [Fenwal] [IDC] 01 12-E27121-000-04-0T (C), 12-F27121-000-06-0T (C), 12-X27020-000 (C), 12-X27020-001 (C), 12-X27021-000 (C), 12-X27021-001 (C), 12-X27121-000-600 (C), 12-X27121-001-600 (C), 27020-0 140°F (C), 27020-0 190°F (C), 27020-1 140°F (C), 27021-0
9630d41e-101f-47d9-a003-7490bb9d6c80 | NFPA 170 STROBE WALL |  |  | North | Simplex |  | Strobe |  |  |  | Module | TRUE | 49VO-APPLW-BA | + | Visible Notification Appliances, Wall Mount Multi-Candela Strobes, Assembled in USA | 1 | 0 | 0 |  |  |  |  | TRUE | [5 empty] | #FF0070C0 | FA-NFPA 170 STROBE WALL | 1 | FALSE | FALSE | FALSE | 2023 | [19 empty] | DESKTOP-7EIEB7A\acont | 2022-02-21 22:03 | THOR\acont | 2024-09-08 17:27 | Cloned from Autocall A49VO-APPLW-BA | [Autocall, Simplex] [IDNac] [23VDC] 49HFV-APPLW, 49HFV-APPLW-BA, 49SV-APPLW, 49SV-APPLW-BA, 49VO-APPLW, 49VO-APPLW-BA, A49HFV-APPLW, A49HFV-APPLW-BA, A49SV-APPLW, A49SV-APPLW-BA, A49VO-APPLW, A49VO-APPLW-BA
9d5aeae8-a30a-4b5f-899e-7493a590ebe1 | NFPA 170 MANUAL PULL |  |  | North | MIRCOM |  | Manual Station |  |  |  | Module | TRUE | MS-710APU | + | Advanced Protocol Intelligent Key Resettable Dual Action Manual Station | 1 | 0.0004 | 0.0006 |  |  |  |  | FALSE | [5 empty] | #FFFF0000 | FA-NFPA 170 MANUAL PULL | 1 | FALSE | FALSE | FALSE | 957 | [13 empty] | FALSE | [7 empty] | THOR\acont | 2024-09-08 17:27 |  | [MIRCOM] [SLC MODULES] [*] [#3 TYPE ADDR ¦ MODULES] CR-6, CZ-6, IM-10, MIX-100P, MIX-100R, MIX-100S, MIX-101P, MIX-4040, MIX-4040M, MIX-4041, MIX-4045, MIX-4045-M, MIX-4046, MIX-M500DM, MIX-M500DMAP, MIX-M500FP, MIX-M500M, MIX-M500MAP, MIX-M500R, MIX-M50
d296cab9-7c81-4827-b7c6-7499f1e99cf8 | LED REMOTE INDICATOR |  |  | North | Siemens |  | Remote Indicator |  |  |  | Module | TRUE | RL-HW | 500-033310 | REMOTE LAMP-WALL | 1 | [12 empty] | #FFFF0000 | FA-LED REMOTE INDICATOR | 1 | FALSE | FALSE | FALSE | [20 empty] | DESKTOP-7SAL8M7\acont | 2019-08-13 09:04 | THOR\acont | 2024-09-08 17:27 |  | [Siemens] [LED, RTS] [INPUT TYPE] RL-30, RL-40, RL-HC (C), RL-HW
16edbcec-f5de-4b66-b807-749bd6fa4684 |  |  |  | North | DMP |  | Cards & Components |  |  |  | Card | TRUE | XF6 Main Board | ++ | Main Board | 1 | 0.09 | 0.102 |  |  |  |  | TRUE | [5 empty] | #FFFFFFFF |  |  | FALSE | FALSE | FALSE | [14 empty] | FALSE | [5 empty] | THOR\acont | 2023-11-28 14:29 | THOR\acont | 2024-10-09 10:48 | Cloned from DMP XR100FC/XR500FC/XR150FC/XR550FC Main Board |  | [DMP] XF6 Main Board
587e6af9-907e-4ffd-a027-749dbc8b8e12 |  |  |  | North | Kidde |  | Hardware |  |  |  | Hardware | TRUE | MIR-PRT/S |  | Desk mount printer | 1 | [6 empty] | FALSE | [5 empty] | #FFFFFFFF |  |  | FALSE | FALSE | FALSE | [14 empty] | FALSE | [7 empty] | THOR\acont | 2024-10-09 10:48
87826479-be20-4546-869b-74a4bba468c8 | NFPA 170 SPEAKER STROBE |  |  | North | Eaton Wheelock |  | Speaker/Strobe |  |  |  | Module | TRUE | ELSPSTW-AL | + | WALL SPEAKER STROBE, WHITE, ALERT | 1 | [6 empty] | TRUE | FALSE |  |  |  |  | #FF0070C0 | FA-NFPA 170 SPEAKER STROBE | 1 | FALSE | FALSE | FALSE | 2020 | [19 empty] | DESKTOP-7EIEB7A\acont | 2021-04-29 07:23 | THOR\acont | 2024-09-08 17:27 | Cloned from Eaton Wheelock ELSPSTW | [Concealite, Eaton Wheelock] [AUDIO 70.7v] [70V AUDIO] ELSPKR, ELSPKR-AL, ELSPKRC (C), ELSPKRC-AL (C), ELSPKRC-N (C), ELSPKR-N, ELSPKW, ELSPKW-AL, ELSPKWC (C), ELSPKWC-AL (C), ELSPKWC-N (C), ELSPKW-N, ELSPSTR, ELSPSTR-AL, ELSPSTRC (C), ELSPSTRC-AL (C), E [Concealite, Eaton Wheelock] [AUDIO 25v] [25V AUDIO] ELSPKR, ELSPKR-AL, ELSPKRC (C), ELSPKRC-AL (C), ELSPKRC-N (C), ELSPKR-N, ELSPKW, ELSPKW-AL, ELSPKWC (C), ELSPKWC-AL (C), ELSPKWC-N (C), ELSPKW-N, ELSPSTR, ELSPSTR-AL, ELSPSTRC (C), ELSPSTRC-AL (C), ELS [Eaton Wheelock] [NAC] [24VFWR] ELSPSTR, ELSPSTR-AL, ELSPSTR-M, ELSPSTR-N, ELSPSTW, ELSPSTW-AL, ELSPSTW-M, ELSPSTW-N [Eaton Wheelock] [NAC] [24VDC] ELSPSTR, ELSPSTR-AL, ELSPSTR-M, ELSPSTR-N, ELSPSTW, ELSPSTW-AL, ELSPSTW-M, ELSPSTW-N
13da5137-dedd-42ca-aab8-74ad8e6bce13 |  |  |  | North | Bosch | [5 empty] | Module | TRUE | LVF-5005N-S1250 | * | 5 Mp, Cs Lens, 1/1.8-Inch, 12 | 1 | [12 empty] | #FFFFFFFF |  |  | FALSE | FALSE | FALSE | [20 empty] | DESKTOP-7EIEB7A\acont | 2021-08-13 06:25 | THOR\acont | 2024-10-09 10:48
e48e8915-5ba4-4a4a-8c69-74b3f0770aba | NFPA 170 HEAT DETECTOR |  |  | North | Potter |  | Heat Detector |  |  |  | Module | TRUE | CR-135W |  | Rate of Rise Heat Detector, 135°F (57°C) | 1 | [6 empty] | FALSE | [5 empty] | #FFFF0000 | FA-NFPA 170 HEAT DETECTOR | 1 | FALSE | FALSE | FALSE | 1403 | [13 empty] | FALSE | [7 empty] | THOR\acont | 2024-09-08 17:27 |  | [Notifier, Potter] [IDC] 01 CF-135EWT, CF-135MP, CF-135W, CF-165MP, CF-165W, CF-200EWT, CF-200MP, CF-200W, CF-285MP, CF-285W, CPS-24 w/SB, CR-135EWT, CR-135MP, CR-135W, CR-165MP, CR-165W, CR-200EWT, CR-200MP, CR-200W, DSD-P (C), P32-1T, PS40 Series, PS40
ea1cccd7-3ad3-437e-91cd-74bae4cf557c | NFPA 170 HORN STROBE CEILING |  |  | North | Simplex |  | Horn/Strobe |  |  |  | Module | TRUE | 4906-9140 | + | Horn with Multi-Candela Strobe; Ceiling Mount, Red, High Cd | 1 | 0 | 0 |  |  |  |  | TRUE | TRUE |  |  |  |  | #FF0070C0 | FA-NFPA 170 HORN STROBE CEILING | 1 | FALSE | FALSE | FALSE | 2013 | [16 empty] | C |  |  | DESKTOP-7EIEB7A\acont | 2022-03-07 06:56 | THOR\acont | 2024-09-08 17:27 | Cloned from Autocall A4906-9128 | [Autocall, Simplex] [NAC] [24VDC STEADY] 4906-9128 (C), 4906-9130 (C), 4906-9140 (C), 4906-9142 (C), A4906-9128 (C), A4906-9130 (C), A4906-9140 (C), A4906-9142 (C) [Autocall, Simplex] [NAC] [MAX STEADY] 4906-9140 (C), 4906-9142 (C), A4906-9140 (C), A4906-9142 (C)
28bf952b-12e9-41a8-8484-74c36752cfd9 | NFPA 170 HORN |  |  | North | Siemens |  | Horn |  |  |  | Module | TRUE | SLFSWW-CO | S54329-F57-A2 | SLFSWW-CO LFS,WALL,WHT,CO | 1 | [12 empty] | #FF0070C0 | FA-NFPA 170 HORN | 1 | FALSE | FALSE | FALSE | 2010 | [19 empty] | DESKTOP-7SAL8M7\acont | 2019-08-13 09:04 | THOR\acont | 2024-09-08 17:27 |  | [Siemens] [NAC] [DC CONTINUOUS] SLFSWR-AL, SLFSWR-CO, SLFSWR-F, SLFSWR-N, SLFSWW-AL, SLFSWW-CO, SLFSWW-F, SLFSWW-N
ac0f88ab-ada9-4968-803a-74c49f1164fa | NFPA 170 FIRE ALARM COMMUNICATOR |  |  | North | Monaco Enterprises |  | Communicator |  |  |  | Assembly | TRUE | 227-600-xx w/BT-XM Upgrade | + | BT-XF with BT-XM upgrade in a 20" H x 12" W x 4" D red enclosure, with a narrowband radio and without an audio board for radio communication with Central. Specify frequency. | 1 | [6 empty] | FALSE | [5 empty] | #FFFF0000 | FA-NFPA 170 FIRE ALARM COMMUNICATOR | 1 | FALSE | FALSE | FALSE | 251 | [8 empty] | 7 |  |  |  |  | TRUE | [5 empty] | AUGUSTXPS17-EUP\aucon | 2022-10-18 12:59 | THOR\acont | 2024-09-08 17:27 | Cloned from Monaco Enterprises 227-600-xx | [Monaco Enterprises] [RELAY] 176-206-xx, 176-208-00, 176-212-00, 176-214-00, 227-44x-xx, 227-600-xx, 227-600-xx w/BT-XM Upgrade, 227-618-00, 227-623-xx, 227-630-xx, 803-119-01
512a3753-93b8-4680-aa67-74c505697c82 | NFPA 170 FIRE ALARM CONTROL UNIT | RISER FACP |  | North | Notifier |  | Fire Alarm Control Unit |  |  |  | Assembly | TRUE | AFP-400 | + | A package that includes a CPU-400, an MPS-400PCA, a transformer assembly, and a two-position CPU-400 ribbon cable. Order cabinet separately. | 1 | [6 empty] | FALSE | [5 empty] | #FFFF0000 | FA-NFPA 170 FIRE ALARM CONTROL UNIT | 1 | FALSE | FALSE | FALSE | 202 | [8 empty] | 7,12,18 |  |  |  |  | TRUE | [5 empty] | DESKTOP-7SAL8M7\acont | 2020-11-30 10:01 | THOR\acont | 2024-09-08 17:27 | Cloned from Notifier NFW-100X
115aeabc-bb0c-4be8-b994-74c6e9bcacb2 |  |  |  | North | Bosch | [5 empty] | Module | TRUE | GSB | * | Surface Back Box for Commander 1&2 | 1 | [12 empty] | #FFFFFFFF |  |  | FALSE | FALSE | FALSE | [20 empty] | DESKTOP-7EIEB7A\acont | 2021-08-13 06:25 | THOR\acont | 2024-10-09 10:48
7def91ab-401e-400f-8278-74cc394664ca |  |  |  | North | Edwards |  | Hardware |  |  |  | Hardware | TRUE | QS8-12-G-2E-DT |  | OBSOLETE - FAP w/ 12 Option Card Space, Gray, EN-54, Belgian Dutch, 230V | 1 | [6 empty] | FALSE | [5 empty] | #FFFFFFFF |  |  | FALSE | FALSE | FALSE | [14 empty] | FALSE | [7 empty] | THOR\acont | 2024-10-09 10:48
583fe37b-b433-403d-8a4f-74ce55798658 |  |  |  | North | Bosch | [5 empty] | Module | TRUE | B338 | * | Universal Ceiling Mount Bracket | 1 | [12 empty] | #FFFFFFFF |  |  | FALSE | FALSE | FALSE | [20 empty] | DESKTOP-7EIEB7A\acont | 2021-08-13 06:25 | THOR\acont | 2024-10-09 10:48
cc630d3e-3fa8-40b7-9314-74da07e7cf59 | NFPA 170 SPEAKER STROBE CEILING |  |  | North | Eaton Wheelock |  | Speaker/Strobe |  |  |  | Module | TRUE | E60-24MCCH-FW |  | Speaker/Strobe, 24 VDC, Multi-Candela, , 25/70 Vrms, white | 1 | 0 | 0.455 |  |  |  |  | FALSE | TRUE |  |  |  |  | #FF0070C0 | FA-NFPA 170 SPEAKER STROBE CEILING | 1 | FALSE | FALSE | FALSE | 2020 | [13 empty] | FALSE |  |  | C |  |  |  |  | THOR\acont | 2024-09-08 17:27 |  | [Eaton Wheelock, Hochiki] [AUDIO 25v] [25V AUDIO] E60-24MCC-FR (C), E60-24MCC-FW (C), E60-24MCCH-FR (C), E60-24MCCH-FW (C), E60-24MCW-FR, E60-24MCW-FW, E60-24MCWH-FR, E60-24MCWH-FW, E60-R, E60-W [Eaton Wheelock, Hochiki] [NAC] E60-24MCCH-FR (C), E60-24MCCH-FW (C) [Eaton Wheelock, Hochiki] [AUDIO 70.7v] [70V AUDIO] E60-24MCC-FR (C), E60-24MCC-FW (C), E60-24MCCH-FR (C), E60-24MCCH-FW (C), E60-24MCW-FR, E60-24MCW-FW, E60-24MCWH-FR, E60-24MCWH-FW, E60-R, E60-W
ad3c7bce-f159-4fa5-8b55-74ecb7890d57 | NFPA 170 SMOKE DETECTOR |  |  | North | Notifier |  | Smoke Detector |  |  |  | Module | TRUE | FSP-951 w/B210LP | +++ | Addressable low-profile photoelectric smoke detector with base | 1 | 0.0002 | 0.0045 |  |  |  |  | FALSE | TRUE | FLUSH |  | 4" SQ. DEEP | 3 "O" PLASTER RING | #FFFF0000 | FA-NFPA 170 SMOKE DETECTOR | 1 | FALSE | FALSE | FALSE | 1408 |  |  | 7272-0028:0206 | [10 empty] | FALSE | [5 empty] | DESKTOP-DUP41H2\August | 2023-07-12 12:38 | THOR\acont | 2024-09-08 17:27 | Cloned from Notifier FSP-951 w/B300-6 | [Honeywell, Notifier, System Sensor] [SLC MODULES SENSORS] [*] [#2 SHARED ADDR ¦ SENSORS] 2251B (C), 2251-COPTIR (C), 2251-COPTIR w/B200S-WH (C), 2251TB (C), 2251TMB (C), 5251B (C), 5251B-WP (C), 5251H (C), 5251RB (C), 5251RB-WP (C), 7251 (C), 7251DH (C) [Honeywell, Notifier, System Sensor] [SLC SENSORS] [*] [#4 TYPE ADDR ¦ SENSORS] 2251B (C), 2251-COPTIR (C), 2251-COPTIR w/B200S-WH (C), 2251TB (C), 2251TMB (C), 5251B (C), 5251B-WP (C), 5251H (C), 5251RB (C), 5251RB-WP (C), 7251 (C), 7251DH (C), DH200LP
5ec739b3-7423-4fe0-8a6d-74ee62de528f | NFPA 170 HEAT DETECTOR |  |  | North | Edwards |  | Heat Detector |  |  |  | Module | TRUE | E620-582-3 |  | 58C Rate of Rise temperature, Class B, CE | 1 | [6 empty] | FALSE | [5 empty] | #FFFF0000 | FA-NFPA 170 HEAT DETECTOR | 1 | FALSE | FALSE | FALSE | 1403 | [13 empty] | FALSE | [7 empty] | THOR\acont | 2024-09-08 17:27 | 20191121 AC Detector without base
2f3ae987-0f70-4139-a93d-74ee883dcba8 | NFPA 170 END OF LINE DEVICE |  |  | North | Siemens |  | End-of-Line Device |  |  |  | Module | TRUE | REL-EOL | ++ | Releasing End of Line Module | 1 | [12 empty] | #FFFF0000 | FA-NFPA 170 END OF LINE DEVICE | 1 | FALSE | FALSE | FALSE | [20 empty] | THOR\acont | 2023-11-14 09:07 | THOR\acont | 2024-09-08 17:27 | Cloned from Siemens FDCIO-EOL | [Siemens] [AUX POWER, RELEASING] [*] [INPUT TYPE] REL-EOL | [Siemens] REL-EOL
f8c6f543-0f4e-4f8f-8a4b-74efabde25c1 |  |  |  | North | Edwards |  | Hardware |  |  |  | Hardware | TRUE | CM10902 |  | 3/4" ABS to 22mm Copper Tube Adapter | 1 | [6 empty] | FALSE | [5 empty] | #FFFFFFFF |  |  | FALSE | FALSE | FALSE | [14 empty] | FALSE | [7 empty] | THOR\acont | 2024-10-09 10:48
62b61446-587a-4cbc-8e61-74effab44614 | NFPA 170 FIRE ALARM CONTROL UNIT | RISER FACP |  | North | Autocall |  | Fire Alarm Control Unit |  |  |  | Assembly | TRUE | A2975-9444 | ++ | 4100ES Platinum 1 Bay Box with Glass Door and Dress Panel - Add Master Controller, Power Supply and other components as required using Assembly Editor | 1 | 0 | 0 |  |  |  |  | TRUE | [5 empty] | #FFFF0000 | FA-NFPA 170 FIRE ALARM CONTROL UNIT | 1 | FALSE | FALSE | FALSE | [9 empty] | 6.2,10,12.7,18,25,33,55 |  |  |  |  | TRUE | [5 empty] | DESKTOP-EUPOT3B\aucon | 2021-12-09 03:59 | THOR\acont | 2024-09-08 17:27 | Cloned from Autocall A2975-9441
25e118b3-0982-4829-9fcd-74f0a1003282 |  |  |  | North | Fike |  | Cards & Components |  |  |  | Card | TRUE | FIK-6815 | ++ | Signaling Line Circuit Expander, 318 pts (IDP) | 1 | 0.078 | 0.078 |  |  | 24 |  | TRUE |  |  |  | 4.2” H x 4.8” W (10.7 cm H x 12.2 cm W) |  | #FFFFFFFF |  |  | FALSE | FALSE | FALSE | [14 empty] | FALSE | [5 empty] | DESKTOP-7EIEB7A\acont | 2023-01-02 15:49 | THOR\acont | 2024-10-09 10:48 | Cloned from Farenhyt 6815XL IDP PROTOCOL | [Fike] [SBUS] [*] [SBUS ++] FIK-5824, FIK-5865-3, FIK-5865-4, FIK-5880, FIK-6815, FIK-RA-100, FIK-RA-1000R, FIK-RA-2000
106e5e2b-1d42-44a8-9125-74f69424d8a1 | NFPA 170 SPEAKER STROBE CEILING |  |  | North | Siemens |  | Speaker/Strobe |  |  |  | Module | TRUE | SET-HMC-CW | 500-636065 | ET HI MULTI-CANDELA WHITE CEILING | 1 | [7 empty] | TRUE |  |  |  |  | #FF0070C0 | FA-NFPA 170 SPEAKER STROBE CEILING | 1 | FALSE | FALSE | FALSE | [20 empty] | DESKTOP-7SAL8M7\acont | 2019-08-13 09:04 | THOR\acont | 2024-09-08 17:27 |  | [Siemens] [NAC] [VDC] SET-HMC-CR (C), SET-HMC-CW (C) [Siemens] [AUDIO 25v] [25V AUDIO] SET-AMC-CR-MNS-ALERT (C), SET-AMC-CW-MNS-ALERT (C), SET-AMC-R-MNS-ALERT, SET-AMC-W-MNS-ALERT, SET-CMC-CR-MNS-ALERT (C), SET-CMC-CW-MNS-ALERT (C), SET-CMC-R-MNS-ALERT, SET-CMC-W-MNS-ALERT, SET-CR (C), SET-CW (C), SET-HMC- [Siemens] [AUDIO 70.7v] [70V AUDIO] SET-AMC-CR-MNS-ALERT (C), SET-AMC-CW-MNS-ALERT (C), SET-AMC-R-MNS-ALERT, SET-AMC-W-MNS-ALERT, SET-CMC-CR-MNS-ALERT (C), SET-CMC-CW-MNS-ALERT (C), SET-CMC-R-MNS-ALERT, SET-CMC-W-MNS-ALERT, SET-CR (C), SET-CW (C), SET-HM
44dcda7c-6d1e-4bcc-bfbb-74fd5ff11610 | NFPA 170 HEAT DETECTOR |  |  | North | MIRCOM |  | Heat Detector |  |  |  | Module | TRUE | MIX-5351HAP w/B200SR-LF-WH | ++ | Intelligent High Temperature Heat Detector, Fixed Temperature, White - UL, Low Frequency Sounder Base | 1 | 0.0002 | 0.0045 |  |  |  |  | FALSE | TRUE |  |  |  |  | #FFFF0000 | FA-NFPA 170 HEAT DETECTOR | 1 | FALSE | FALSE | FALSE | 1403 | [13 empty] | FALSE |  |  | 190° FT¦LF |  |  | DESKTOP-7EIEB7A\acont | 2023-05-25 09:37 | THOR\acont | 2024-09-08 17:27 | Cloned from MIRCOM MIX-5351RAP w/B200SR-LF-WH | [MIRCOM] [SLC SENSORS] [*] [#4 TYPE ADDR ¦ SENSORS] DNR w/MIX-2251BR (C), DNR w/MIX-2351RAP (C), MIX-1251AP w/B200SR-LF-WH (C), MIX-1251AP w/B200SR-WH (C), MIX-1251AP w/B210LP (C), MIX-1251AP w/B224RB-WH (C), MIX-1251AP w/B501 (C), MIX-1251B w/B200SR-LF- [MIRCOM] [SLC MODULES SENSORS] [*] [#2 SHARED ADDR ¦ SENSORS] DNR w/MIX-2251BR (C), DNR w/MIX-2351RAP (C), MIX-1251AP w/B200SR-LF-WH (C), MIX-1251AP w/B200SR-WH (C), MIX-1251AP w/B210LP (C), MIX-1251AP w/B224RB-WH (C), MIX-1251AP w/B501 (C), MIX-1251B w/ [MIRCOM, Monaco Enterprises] [AUX POWER] [24 VDC] 721-121-00 w/B200SR-LF-WH (C), 721-124-00 w/B200SR-LF-WH (C), 722-121-00 w/B200SR-LF-WH (C), 722-406-00 w/B200SR-LF-WH (C), 723-345-00 w/B200SR-LF-WH (C), 723-353-00 w/B200SR-LF-WH (C), 723-361-00 w/B200S
fe92ada3-1af7-4b3e-9ae1-7500e0852f60 | NFPA 170 STROBE CEILING |  |  | North | Edwards |  | Strobe |  |  |  | Module | TRUE | GCWN-VMHC |  | Strobe, white, no markings, 95, 115, 150, 177 cd, clear | 1 | 0 | 0.342 |  |  |  |  | FALSE | TRUE |  |  |  |  | #FF0070C0 | FA-NFPA 170 STROBE CEILING | 1 | FALSE | FALSE | FALSE | 2022 | [13 empty] | FALSE |  |  | C |  |  |  |  | THOR\acont | 2024-09-08 17:27 |  | [Edwards, Kidde] [NAC] [24 VDC] EGCF-S2VMH (C), EGCF-VMH (C), GCF-S2VMH (C), GCF-S7VMH (C), GCF-VMH (C), GCHFRF-S2VMCH (C), GCHFRF-S7VMCH (C), GCHFRN-S2VMCH (C), GCHFRN-S7VMCH (C), GCHFWA-S2VMAH (C), GCHFWA-S2VMCH (C), GCHFWA-S7VMAH (C), GCHFWA-S7VMCH (C [Edwards, Kidde] [NAC] [16 VDC] EGCF-S2VMH (C), EGCF-VMH (C), GCF-S2VMH (C), GCF-S7VMH (C), GCF-VMH (C), GCHFRF-S2VMCH (C), GCHFRF-S7VMCH (C), GCHFRN-S2VMCH (C), GCHFRN-S7VMCH (C), GCHFWA-S2VMAH (C), GCHFWA-S2VMCH (C), GCHFWA-S7VMAH (C), GCHFWA-S7VMCH (C
89b921c6-8846-42b5-bd95-7504b5bc68d2 | NFPA 170 HORN STROBE |  |  | North | Eaton Wheelock |  | Horn/Strobe |  |  |  | Module | TRUE | STH-SR |  | Loud Speaker, 1 to 15 watt, 25/70 Vrms | 1 | [6 empty] | FALSE | FALSE |  |  |  |  | #FF0070C0 | FA-NFPA 170 HORN STROBE | 1 | FALSE | FALSE | FALSE | 2012 | [13 empty] | FALSE | [7 empty] | THOR\acont | 2024-09-08 17:27 |  | [Eaton Wheelock] [AUDIO 25v] [25V AUDIO] STH-15S, STH-15SR, STH-4R (C), STH-4R24MCCH (C), STH-S, STH-SR [Eaton Wheelock] [AUDIO 70.7v] [70V AUDIO] STH-15S, STH-15SR, STH-4R (C), STH-4R24MCCH (C), STH-S, STH-SR
23a9f477-02b1-4057-b504-7505958a570f |  |  |  | North | Siemens | [5 empty] | Module | TRUE | LIM-1 | 500-892361 | SHORT CIRCUIT LINE ISOLATOR(ALD) (USED WITH CZM-1 & DI-3IS) | 1 | [12 empty] | #FFFFFFFF |  |  | FALSE | FALSE | FALSE | [20 empty] | DESKTOP-7SAL8M7\acont | 2019-08-13 09:04 | THOR\acont | 2024-10-09 10:48
05386606-3976-4ca0-ab49-751ccc77f29b | NFPA 170 SMOKE DETECTOR |  |  | North | Notifier |  | Smoke Detector |  |  |  | Module | TRUE | FSI-851 w/B224BI | ++ | DETECTOR, SMOKE, ADDRESSABLE IONIZATION w/ISOLATOR BASE | 1 | 0.0003 | 0.0065 |  |  |  |  | FALSE | TRUE |  |  |  |  | #FFFF0000 | FA-NFPA 170 SMOKE DETECTOR | 1 | FALSE | FALSE | FALSE | 1408 | [13 empty] | FALSE |  |  | IB |  |  |  |  | THOR\acont | 2024-09-08 17:27 | 20191121 AC Detector with base | [Honeywell, Notifier, System Sensor] [SLC SENSORS] [*] [#4 TYPE ADDR ¦ SENSORS] 2251B (C), 2251-COPTIR (C), 2251-COPTIR w/B200S-WH (C), 2251TB (C), 2251TMB (C), 5251B (C), 5251B-WP (C), 5251H (C), 5251RB (C), 5251RB-WP (C), 7251 (C), 7251DH (C), DH200LP [Honeywell, Notifier, System Sensor] [SLC MODULES SENSORS] [*] [#2 SHARED ADDR ¦ SENSORS] 2251B (C), 2251-COPTIR (C), 2251-COPTIR w/B200S-WH (C), 2251TB (C), 2251TMB (C), 5251B (C), 5251B-WP (C), 5251H (C), 5251RB (C), 5251RB-WP (C), 7251 (C), 7251DH (C)
d3a10454-ac96-4ee6-8d61-75217c47ae39 |  |  |  | North | Siemens | [5 empty] | Module | TRUE | JS-24 | 600-221381 | SUPERVISORY RETURN ASSY. 24" | 1 | [12 empty] | #FFFFFFFF |  |  | FALSE | FALSE | FALSE | [20 empty] | DESKTOP-7SAL8M7\acont | 2019-08-13 09:04 | THOR\acont | 2024-10-09 10:48
90a81a1e-5298-45eb-812c-7522834cd926 |  |  |  | North | Simplex | [5 empty] | Module | TRUE | 4007-6306 | ++ | ES Net NIC dual channel Ethernet media card | 1 | 0.02 | 0.02 | [10 empty] | #FFFFFFFF |  |  | FALSE | FALSE | FALSE | [20 empty] | THOR\acont | 2024-02-23 06:06 | THOR\acont | 2024-10-09 10:48 | Cloned from Simplex 4100-6306 | [Autocall, Simplex] [ETHERNET] 4007-6306, 4007-9817, 4010-6306, 4100-6306, 4190-9856, A007-6306, A007-9817, A010-6306, A100-6306, A190-9856 | [Autocall, Simplex] 4007-6306, 4007-9817, 4010-6306, 4100-6306, 4190-9856, A007-6306, A007-9817, A010-6306, A100-6306, A190-9856
11f966a1-92d4-42f2-bb97-7523fe36e6de | NFPA 170 SMOKE HEAT CO DETECTOR |  |  | North | MIRCOM |  | Smoke/Heat/CO Detector |  |  |  | Module | TRUE | MIX-COSAP w/APB200 | + | ADVANCED MULTI-CRITERIA FIRE/CO DETECTOR w/SOUNDER BASE | 1 | 0.0006 | 0.0072 |  |  |  |  | FALSE | TRUE |  |  |  |  | #FFFF0000 | FA-NFPA 170 SMOKE HEAT CO DETECTOR | 1 | FALSE | FALSE | FALSE | 1410 | [13 empty] | FALSE | [7 empty] | THOR\acont | 2024-09-08 17:27 | 20191121 AC Detector with base | [MIRCOM] [SLC MODULES SENSORS] [*] [#2 SHARED ADDR ¦ SENSORS] DNR w/MIX-2251BR (C), DNR w/MIX-2351RAP (C), MIX-1251AP w/B200SR-LF-WH (C), MIX-1251AP w/B200SR-WH (C), MIX-1251AP w/B210LP (C), MIX-1251AP w/B224RB-WH (C), MIX-1251AP w/B501 (C), MIX-1251B w/ [MIRCOM] [AUX POWER] [HIGH VOLUME @ 16VDC, LOW VOLUME @ 16VDC] MIX-COSAP w/APB200 (C), MIX-FC351AP w/APB200-WH (C) [MIRCOM] [SLC SENSORS] [*] [#4 TYPE ADDR ¦ SENSORS] DNR w/MIX-2251BR (C), DNR w/MIX-2351RAP (C), MIX-1251AP w/B200SR-LF-WH (C), MIX-1251AP w/B200SR-WH (C), MIX-1251AP w/B210LP (C), MIX-1251AP w/B224RB-WH (C), MIX-1251AP w/B501 (C), MIX-1251B w/B200SR-LF-
f168c814-27ba-468e-93a0-7524b5c2149b | NFPA 170 MANUAL PULL |  |  | North | Firelite |  | Manual Station |  |  |  | Module | TRUE | BG-12LPSP | + | Same as BG-12LPS with English/Spanish (FIRE/FUEGO) labeling. | 1 | [6 empty] | TRUE | [5 empty] | #FFFF0000 | FA-NFPA 170 MANUAL PULL | 1 | FALSE | FALSE | FALSE | 957 | [19 empty] | DESKTOP-7SAL8M7\acont | 2019-03-29 16:22 | THOR\acont | 2024-09-08 17:27 | Cloned from Firelite BG-12 CLONED CLONED CLONED | [Firelite] [IDC] 01 BG-12, BG-12L, BG-12LA, BG-12LO, BG-12LOB, BG-12LPS, BG-12LPSP, BG-12LSP, BG-12S, BG-12SL, BG-8, BG-8SP
80fe56fd-788f-4e2f-919c-7527b9dceb31 | NFPA 170 HORN STROBE |  |  | North | Potter |  | Horn/Strobe |  |  |  | Module | TRUE | PE-HSR | ++ | 2-Wire, Horn Strobe, Red | 1 | 0 | 0.245 |  |  |  |  | FALSE | [5 empty] | #FF0070C0 | FA-NFPA 170 HORN STROBE | 1 | FALSE | FALSE | FALSE | 2012 | [13 empty] | FALSE | [5 empty] | THOR\acont | 2024-03-01 08:33 | THOR\acont | 2024-09-08 17:27 | Cloned from System Sensor P2RLED | [Potter] [NAC] [VDC] PE-HSR, PE-HSW
c96d54e6-c0bc-4690-8397-7529176d2148 |  |  |  | North | Potter | [5 empty] | Module | TRUE | EWF |  | Electric Water Feeder | 1 | [6 empty] | FALSE | [5 empty] | #FFFFFFFF |  |  | FALSE | FALSE | FALSE | [14 empty] | FALSE | [7 empty] | THOR\acont | 2024-10-09 10:48
123bdbaa-1b40-47b8-84ba-752a49a0e20e | NFPA 170 ADDRESSABLE INPUT MONITOR MODULE |  |  | North | Siemens |  | Addressable Module |  |  |  | Module | TRUE | HTRI-SZ | S54322-F13-A1 | Single Input Monitor Module - Country of Origin (non China) | 1 | 0.0013 | 0.0013 | [10 empty] | #FFFF0000 | FA-NFPA 170 ADDRESSABLE INPUT MONITOR MODULE | 1 | FALSE | FALSE | FALSE | 1000 | [19 empty] | DESKTOP-7SAL8M7\acont | 2019-08-13 09:04 | THOR\acont | 2024-09-08 17:27 |  | [Siemens] [SLC MODULES SENSORS] [*] [#1 SHARED ADDR ¦ MODULES] AD-11P (C), FDBZ492 w/OP921 (C), FDBZ492-HR w/FDO421 (C), FDBZ492-HR w/OP921 (C), FDBZ492-R (C), FDCIO422, HCP, HCP-Z, HFPO-11, HFPT-11, HMS-D, HMS-DE, HMS-DP, HMS-DZ, HMS-S, HMS-SA, HMS-SE,
5dfb5f01-7aa2-40fe-937c-752b5a68571e | NFPA 170 NOTIFICATION CIRCUIT EXTENDER PANEL | RISER NAC |  | North | Potter |  | Notification Circuit Extender Panel |  |  |  | Assembly | TRUE | PSN-106B | + | 10 A Power Supply, 6 NAC Circuits, Black Enclosure | 1 | [6 empty] | FALSE |  |  |  | 16 1/8"W x 16 3/4"H x 3 1/2"D |  | #FFFF0000 | FA-NFPA 170 NOTIFICATION CIRCUIT EXTENDER PANEL | 1 | FALSE | FALSE | FALSE | 212 |  |  | 7315-0328:0189 | [5 empty] | 7,12,18,55 |  |  | 10 |  | TRUE | [5 empty] | DESKTOP-QGO6JOK\acont | 2022-03-18 09:17 | THOR\acont | 2024-09-08 17:27 | Cloned from Potter PSN-106
d72ddc89-879e-46e1-ba6a-752b91396b4f |  |  |  | North | Bosch | [5 empty] | Module | TRUE | PB-NC52051F0 | * | CAMERA | 1 | [12 empty] | #FFFFFFFF |  |  | FALSE | FALSE | FALSE | [20 empty] | DESKTOP-7EIEB7A\acont | 2021-08-13 06:25 | THOR\acont | 2024-10-09 10:48
3a6d1c4c-b8ef-4d25-8c74-753c743ed171 |  |  |  | North | Bosch | [5 empty] | Module | TRUE | VG4-A-9543 | * | Pipe mount for AUTODOME , white 0000113726 | 1 | [12 empty] | #FFFFFFFF |  |  | FALSE | FALSE | FALSE | [20 empty] | DESKTOP-7EIEB7A\acont | 2021-08-13 06:25 | THOR\acont | 2024-10-09 10:48
2595f769-a004-40e2-a36a-753fed0c298f | CADGEN MOTION DETECTOR WIDE ANGLE |  |  | North | Generic |  | Motion Detector |  |  |  | Module | TRUE | Motion Detector Wide Angle |  | Universal Motion Detector Wide Angle | 1 | [6 empty] | TRUE | [5 empty] | #FFFF0000 | FA-CADGEN MOTION DETECTOR WIDE ANGLE | 1 | FALSE | FALSE | FALSE | [20 empty] | DESKTOP-7EIEB7A\acont | 2022-02-12 08:46 | THOR\acont | 2024-09-08 17:27 | Cloned from ProdataKey, Inc. Motion Detector Wall | [Generic] [ACCESS CONTROL INPUT] [*] Door Contact, Glass Break, Intrusion Contact, Motion Detector Ceiling, Motion Detector Long Range, Motion Detector Wall, Motion Detector Wide Angle [Generic] [IDC] 01 Door Contact, Glass Break, Intrusion Contact, Motion Detector Ceiling, Motion Detector Long Range, Motion Detector Wall, Motion Detector Wide Angle
e9cb3ba4-bd16-49e6-a53f-75439c89fd40 | NFPA 170 SPEAKER STROBE |  |  | North | Edwards |  | Speaker/Strobe |  |  |  | Module | TRUE | 757-3A-RS25W |  | 30cdW, 15cdC Strobe, Re-Ent Speaker, 25V 2, 4, 8, 15w | 1 | [6 empty] | FALSE | [5 empty] | #FF0070C0 | FA-NFPA 170 SPEAKER STROBE | 1 | FALSE | FALSE | FALSE | 2019 | [13 empty] | FALSE | [7 empty] | THOR\acont | 2024-09-08 17:27
9d506c63-d3b1-4908-b1d8-754f34d84397 | NFPA 170 REMOTE VOICE EVACUATION MICROPHONE |  |  | North | Edwards |  | Remote Microphone |  |  |  | Module | TRUE | ANSREMR |  | Remote Mic, Red surface / semi-flush cabinet | 1 | 0.02 | 0.04 |  |  |  |  | TRUE | [5 empty] | #FFFF0000 | FA-NFPA 170 REMOTE VOICE EVACUATION MICROPHONE | 1 | FALSE | FALSE | FALSE | 265 | [13 empty] | FALSE | [7 empty] | THOR\acont | 2024-09-08 17:27 |  | [Edwards, Kidde] [MIC] [Remote Microphone] ANSREMG, ANSREMR
94244c32-0f51-4122-9833-754f7940cca0 | NFPA 170 FIRE ALARM CONTROL UNIT | RISER FACP |  | North | ADT Unimode |  | Fire Alarm Control Unit |  |  |  | Assembly | TRUE | 200UDLS | ++ | Intelligent Addressable FACP with Built-In Communicator | 1 | [6 empty] | FALSE | FALSE |  |  |  |  | #FFFF0000 | FA-NFPA 170 FIRE ALARM CONTROL UNIT | 1 | FALSE | FALSE | FALSE | 202 | [8 empty] | 7,12,18 |  | 18 |  |  | TRUE | [7 empty] | THOR\acont | 2024-09-08 17:27
77fb2276-c4b0-4293-a54a-754fbce573fc | NFPA 170 ADDRESSABLE OUTPUT MODULE |  |  | North | Monaco Enterprises |  | Addressable Control/Relay |  |  |  | Module | TRUE | 729-158-00 | + | MODULE:CONTROL,SUPERVISED,INTELLIGENT | 1 | 0.0004 | 0.0055 |  |  |  |  | FALSE | [5 empty] | #FFFF0000 | FA-NFPA 170 ADDRESSABLE OUTPUT MODULE | 1 | FALSE | FALSE | FALSE | 1100 | [13 empty] | FALSE |  |  | CM |  |  | DESKTOP-7SAL8M7\acont | 2020-02-23 12:26 | THOR\acont | 2024-09-08 17:27 | Cloned from MIRCOM MIX-M500S | [MIRCOM, Monaco Enterprises] [AUX POWER] [AUX] 729-158-00, 729-225-00, MIX-100S [Monaco Enterprises] [SLC MODULES] 01 [*] 708-026-01, 708-031-00, 729-142-00, 729-143-00, 729-144-00, 729-158-00, 729-159-00, 729-165-00, 729-182-00, 729-217-00, 729-218-00, 729-221-00, 729-225-00 [Monaco Enterprises] [SLC MODULES] 01 [*] 729-142-00, 729-143-00, 729-144-00, 729-158-00, 729-159-00, 729-182-00, 729-217-00, 729-218-00, 729-221-00 [Monaco Enterprises] [SLC MODULES SENSORS] 01 [*] 708-026-01, 708-031-00, 721-121-00 w/B200SR-LF-WH (C), 721-121-00 w/B200SR-WH (C), 721-121-00 w/B210LP (C), 721-121-00 w/B224RB-WH (C), 721-121-00 w/B501 (C), 721-124-00 w/B200SR-LF-WH (C), 721-124-00 w/B [Monaco Enterprises] [SLC MODULES/SENSORS] 01 [*] 721-121-00 w/B200SR-LF-WH (C), 721-121-00 w/B200SR-WH (C), 721-121-00 w/B210LP (C), 721-121-00 w/B224RB-WH (C), 721-121-00 w/B501 (C), 721-124-00 w/B200SR-LF-WH (C), 721-124-00 w/B200SR-WH (C), 721-124-00 | [MIRCOM, Monaco Enterprises, System Sensor] 729-158-00, 729-225-00, M500S, MIX-M500FP, MIX-M500S
f3058201-3cb8-4ae8-8d10-75540f0ba782 |  |  |  | North | Simplex |  | Hardware |  |  |  | Hardware | TRUE | 4100-9922 |  | 4100ES RETROKT 3 BAY BGE GLS D | 1 | [12 empty] | #FFFFFFFF |  |  | FALSE | FALSE | FALSE | [20 empty] | AULAPTOP-PC\Aulaptop | 2019-07-04 04:36 | THOR\acont | 2024-10-09 10:48
51dc0e74-5274-4328-9a67-7557e384493f |  |  |  | North | Bosch | [5 empty] | Module | TRUE | NDA-ADTVEZ-DOME-RO | * | ***(Ross)Dome adapter bracket (quote 7000077509/4) | 1 | [12 empty] | #FFFFFFFF |  |  | FALSE | FALSE | FALSE | [20 empty] | DESKTOP-7EIEB7A\acont | 2021-08-13 06:25 | THOR\acont | 2024-10-09 10:48
2fa4fd43-e39f-454a-84fe-755c316ace14 |  |  |  | North | Edwards |  | Cards & Components |  |  |  | Card | TRUE | 4-FWAL1 | n | Firewall Module | 1 | 0.092 | 0.092 |  |  |  |  | TRUE | [5 empty] | #FFFFFFFF |  |  | FALSE | FALSE | FALSE | [20 empty] | DESKTOP-7SAL8M7\acont | 2019-12-13 12:52 | THOR\acont | 2024-10-09 10:48
7dc7a0e9-bcc9-4cc3-acaa-7560ad2d4f81 | NFPA 170 HORN STROBE |  |  | North | Edwards |  | Horn/Strobe |  |  |  | Module | TRUE | 757-4A-T |  | 75cdW, 60cdC Strobe, Horn 97 dbA Avg., Red | 1 | [6 empty] | FALSE | [5 empty] | #FF0070C0 | FA-NFPA 170 HORN STROBE | 1 | FALSE | FALSE | FALSE | 2012 | [13 empty] | FALSE | [7 empty] | THOR\acont | 2024-09-08 17:27 |  | [Edwards] [STROBE] [16 VDC] 757-4A-T [Edwards] [HORN] [16 VDC, HIGH] 757-4A-T [Edwards] [NAC] [16 VFWR, HIGH] 757-4A-T [Edwards] [NAC] [16 VDC, HIGH] 757-4A-T
487bc54f-18fa-4b71-8f8a-7560e54ed717 |  |  |  | North | Edwards |  | Hardware |  |  |  | Hardware | TRUE | 454719ARE |  | 14/2 Solid Twisted Red-Jacket FPLP (Plenum) | 1 | [6 empty] | FALSE | [5 empty] | #FFFFFFFF |  |  | FALSE | FALSE | FALSE | [14 empty] | FALSE | [7 empty] | THOR\acont | 2024-10-09 10:48
eb2fe58c-51e7-43b8-9072-75684221c6dc | NFPA 170 HEAT DETECTOR |  |  | North | Potter |  | Heat Detector |  |  |  | Module | TRUE | CF-135MP | 1000136 | Indoor Outdoor Fixed Temperature Heat Detector, 135°F (57°C) | 1 | [6 empty] | FALSE | [5 empty] | #FFFF0000 | FA-NFPA 170 HEAT DETECTOR | 1 | FALSE | FALSE | FALSE | 1403 | [13 empty] | FALSE |  |  | 135° F |  |  |  |  | THOR\acont | 2024-09-08 17:27 |  | [Notifier, Potter] [IDC] 01 CF-135EWT, CF-135MP, CF-135W, CF-165MP, CF-165W, CF-200EWT, CF-200MP, CF-200W, CF-285MP, CF-285W, CPS-24 w/SB, CR-135EWT, CR-135MP, CR-135W, CR-165MP, CR-165W, CR-200EWT, CR-200MP, CR-200W, DSD-P (C), P32-1T, PS40 Series, PS40
d7049c33-3ecc-4e38-a5ce-7573e3873f61 |  |  |  | North | Advanced |  | Cards & Components |  |  |  | Card | TRUE | AV-ZS | ++ | AUDIO SPLITTER | 1 | 0.1 | 0.05 |  |  |  |  | TRUE | [5 empty] | #FFFFFFFF |  |  | FALSE | FALSE | FALSE | [20 empty] | AUGUSTXPS17-EUP\aucon | 2022-07-13 14:28 | THOR\acont | 2024-10-09 10:48 | Cloned from New Part CLONED CLONED CLONED |  | [Advanced] AV-ZS
f82de65e-d848-4db7-b45b-757877097ff3 | LED REMOTE INDICATOR |  |  | North | Siemens |  | Remote Indicator |  |  |  | Module | TRUE | ILED-XC | S54370-B6-A1++ | Intelligent Lamp, Ceiling Mount with Built-In Isolator | 1 |  | 0.0005 | [5 empty] | TRUE |  |  |  |  | #FFFF0000 | FA-LED REMOTE INDICATOR | 1 | FALSE | FALSE | FALSE | [20 empty] | DESKTOP-7SAL8M7\acont | 2019-08-13 09:04 | THOR\acont | 2024-09-08 17:27 |  | [Siemens] [SLC MODULES SENSORS] [*] [#1 SHARED ADDR ¦ MODULES] AD-11P (C), FDBZ492 w/OP921 (C), FDBZ492-HR w/FDO421 (C), FDBZ492-HR w/OP921 (C), FDBZ492-R (C), FDCIO422, HCP, HCP-Z, HFPO-11, HFPT-11, HMS-D, HMS-DE, HMS-DP, HMS-DZ, HMS-S, HMS-SA, HMS-SE,
9ac3da1f-da0e-4f49-8001-757eddc498bd | NFPA 170 SPEAKER STROBE |  |  | North | Edwards |  | Speaker/Strobe |  |  |  | Module | TRUE | G4HFRF-S7VMC |  | 70V Speaker/Strobe, Red, FIRE 15, 30, 75, 110 cd, Clear | 1 | 0 | 0.294 |  |  |  |  | FALSE | [5 empty] | #FF0070C0 | FA-NFPA 170 SPEAKER STROBE | 1 | FALSE | FALSE | FALSE | 2019 | [13 empty] | FALSE | [7 empty] | THOR\acont | 2024-09-08 17:27 |  | [Edwards, Kidde] [AUDIO 70.7v] [70V AUDIO] G4F-S7, G4F-S7V1575, G4F-S7VM, G4HFRF-S7, G4HFRF-S7VMC, G4HFRN-S7, G4HFRN-S7VMC, G4HFWA-S7, G4HFWA-S7VMA, G4HFWA-S7VMC, G4HFWF-S7, G4HFWF-S7VMC, G4HFWN-S7, G4HFWN-S7VMA, G4HFWN-S7VMB, G4HFWN-S7VMC, G4RF-S7, G4RF [Edwards, Kidde] [NAC] [16 VDC] G4ERA-A, G4ERA-B, G4ERA-G, G4ERA-R, G4ERF-C, G4ERN-A, G4ERN-B, G4ERN-C, G4ERN-G, G4ERN-R, G4EWA-A, G4EWA-B, G4EWA-G, G4EWA-R, G4EWF-C, G4EWN-A, G4EWN-B, G4EWN-C, G4EWN-G, G4EWN-R, G4F-S2V1575, G4F-S2VM, G4F-S7V1575, G4F-S7 [Edwards, Kidde] [NAC] [24 VDC] G4ERA-A, G4ERA-B, G4ERA-G, G4ERA-R, G4ERF-C, G4ERN-A, G4ERN-B, G4ERN-C, G4ERN-G, G4ERN-R, G4EWA-A, G4EWA-B, G4EWA-G, G4EWA-R, G4EWF-C, G4EWN-A, G4EWN-B, G4EWN-C, G4EWN-G, G4EWN-R, G4F-S2V1575, G4F-S2VM, G4F-S7V1575, G4F-S7
cfcba4f4-d65f-49c1-aef6-7581e5f8d91a | NFPA 170 ADDRESSABLE INPUT MONITOR MODULE |  |  | North | Bosch |  | Addressable Module |  |  |  | Module | TRUE | DS7432 | ++ | Multiplex module, 8-input | 1 | 0.01 | 0.01 |  |  | 12 | [7 empty] | #FFFF0000 | FA-NFPA 170 ADDRESSABLE INPUT MONITOR MODULE | 1 | FALSE | FALSE | FALSE | [17 empty] | 8 |  |  | DESKTOP-7EIEB7A\acont | 2022-07-25 10:26 | THOR\acont | 2024-09-08 17:27 | Cloned from Bosch B208 | [Bosch] [SLC MUX BOSCH] [*] [#1 ++] D341/D7044M, D5601/D7044M, D7044, D7044M, D7050, D7050 w/D7050-B6 BASE (C), D7050TH w/D7050-B6 BASE (C), D7052, D7053, DS7432, DS7457i, DS7457iF, DS7460I, DS7461I, DS7465I, FMM-7045, FMM-7045-D | [Bosch] DS7432
9fe92e22-4086-4d49-8d8c-75927e94073a | NFPA 170 NON ADDRESSABLE RELAY |  |  | North | Functional Devices |  | Non-Addressable Relay |  |  |  | Module | TRUE | RIBU1C | ++ | 10 AMP PILOT CONTROL RELAY | 1 | 0.018 | 0.018 |  |  |  |  | FALSE | [5 empty] | #FFFF0000 | FA-NFPA 170 NON ADDRESSABLE RELAY | 1 | FALSE | FALSE | FALSE | 1300 | [13 empty] | FALSE | [5 empty] | DESKTOP-QGO6JOK\acont | 2023-02-21 10:45 | THOR\acont | 2024-09-08 17:27 | Cloned from Potter PAM-1 | [Functional Devices] [AUX POWER] [*] [COIL POWER] RIBU1C [Functional Devices] [IDC] 01 [RELAY SUPERVISION] RIB21CDC, RIBU1C | [Edwards, Firelite, Functional Devices, Notifier, Potter, Space Age Electronics] PAM1, PAM-1, PAM-4, RIB21CDC, RIBU1C, SSU-PAM-1, SSU-PAM-2, SSU-PAM-4, SSU-PAM-SD [Edwards, Firelite, Functional Devices, Notifier, Potter, Space Age Electronics] PAM1, PAM-1, PAM-4, RIB21CDC, RIBU1C, SSU-PAM-1, SSU-PAM-2, SSU-PAM-4, SSU-PAM-SD
438be964-b326-4031-b9c6-759537a9331a | NFPA 170 STROBE CEILING |  |  | North | Siemens |  | Strobe |  |  |  | Module | TRUE | SL2SCR-NB | S54329-F185-A1++ | Strobe, Ceiling, Blue, Red, No Lettering | 1 | [7 empty] | TRUE |  |  |  |  | #FF0070C0 | FA-NFPA 170 STROBE CEILING | 1 | FALSE | FALSE | FALSE | 2023 | [19 empty] | DESKTOP-7EIEB7A\acont | 2023-08-03 09:40 | THOR\acont | 2024-09-08 17:27 | Cloned from Siemens SL2SWR-NB | [Siemens] [NAC] [16.0 – 33.0 VDC] SL2SCR-A (C), SL2SCR-AL (C), SL2SCR-ALA (C), SL2SCR-ALB (C), SL2SCR-F (C), SL2SCR-FB (C), SL2SCR-N (C), SL2SCR-NA (C), SL2SCR-NB (C), SL2SCW-A (C), SL2SCW-AL (C), SL2SCW-ALA (C), SL2SCW-ALB (C), SL2SCW-EV (C), SL2SCW-F (
595f6d09-bdbf-40d3-8888-759800c878f4 | NFPA 170 FIRE ALARM CONTROL UNIT | RISER FACP |  | North | Monaco Enterprises |  | Fire Alarm Control Unit |  |  |  | Assembly | TRUE | 227-857-xx |  | MAAP(+) Point Reporting, Narrowband surface-mount M-2 Addressable Control Panel with one AAC, one ADC, and four 12V/18 Ah batteries in a 60-inch-high × 18-inch-wide × 3.6-inch-deep NEMA 1 surface mount enclosure with space for three optional expansion backplanes, Specify Frequency | 1 | [12 empty] | #FFFF0000 | FA-NFPA 170 FIRE ALARM CONTROL UNIT | 1 | FALSE | FALSE | FALSE | 202 | [13 empty] | TRUE | [5 empty] | AULAPTOP-PC\Aulaptop | 2019-04-20 02:23 | THOR\acont | 2024-09-08 17:27
3db439d6-7dff-4710-9027-75993bff38c3 | NFPA 170 FIRE ALARM CONTROL UNIT | RISER FACP |  | North | Siemens |  | Fire Alarm Control Unit |  |  |  | Assembly | TRUE | FireFinder XLS |  | ASSEMBLY, Fire Alarm Control Panel | 1 | [6 empty] | FALSE | [5 empty] | #FFFF0000 | FA-NFPA 170 FIRE ALARM CONTROL UNIT | 1 | FALSE | FALSE | FALSE | 202 | [8 empty] | 7,12,18 |  |  |  |  | TRUE | [5 empty] | AULAPTOP-PC\Aulaptop | 2018-08-24 02:30 | THOR\acont | 2024-09-08 17:27 | Cloned from Siemens FHK2004-U2
6c74d6ec-ae45-49b1-93a1-759a835d98cf |  |  |  | North | Siemens | [5 empty] | Module | TRUE | FP-11 | 500-095112 | FP-11 FIREPRINT INTELL DET | 1 | [12 empty] | #FFFFFFFF |  |  | FALSE | FALSE | FALSE | [20 empty] | DESKTOP-7SAL8M7\acont | 2019-08-13 09:04 | THOR\acont | 2024-10-09 10:48
1251f840-aa69-4ceb-b2e6-759fddf4a08b | NFPA 170 STROBE WALL |  |  | North | Edwards |  | Strobe |  |  |  | Module | TRUE | G1WA-VMC |  | Strobe, white, ALERT, A, B, C, D cd, clear lens | 1 | 0 | 0.152 |  |  |  |  | FALSE | [5 empty] | #FF0070C0 | FA-NFPA 170 STROBE WALL | 1 | FALSE | FALSE | FALSE | 2023 | [13 empty] | FALSE | [7 empty] | THOR\acont | 2024-09-08 17:27 |  | [Edwards, Kidde] [NAC] [24 VDC] EG1F-V1575, EG1F-VM, G1F-V1575, G1F-VM, G1RF-V1575, G1RF-VM, G1R-VM, G1-VM, G1WA-VMA, G1WA-VMC, G1WN-VMA, G1WN-VMC [EDCO, Edwards, Kidde] [NAC] [16 VDC] EG1F-V1575, EG1F-VM, G1F-V1575, G1F-VM, G1RF-V1575, G1RF-VM, G1R-VM, G1-VM, G1WA-VMA, G1WA-VMC, G1WN-VMA, G1WN-VMC, PN101 (C)
f058d58d-7d67-487b-b64c-75a0dd39eb69 | NFPA 170 HEAT DETECTOR |  |  | North | Autocall |  | Heat Detector |  |  |  | Module | TRUE | A4098-9615 w/A4098-9682 | + | Electronic Heat Detector 4-Wire 135° F (57° C) with auxiliary alarm relay output | 1 | 0.0001 | 0.024 |  |  |  |  | TRUE | TRUE |  |  |  |  | #FFFF0000 | FA-NFPA 170 HEAT DETECTOR | 1 | FALSE | FALSE | FALSE | 1403 | [16 empty] | 200¦RR |  |  | DESKTOP-0D6CQVA\lousc | 2019-07-06 09:29 | THOR\acont | 2024-09-08 17:27 | 20191121 AC Detector with base | [Autocall, Simplex] [AUX POWER] [4-WIRE AUX POWER] 4098-9601 w/4098-9682 (C), 4098-9602 w/4098-9682 (C), 4098-9605 w/4098-9682 (C), 4098-9612 w/4098-9682 (C), 4098-9612E w/4098-9682E (C), 4098-9613 w/4098-9682 (C), 4098-9613E w/4098-9682E (C), 4098-9614 [Autocall, Simplex] [IDC] 01 2098-9201 (C), 2098-9202 (C), 2098-9203 (C), 2098-9208 (C), 2098-9576 (C), 2099-9101 (C), 2099-9102 (C), 2099-9103 (C), 2099-9104 (C), 2099-9105 (C), 2099-9107 (C), 2099-9108 (C), 2099-9754 (C), 2099-9755 (C), 2099-9756 (C), | [Autocall, Simplex] 4098-9612 w/4098-9682, 4098-9612E w/4098-9682E, 4098-9612E w/4098-9683E, 4098-9612E w/4098-9684E, 4098-9612E w/4098-9788E, 4098-9613 w/4098-9682, 4098-9613E w/4098-9682E, 4098-9613E w/4098-9683E, 4098-9613E w/4098-9684E, 4098-9613E w/4
0f234248-075e-4eea-9152-75a9f735c8a5 | NFPA 170 GAS DETECTOR |  |  | North | Macurco |  | Gas Detection |  |  |  | Module | TRUE | CM-S1 |  | Carbon Monoxide (CO) Detector | 1 | 0.02083 | 0.04167 |  |  |  |  | FALSE | [5 empty] | #FFFF0000 | FA-NFPA 170 GAS DETECTOR | 1 | FALSE | FALSE | FALSE | 1402 | [13 empty] | FALSE |  |  | CO |  |  | DESKTOP-7EIEB7A\acont | 2021-11-04 10:29 | THOR\acont | 2024-09-08 17:27 | Cloned from Macurco CM-6 | [Honeywell, Macurco] [AUX POWER] [*] [24VDC] 8100 EC, C7233A, C7263A, CD-6G, CD-6H, CD-6MC, CM-15, CM-15A, CM-6, CM-E1, CM-E1-FTG, CM-E1-RF, CM-E1-RS, CM-S1, CX-6, EX-CO-1000P-O, GD-2B, TXP-T40, XNX-UTAV-RNCB1 [Honeywell, Macurco] [RS-485] [DATA INPUT] 8100 EC, C7233A, C7263A, CD-6G, CD-6H, CD-6MC, CM-15, CM-15A, CM-6, CM-E1, CM-E1-FTG, CM-E1-RF, CM-E1-RS, CM-S1, CX-6, EX-CO-1000P-O, GD-2B, XNX-UTAV-RNCB1 [Honeywell, Macurco] [IDC] [#1 ALARM] 8100 EC, C7233A, C7263A, CD-6G, CD-6H, CD-6MC, CM-15, CM-15A, CM-6, CM-E1, CM-E1-FTG, CM-E1-RF, CM-E1-RS, CM-S1, CX-6, EX-CO-1000P-O, GD-2B, TXP-T40, XNX-UTAV-RNCB1
ee99fec8-4ece-48f2-a99d-75b18b682798 |  |  |  | North | Edwards |  | Cards & Components |  |  |  | Card | TRUE | ANS25AM |  | 25W expander module /w microphone | 1 | [6 empty] | TRUE | [5 empty] | #FFFFFFFF |  |  | FALSE | FALSE | FALSE | [14 empty] | FALSE | [7 empty] | THOR\acont | 2024-10-09 10:48 |  |  | [Edwards, Kidde] ANS25A, ANS25AM, ANS25AMD, ANS25AMD2
37107df6-f935-41a1-8594-75b55fdba540 | NFPA 170 STROBE WALL |  |  | North | Concealite |  | Strobe |  |  |  | Module | TRUE | FA900-W-ELSTW | + | WALL STROBE, WHITE, FIRE | 1 | [6 empty] | TRUE | [5 empty] | #FF0070C0 | FA-NFPA 170 STROBE WALL | 1 | FALSE | FALSE | FALSE | 2020 | [19 empty] | THOR\acont | 2024-01-29 09:05 | THOR\acont | 2024-09-08 17:27 | Cloned from Eaton Wheelock ELSTW | [Concealite] [NAC] [24VDC] FA900-W-ELSTR, FA900-W-ELSTW [Concealite] [AUX POWER] [AUX] FA900-W-ELHNR, FA900-W-ELHSR, FA900-W-ELHSW, FA900-W-ELSPKR, FA900-W-ELSPKW, FA900-W-ELSPSTR, FA900-W-ELSPSTW, FA900-W-ELSTR, FA900-W-ELSTW, FAFX-C-ELHNWC (C), FAFX-C-ELHSRC (C), FAFX-C-ELHSWC (C), FAFX-C-ELSPKWC (C), FAFX-
d837075e-7ba6-486a-add0-75b6b543e985 | NFPA 170 SPEAKER STROBE CEILING |  |  | North | Eaton Wheelock |  | Speaker/Strobe |  |  |  | Module | TRUE | ET70WP-2475C-FR |  | Speaker/Strobe, ceiling, 24 VDC, WP, red | 1 | 0 | 0.155 |  |  |  |  | FALSE | TRUE |  |  |  |  | #FF0070C0 | FA-NFPA 170 SPEAKER STROBE CEILING | 1 | FALSE | FALSE | FALSE | 2020 | [13 empty] | FALSE |  |  | WP |  |  | DESKTOP-7SAL8M7\acont | 2020-11-17 11:41 | THOR\acont | 2024-09-08 17:27 | Cloned from Eaton Wheelock ET70WP-2475W-FR | [Eaton Wheelock, Hochiki] [NAC] [UL 1638 @ 77°F] ET70WP-2475C-FR (C), ET70WP-2475C-FW (C) [Eaton Wheelock, Hochiki] [AUDIO 70.7v] [70V AUDIO] ET70WP-24115C-FR (C), ET70WP-24115C-FW (C), ET70WP-24135C-FR (C), ET70WP-24135C-FW (C), ET70WP-24135W-FR (C), ET70WP-24135W-FW (C), ET70WP-24177C-FR (C), ET70WP-24177C-FW (C), ET70WP-24185W-FR, ET70WP-2 [Eaton Wheelock, Hochiki] [AUDIO 25v] [25V AUDIO] ET70WP-24115C-FR (C), ET70WP-24115C-FW (C), ET70WP-24135C-FR (C), ET70WP-24135C-FW (C), ET70WP-24135W-FR (C), ET70WP-24135W-FW (C), ET70WP-24177C-FR (C), ET70WP-24177C-FW (C), ET70WP-24185W-FR, ET70WP-241 [Eaton Wheelock, Hochiki] [NAC] [UL 1971] ET70WP-2475C-FR (C), ET70WP-2475C-FW (C)
6f3f7077-796c-4927-b1cf-75bdbc725fac | NFPA 170 SMOKE DETECTOR |  |  | North | Monaco Enterprises |  | Smoke Detector |  |  |  | Module | TRUE | 723-003-00 w/B114LP | + | DETECTOR,SYS:PHOTOELECTRIC DETECTOR WITH 135 DEGREE FIXED TEMP THRM | 1 | 0.00012 | 0.075 |  |  |  |  | TRUE | TRUE |  |  |  |  | #FFFF0000 | FA-NFPA 170 SMOKE DETECTOR | 1 | FALSE | FALSE | FALSE | 1408 | [19 empty] | DESKTOP-7SAL8M7\acont | 2020-02-21 06:44 | THOR\acont | 2024-09-08 17:27 | Cloned from Monaco Enterprises 723-002-00 w/B114LP | [Monaco Enterprises, System Sensor] [IDC] 01 723-002-00 w/B110RLP (C), 723-002-00 w/B112LP (C), 723-002-00 w/B114LP (C), 723-003-00 w/B110RLP (C), 723-003-00 w/B112LP (C), 723-003-00 w/B114LP (C), 723-367-00 (C), 723-368-00 (C), 723-508-00 (C), 723-508-0
0b587941-c915-45f0-9ce0-75c600dae8aa |  |  |  | North | Edwards |  | Hardware |  |  |  | Hardware | TRUE | G4AVRF-SP-CVR | ++ | Replacement Appliance Cover, Horn Strobe, Red, FEUGO | 1 | [12 empty] | #FFFFFFFF |  |  | FALSE | FALSE | FALSE | [20 empty] | THOR\acont | 2024-06-05 08:48 | THOR\acont | 2024-10-09 10:48 | Cloned from Edwards G4VRF-SP-CVR
5aee2933-78ea-4565-8357-75c8b77b75d3 | AT GATE VALVE |  |  | North | Generic |  | Valve Supervisory Switch |  |  |  | Module | TRUE | VALVE TAMPER SUPERVISORY SWITCH PIV |  |  | 1 | [6 empty] | FALSE | FALSE |  |  |  |  | #FFFF0000 | FA-AT GATE VALVE | 1 | FALSE | FALSE | FALSE | [14 empty] | FALSE |  |  | PIV |  |  | AUGUSTXPS17-EUP\aucon | 2023-02-03 10:45 | THOR\acont | 2024-09-08 17:27 | Cloned from Generic VALVE TAMPER SUPERVISORY SWITCH | [Det-Tronics, Generic, Macurco, N/A, STI] [IDC] 01 30-3013, AIR PRESSURE SWITCH, AIR PRESSURE SWITCH HIGH/LOW, BACKFLOW VALVE, CM-12, CONTACT DEVICE, DUCT DETECTOR (C), Fire Suppression Control Unit (FSCU), FURNISHED BY OTHERS, FURNISHED BY OTHERS, FURNI
019270b8-4c29-4775-8c86-75d37a995b5a | NFPA 170 AMPLIFIER RACK | RISER AMP |  | North | Potter |  | Amplifier |  |  |  | Assembly | TRUE | PVC-DP100/P (70V) | + | Distributed Panel, Dual Channel, 100W, Fire Phone | 1 | [6 empty] | FALSE | [5 empty] | #FFFF0000 | FA-NFPA 170 AMPLIFIER RACK | 1 | FALSE | FALSE | FALSE | 300 | [8 empty] | 7,12,18 |  |  |  | 200 | TRUE | [5 empty] | DESKTOP-7SAL8M7\acont | 2020-11-03 16:06 | THOR\acont | 2024-09-08 17:27 | Cloned from Hochiki FNVDP100/P (70V)
2352199b-e98c-4b59-91e5-75d67e775d56 | NFPA 170 HORN STROBE |  |  | North | Eaton Wheelock |  | Horn/Strobe |  |  |  | Module | TRUE | ASWP-24MCWH-FW |  | NOTIFICATION, HORNSTROBE, WHITE, WALL, 135CD, WP | 1 | 0 | 0.355 |  |  |  |  | FALSE | FALSE |  |  |  |  | #FF0070C0 | FA-NFPA 170 HORN STROBE | 1 | FALSE | FALSE | FALSE | 2012 | [13 empty] | FALSE |  |  | WP |  |  |  |  | THOR\acont | 2024-09-08 17:27 |  | [Eaton Wheelock, Hochiki] [NAC] [24VDC, LOW DB] ASWP-24MCWH-FR, ASWP-24MCWH-FW [Eaton Wheelock, Hochiki] [NAC] [24VDC, HIGH DB] ASWP-24MCWH-FR, ASWP-24MCWH-FW
9ae9b968-c2fc-48a3-ace9-75d895ee9acc |  |  |  | North | System Sensor |  | Cards & Components |  |  |  | Card | TRUE | B610LP | ++ | Detector Base, low profile, 2-wire, 12/24 VDC | 1 |  | 0.1 |  |  |  |  | TRUE | FALSE |  |  |  |  | #FFFFFFFF |  |  | FALSE | FALSE | FALSE | [14 empty] | FALSE | [7 empty] | THOR\acont | 2024-10-09 10:48
4216da30-1c65-4d99-8096-75e11b736d05 | NFPA 170 SPEAKER WALL |  |  | North | Simplex |  | Speaker |  |  |  | Module | TRUE | 49HF-APPLW-BA | + | Wall Mount Addressable High fidelity S/O appliance only. Assembled in USA | 1 | 0 | 0 |  |  |  |  | TRUE | [5 empty] | #FF0070C0 | FA-NFPA 170 SPEAKER WALL | 1 | FALSE | FALSE | FALSE | 2019 | [19 empty] | DESKTOP-7EIEB7A\acont | 2022-02-21 14:27 | THOR\acont | 2024-09-08 17:27 | Cloned from Autocall A49HF-APPLW-BA | [Autocall, Simplex] [IDNac] [IDNAC] 49HF-APPLC (C), 49HF-APPLC-BA (C), 49HF-APPLW, 49HF-APPLW-BA, 49SO-APPLC (C), 49SO-APPLC-BA (C), 49SO-APPLC-O (C), 49SO-APPLC-O-BA (C), 49SO-APPLW, 49SO-APPLW-BA, 49SO-APPLW-O, 49SO-APPLW-O-BA, A49HF-APPLC (C), A49HF-A [Autocall, Simplex] [AUDIO 25v] [25V AUDIO] 49HF-APPLW, 49HF-APPLW-BA, 49HFV-APPLW, 49HFV-APPLW-BA, 49SO-APPLW, 49SO-APPLW-BA, 49SO-APPLW-O, 49SO-APPLW-O-BA, 49SV-APPLW, 49SV-APPLW-BA, 49SV-APPLW-O, 49SV-APPLW-O-BA, A49HF-APPLW, A49HF-APPLW-BA, A49HFV-AP [Autocall, Simplex] [AUDIO 70.7v] [70V AUDIO] 49HF-APPLW, 49HF-APPLW-BA, 49HFV-APPLW, 49HFV-APPLW-BA, 49SO-APPLW, 49SO-APPLW-BA, 49SO-APPLW-O, 49SO-APPLW-O-BA, 49SV-APPLW, 49SV-APPLW-BA, 49SV-APPLW-O, 49SV-APPLW-O-BA, A49HF-APPLW, A49HF-APPLW-BA, A49HFV-
b48b6ced-8951-4877-98d8-75e22655964d | NFPA 170 HEAT DETECTOR |  |  | North | Thermotech |  | Heat Detector |  |  |  | Module | TRUE | 302-EPM-135 | ++ | Heat Detector, 135°F (57°C) | 1 | [6 empty] | FALSE | TRUE |  |  |  |  | #FFFF0000 | FA-NFPA 170 HEAT DETECTOR | 1 | FALSE | FALSE | FALSE | 1403 |  |  | 7270-0021:0001 | [10 empty] | FALSE | [5 empty] | ALIENWIN10\AugWin7 | 2018-12-19 16:08 | THOR\acont | 2024-09-08 17:27 | 20191121 AC Detector without base | [Edwards, Potter, Thermotech] [IDC] 01 284B-PL (C), 302-135 (C), 302-194 (C), 302-AW-194, 302-EPM-135 (C), 302-EPM-194 (C), 302-ET-135 (C), 302-ET-194 (C)
307481a5-f60a-456f-9134-75e58be4aa2a | NFPA 170 SMOKE DETECTOR |  |  | North | MIRCOM |  | Smoke Detector |  |  |  | Module | TRUE | SD-100-2WT-6K | ++ | 2-Wire Photoelectric Smoke Detector with Heat Sensor and Remote LED output, includes 6-inch base. | 1 | 0.00014 | 0.09 |  |  |  |  | TRUE | TRUE |  |  |  |  | #FFFF0000 | FA-NFPA 170 SMOKE DETECTOR | 1 | FALSE | FALSE | FALSE | 1408 | [19 empty] | DESKTOP-7EIEB7A\acont | 2023-08-04 15:04 | THOR\acont | 2024-09-08 17:27 | Cloned from MIRCOM SD-100-2WP | [MIRCOM] [IDC] 05 [*] [IDC 2-WIRE ++] SD-100-2WP (C), SD-100-2WT-6K (C), TD 135 (C), TD 200 (C)
d81b2c17-d7ef-4543-96ea-75f07b9f4a25 | NFPA 170 SPEAKER WALL |  |  | North | Ultra Electronics |  | Speaker |  |  |  | Module | TRUE | 90219A-802-01-L | HyperSpike | HYPERSPIKE TCPA-10 UL1480 C1D2 4OHM-BLK | 1 | [10 empty] | 10.1” H X 10.1” W X 11.3” L |  | #FF0070C0 | FA-NFPA 170 SPEAKER WALL | 1 | FALSE | FALSE | FALSE | 2021 | [19 empty] | DESKTOP-7EIEB7A\acont | 2023-03-10 07:47 | THOR\acont | 2024-09-08 17:27 | Cloned from Ultra Electronics 90215A-801-01-L CLONED CLONED CLONED CLONED CLONED | [Ultra Electronics] [AUDIO 25v] [25V AUDIO] 90215A-801-01-L, 90215A-801-04-L, 90215A-801-05-L, 90215A-801-06-L, 90219A-801-01-L, 90219A-801-04-L, 90219A-801-05-L, 90219A-801-06-L, 90219A-802-01-L, 90219A-802-04-L, 90219A-802-05-L, 90219A-802-06-L [Ultra Electronics] [AUDIO 70.7v] [70V AUDIO] 90215A-801-01-L, 90215A-801-04-L, 90215A-801-05-L, 90215A-801-06-L, 90219A-801-01-L, 90219A-801-04-L, 90219A-801-05-L, 90219A-801-06-L, 90219A-802-01-L, 90219A-802-04-L, 90219A-802-05-L, 90219A-802-06-L
32f62577-65b7-45be-98fa-75fab7fefdd8 | NFPA 170 VOICE EVACUATION CONTROL UNIT |  |  | North | Hochiki |  | Voice Evac Control Unit |  |  |  | Assembly | TRUE | EVAX-200EM-H | + | 200W Voice Evacuation Panel w/ mic | 1 | [6 empty] | FALSE |  |  | *Refer to Install Sheet |  |  | #FFFF0000 | FA-NFPA 170 VOICE EVACUATION CONTROL UNIT | 1 | FALSE | FALSE | FALSE | 211 | [8 empty] | 7,12,18 |  |  |  | 200 | TRUE | [5 empty] | DESKTOP-7SAL8M7\acont | 2019-11-05 06:01 | THOR\acont | 2024-09-08 17:27
10500f47-58b0-449a-b925-75fbd95c4351 | NFPA 170 MAINTENANCE DISCONNECT SWITCH |  |  | North | Kidde |  | Switch |  |  |  | Module | TRUE | 76-600000-200 | ++ | Key Maintenance Bypass Switch | 1 | 0.0105 | 0.0105 |  |  | 24 |  | FALSE |  |  | 06-236881-001 |  |  | #FFFF0000 | FA-NFPA 170 MAINTENANCE DISCONNECT SWITCH | 1 | FALSE | FALSE | FALSE | 927 | [13 empty] | FALSE | [5 empty] | DESKTOP-7EIEB7A\acont | 2023-07-10 10:45 | THOR\acont | 2024-09-08 17:27 | Cloned from Edwards RELA-SRV-1 | [Kidde] [AUX POWER] [LED] 76-600000-200 [Kidde] [IDC] 04 [ACTIVATION] 76-600000-200
a1c4b9e9-ea74-45fb-84de-7605181337f0 | NFPA 170 HEAT DETECTOR |  |  | North | Hochiki |  | Heat Detector |  |  |  | Module | TRUE | DFE-135w/HSC-4R - 4 WIRE RELAY BASE | DFE-135w/HSC-4R - 4 WIRE RELAY BASE | HEAT DETECTOR w/ 4 WIRE RELAY BASE | 1 |  | 0.193 |  |  |  |  | TRUE | TRUE |  | *Refer to Install Sheet |  |  | #FFFF0000 | FA-NFPA 170 HEAT DETECTOR | 1 | FALSE | FALSE | FALSE | 1403 | [16 empty] | R |  |  | DESKTOP-0D6CQVA\lousc | 2019-10-12 07:53 | THOR\acont | 2024-09-08 17:27 | Cloned from Hochiki DCD-135 w/HSC-4R - 4 WIRE RELAY BASE | [Hochiki] [IDC] 01 [IDC] DCD-135 w/HSC-220L LATCHING LED BASE (C), DCD-135 w/HSC-220R - 2 WIRE RELAY BASE (C), DCD-135 w/HSC-221L LATCHING LED BASE (C), DCD-135 w/HSC-221R - 2 WIRE RELAY BASE (C), DCD-135 w/HSC-224L LATCHING LED BASE (C), DCD-135 w
62871b4e-2182-472c-9070-760776e291ff | NFPA 170 ADDRESSABLE OUTPUT MODULE |  |  | North | Autocall |  | Addressable Control/Relay |  |  |  | Module | TRUE | A4905-9816 |  | TrueAlert Addressable Adapter Module | 1 | 0 | 0 |  |  |  |  | TRUE | [5 empty] | #FFFF0000 | FA-NFPA 170 ADDRESSABLE OUTPUT MODULE | 1 | FALSE | FALSE | FALSE | 1300 | [19 empty] | DESKTOP-7EIEB7A\acont | 2021-11-14 10:53 | THOR\acont | 2024-09-08 17:27 | Cloned from Autocall A4905-9914 | [Autocall] [IDNac] A4905-9816 [Autocall] [IDNac] A4905-9816 | [Autocall] A4905-9816
cb1befe7-232d-4d1f-afeb-760d84d45115 | NFPA 170 SMOKE DETECTOR |  |  | North | Hochiki |  | Smoke Detector |  |  |  | Module | TRUE | ACD-V w/SCI-B6 SHORT CIRCUIT ISOLATOR BASE | ACD-V MULTI-CRITERIA SENSOR | ACD-V MULTI-CRITERIA SENSOR w/SCI-B6 SHORT CIRCUIT ISOLATOR BASE SMOKE/CO | 1 | 0.00045 | 0.0072 |  |  |  |  | TRUE | TRUE |  | *Refer to Install Sheet |  |  | #FFFF0000 | FA-NFPA 170 SMOKE DETECTOR | 1 | FALSE | FALSE | FALSE | 1408 | [16 empty] | SCI, CO |  |  | DESKTOP-0D6CQVA\lousc | 2019-09-29 17:00 | THOR\acont | 2024-09-08 17:27 | from Hochiki ACD-V w/YBN-NSA-4 STANDARD BASE | [Hochiki, VES] [SLC HOCHIKI] 01 [*] [SLC] ACC-EN (C), ACD-V w/ASBL SOUNDER BASE (C), ACD-V w/HSB-NSA-6 STANDARD BASE (C), ACD-V w/SCI-B4 SHORT CIRCUIT ISOLATOR BASE (C), ACD-V w/SCI-B6 SHORT CIRCUIT ISOLATOR BASE (C), ACD-V w/YBN-NSA-4 STANDARD BASE (C),
0b257e2e-befb-477d-808c-76135a79e1ed | NFPA 170 ADDRESSABLE INPUT MONITOR MODULE |  |  | North | Edwards |  | Addressable Module |  |  |  | Module | TRUE | SIGA-CT1HT | ++ | Single Input Module High Temperature Operation | 1 | 0.00025 | 0.0004 |  |  |  |  | FALSE | [5 empty] | #FFFF0000 | FA-NFPA 170 ADDRESSABLE INPUT MONITOR MODULE | 1 | FALSE | FALSE | FALSE | 1000 | [13 empty] | FALSE | [7 empty] | THOR\acont | 2024-10-08 16:26 |  | [Edwards, Kidde] [SLC EST MODULES SENSORS] [*] [#1 SHARED ADDR ¦ MODULES] GSA-UIO2R, GSA-UIO6, GSA-UIO6R, RZI16-2, SIGA-270, SIGA-270P, SIGA-278, SIGA-AA30, SIGA-AA50, SIGA-CC1, SIGA-CC1S, SIGA-CC2, SIGA-CC2A, SIGA-CR, SIGA-CR2, SIGA-CRH, SIGA-CRR, SIGA- [Edwards, Kidde] [SLC EST MODULES] [*] [#3 TYPE ADDR ¦ MODULES] GSA-UIO2R, GSA-UIO6, GSA-UIO6R, RZI16-2, SIGA-270, SIGA-270P, SIGA-278, SIGA-AA30, SIGA-AA50, SIGA-CC1, SIGA-CC1S, SIGA-CC2, SIGA-CC2A, SIGA-CR, SIGA-CR2, SIGA-CRH, SIGA-CRR, SIGA-CT1, SIGA- [Edwards, Kidde] [SLC EST MODULES] 01 [*] [EST3, iO1000 ] FX-2WIRE, FX-IDC1A, FX-IDC1B, FX-IDC2B, FX-IDCWS, FX-ISO, FX-NAC, GSA-CC1, GSA-CC1S, GSA-CC2, GSA-CT1, GSA-CT2, GSA-IO, GSA-MAB, GSA-MCC1, GSA-MCC1S, GSA-MCC2, GSA-MCT2, GSA-MIO, GSA-MM1, GSA-MRM1 | [Edwards, Kidde] FX-IDC1A, FX-IDC1B, GSA-CT1, GSA-IO, SIGA-CT1, SIGA-CT1HT, SIGA-CT1I, SIGA-IO, SIGA-MM1
8095e0e8-4d92-4ce3-a1ae-76152317d5bf |  |  |  | North | Hochiki |  | Cards & Components |  |  |  | Card | TRUE | FN-4127-IO 16 | 16 Channel Input/Output Board | 16 Channel Input/Output Board | 1 | 0.001 | 0.001 |  |  |  |  | TRUE | [5 empty] | #FFFFFFFF |  |  | FALSE | FALSE | FALSE | [20 empty] | DESKTOP-0D6CQVA\lousc | 2019-09-24 06:39 | THOR\acont | 2024-10-09 10:48 | from Hochiki FN-4127-NIC
1dd8f261-7f5a-4f23-ad54-761e1dab8dd3 |  |  |  | North | Siemens | [5 empty] | Module | TRUE | ZN-34US | 500-895357 | DUAL ZONE SUPV. MODULE CLASS A (1) SPACE | 1 | [12 empty] | #FFFFFFFF |  |  | FALSE | FALSE | FALSE | [20 empty] | DESKTOP-7SAL8M7\acont | 2019-08-13 09:04 | THOR\acont | 2024-10-09 10:48
fe3a86c0-070c-40a3-8dd8-761e51a9a2e6 | NFPA 170 FIRE ALARM CONTROL UNIT | RISER FACP |  | North | Hochiki |  | Fire Alarm Control Unit |  |  |  | Assembly | TRUE | LA301K1-40 |  | FireNET L@TITUDE Analog Addressable Fire Alarm Control Panel, 4 Slot Deep Enclosure, 5.25 A 115V, 2-Loop Panel Module, Hochiki Protocol, Network Module, and Media Gateway™, Gray, 48 Zone LEDs | 1 | [6 empty] | FALSE |  |  | *Refer to Install Sheet | 16.5in (W) x 23.2in (H) x 8in (D) | KM5FCRD (Optional Semi-Flush Mounting Kit) | #FFFF0000 | FA-NFPA 170 FIRE ALARM CONTROL UNIT | 1 | FALSE | FALSE | FALSE | 202 | [8 empty] | 7,12,18,28 |  |  | 5.25 |  | TRUE | [5 empty] | DESKTOP-GHR3H5U\Anthony | 2019-11-27 08:00 | THOR\acont | 2024-09-08 17:27
09eb1bad-f239-432d-8a99-7620bec5bd87 | NFPA 170 HORN STROBE |  |  | North | Potter |  | Horn/Strobe |  |  |  | Module | TRUE | PE-HSW | ++ | 2-Wire, Horn Strobe, White | 1 | 0 | 0.245 |  |  |  |  | FALSE | [5 empty] | #FF0070C0 | FA-NFPA 170 HORN STROBE | 1 | FALSE | FALSE | FALSE | 2012 | [13 empty] | FALSE | [5 empty] | THOR\acont | 2024-04-18 13:28 | THOR\acont | 2024-09-08 17:27 | Cloned from Potter PE-HSR | [Potter] [NAC] [VDC] PE-HSR, PE-HSW
6a6f2e04-004f-47f4-a344-7623348f8e6d |  |  |  | North | GRI PRODUCTS | Security/Access Control |  |  |  |  | Module | TRUE | 185-12 |  |  | 1 | [12 empty] | #FFFFFFFF |  |  | FALSE | FALSE | FALSE | [20 empty] | THOR\acont | 2024-03-12 21:43 | THOR\acont | 2024-10-09 10:48
7c18db70-27b9-4e9b-a500-7625cce1541c |  |  |  | North | Edwards | [5 empty] | Assembly | TRUE | QS4-12-G-1-SP |  | FAP w/ 12 Option Card Space, Gray, Spanish | 1 | [6 empty] | FALSE | [5 empty] | #FFFFFFFF |  |  | FALSE | FALSE | FALSE | [14 empty] | FALSE | [7 empty] | THOR\acont | 2024-10-09 10:48
4367e4fd-e93b-48fa-b8ae-76286b990243 | NFPA 170 STROBE WALL |  |  | North | Eaton Wheelock |  | Strobe |  |  |  | Module | TRUE | RSSG-24MCC-NW |  | Strobe, 24 Vdc, White, selectable, - Red Lens | 1 | 0 | 0.11 |  |  |  |  | FALSE | FALSE |  |  |  |  | #FF0070C0 | FA-NFPA 170 STROBE WALL | 1 | FALSE | FALSE | FALSE | 2023 | [13 empty] | FALSE | [7 empty] | THOR\acont | 2024-09-08 17:27 |  | [Eaton Wheelock, Hochiki] [NAC] RSSA-24MCC-NW, RSSB-24MCC-NW, RSSG-24MCC-NW
c32817da-e366-4a12-b50a-7629fac391e8 | NFPA 170 STROBE WALL |  |  | North | Federal Signal |  | Strobe |  |  |  | Module | TRUE | FSEX-24PMR-MOD | ++ | Red Explosion Proof Strobe | 1 | [6 empty] | FALSE | [5 empty] | #FF0070C0 | FA-NFPA 170 STROBE WALL | 1 | FALSE | FALSE | FALSE | 2010 | [13 empty] | FALSE | [5 empty] | THOR\acont | 2024-08-14 12:32 | THOR\acont | 2024-09-08 17:27 | Cloned from Potter FSEX-24PMR-MOD | [Federal Signal, Potter] [NAC] FSEX-24 PMR, FSEX-24PMA-MOD, FSEX-24PMB-MOD, FSEX-24PMC-MOD, FSEX-24PMR, FSEX-24PMR-MOD
0654973e-8f38-41a6-aaa5-762a0ac3a2d8 | NFPA 170 SMOKE DETECTOR |  |  | North | Apollo |  | Smoke Detector |  |  |  | Module | FALSE | D900-ION w/D900-BASE6 |  | IONIZATION SMOKE DETECTOR W/ 6" BASE | 1 | [6 empty] | FALSE | TRUE |  |  |  |  | #FFFF0000 | FA-NFPA 170 SMOKE DETECTOR | 1 | FALSE | FALSE | FALSE | 1408 | [13 empty] | FALSE | [7 empty] | THOR\acont | 2024-09-08 17:27 | 20191121 AC Detector with base
f22948cb-59ec-4e05-a086-76344951cd59 | NFPA 170 SMOKE DETECTOR |  |  | North | Potter |  | Smoke Detector |  |  |  | Module | TRUE | PAD200-PD | + | Photoelectric Smoke Sensor | 1 | 0.0003 | 0.0003 |  |  |  |  | FALSE | TRUE |  |  |  |  | #FFFF0000 | FA-NFPA 170 SMOKE DETECTOR | 1 | FALSE | FALSE | FALSE | 1408 | [13 empty] | FALSE | [5 empty] | DESKTOP-7EIEB7A\acont | 2021-09-01 13:28 | THOR\acont | 2024-09-08 17:27 | Cloned from Potter PAD100-PD | [Potter] [SLC PAD] [*] [#2 SHARED ADDR ¦ SENSORS] PAD100-CD w/PAD100-4DB, PAD100-CD w/PAD100-6DB, PAD100-CD w/PAD100-IB, PAD100-CD w/PAD100-LFSB, PAD100-CD w/PAD100-RB, PAD100-CD w/PAD100-SB, PAD100-CD w/PAD100-SPKB, PAD100-DUCT (C), PAD100-DUCTR (C), PA
5129acf4-f5a9-4bb4-a700-7638a99aaf7c |  |  |  | North | Siemens |  | Cards & Components |  |  |  | Card | TRUE | VTA2001-A1 | S54400-F163-A1 | Remote terminal board(class B) Remote terminal board used to support VTO2001 switch modules and VTO2004 microphone modules when these modules are used in a remote enclosure. This remote terminal board provides a place to land communication, audio, and 24VDC power wiring from the main system. It also provides connectors use to plug in the ribbon cables used on the microphone or switch modules. | 1 | [6 empty] | TRUE | [5 empty] | #FFFFFFFF |  |  | FALSE | FALSE | FALSE | [20 empty] | AULAPTOP-PC\Aulaptop | 2019-04-08 04:31 | THOR\acont | 2024-10-09 10:48 | Cloned from Siemens New Part CLONED | [Siemens] [CAN] OCM-16, SSD-C-REM, SSD-LOC, VTA2001-A1, ZAM-180 (25V), ZAM-180 (70V) [Siemens] [AUDIO LOW] VTA2001-A1 [Siemens] [AUX POWER] [*] VTA2001-A1
2283cc37-d3c1-47d6-a443-7642750b79c6 | NFPA 170 SPEAKER WALL |  |  | North | Siemens |  | Speaker |  |  |  | Module | TRUE | SETSF-VR | 500-636047 | ET1010 RED | 1 | [12 empty] | #FF0070C0 | FA-NFPA 170 SPEAKER WALL | 1 | FALSE | FALSE | FALSE | 2021 | [19 empty] | DESKTOP-7SAL8M7\acont | 2019-08-13 09:04 | THOR\acont | 2024-09-08 17:27 |  | [Siemens] [AUDIO 25v] [25V AUDIO] SETFL-VR, SETFL-VW, SETSF-VR, SETSF-VW [Siemens] [AUDIO 70.7v] [70V AUDIO] SETFL-VR, SETFL-VW, SETSF-VR, SETSF-VW
c72429ae-58ed-4c5c-8a38-764708876d10 | NFPA 170 MANUAL PULL |  |  | North | Fike |  | Manual Station |  |  |  | Module | TRUE | 20-1343 |  | INTELLIGENT AGENT RELEASE PULL STATION | 1 | 0.00037 | 0.02 |  |  |  |  | TRUE | [5 empty] | #FFFF0000 | FA-NFPA 170 MANUAL PULL | 1 | FALSE | FALSE | FALSE | 957 | [13 empty] | FALSE | [5 empty] | AULAPTOP-PC\Aulaptop | 2018-11-28 04:45 | THOR\acont | 2024-09-08 17:27 | Cloned from Fike New Part CLONED CLONED CLONED | [Fike] [SLC FIKE] [*] [#1 SHARED ADDR ¦ ALL] 20-1063, 20-1064, 20-1343, 55-019/020 (C), 55-021 (C), 55-023 (C), 55-041, 55-042, 55-043, 55-045, 55-046, 55-047, 55-048, 55-050, 55-052, 55-055, 55-056, 55-060, 55-061, 60-1028 (C), 60-1039 (C), 60-1040 (C), [Fike] [AUX POWER] 20-1063, 20-1064, 20-1343, 55-019/020 (C), 55-021 (C), 55-023 (C), 55-043, 55-047, 55-048, 55-050, 55-055, 55-056, 55-060, 55-061, 60-1028 (C), 60-1039 (C), 60-1040 (C), 63-028/029 (C), 63-1021 (C), 63-1052 (C), 63-1053 (C), 63-1056 (C
aa6d86bd-c8f2-414a-9177-7647480b9b66 | NFPA 170 SMOKE DETECTOR |  |  | North | Notifier |  | Smoke Detector |  |  |  | Module | TRUE | ED-P | ++ | Photoelectric Smoke Detector, Eclipse™ Series | 1 | 0.00025 | 0.002 |  |  |  |  | FALSE | TRUE |  |  |  |  | #FFFF0000 | FA-NFPA 170 SMOKE DETECTOR | 1 | FALSE | FALSE | FALSE | 1408 | [13 empty] | FALSE | [7 empty] | THOR\acont | 2024-09-08 17:27 | 20191121 AC Detector without base | [Honeywell, Notifier, System Sensor] [SLC MODULES SENSORS] [*] [#2 SHARED ADDR ¦ SENSORS] 2251B (C), 2251-COPTIR (C), 2251-COPTIR w/B200S-WH (C), 2251TB (C), 2251TMB (C), 5251B (C), 5251B-WP (C), 5251H (C), 5251RB (C), 5251RB-WP (C), 7251 (C), 7251DH (C) [Honeywell, Notifier, System Sensor] [SLC SENSORS] [*] [#4 TYPE ADDR ¦ SENSORS] 2251B (C), 2251-COPTIR (C), 2251-COPTIR w/B200S-WH (C), 2251TB (C), 2251TMB (C), 5251B (C), 5251B-WP (C), 5251H (C), 5251RB (C), 5251RB-WP (C), 7251 (C), 7251DH (C), DH200LP
5d4267aa-c7c3-488c-9160-764b1c6ca114 | NFPA 170 REMOTE INDICATOR |  |  | North | Edwards |  | Remote Indicator |  |  |  | Module | TRUE | 890RDB-G5 |  | W on R, Ceiling Lamp, 24V | 1 | [6 empty] | FALSE | TRUE |  |  |  |  | #FFFF0000 | FA-NFPA 170 REMOTE INDICATOR | 1 | FALSE | FALSE | FALSE | [14 empty] | FALSE |  |  | C |  |  |  |  | THOR\acont | 2024-09-08 17:27
21a95a69-f996-41ce-bdd5-764c0bf22863 | NFPA 170 HORN CEILING |  |  | North | Edwards |  | Horn |  |  |  | Module | TRUE | GCAWF |  | Horn, running man, white, fire, 15, 30, 75. 95 CD | 1 | [6 empty] | FALSE | TRUE |  |  |  |  | #FF0070C0 | FA-NFPA 170 HORN CEILING | 1 | FALSE | FALSE | FALSE | 2011 | [13 empty] | FALSE | [5 empty] | DESKTOP-7SAL8M7\acont | 2019-11-07 12:41 | THOR\acont | 2024-09-08 17:27 | Cloned from Edwards GCARF | [Edwards, Kidde] [NAC] [24 VDC, HIGH DB] EGCARF (C), EGCAWF (C), GCARF (C), GCARN (C), GCAWF (C), GCAWN (C) [Edwards, Kidde] [NAC] [24 VFWR, HIGH DB] EGCARF (C), EGCAWF (C), GCARF (C), GCARN (C), GCAWF (C), GCAWN (C)
1e15eb2a-6c38-4fc0-8eef-764e0f201778 |  |  |  | North | Edwards |  | Hardware |  |  |  | Hardware | TRUE | 74CP006644 |  | 6 Fiber Multi-Mode OFNP | 1 | [6 empty] | FALSE | [5 empty] | #FFFFFFFF |  |  | FALSE | FALSE | FALSE | [14 empty] | FALSE | [7 empty] | THOR\acont | 2024-10-09 10:48
377016e2-13ea-4e37-b30e-765cbd91abb5 | NFPA 170 FIRE PHONE |  |  | North | Siemens |  | Fire Phone |  |  |  | Module | TRUE | FT-302C | ++ | Fireman's Phone Jack | 1 | 0 | 0.02 |  |  |  |  | FALSE | [5 empty] | #FFFF0000 | FA-NFPA 170 FIRE PHONE | 1 | FALSE | FALSE | FALSE | 208 | [13 empty] | FALSE |  |  | FPJ |  |  | DESKTOP-7EIEB7A\acont | 2023-07-10 17:22 | THOR\acont | 2024-09-08 17:27 | Cloned from Gamewell FCI FT-302 | [Siemens] [FFT] [FFT] FJ-303, FJ-304, FT-302, FT-302C, FT-302CL
1610486f-eaf6-48eb-923a-76603ec842c4 |  |  |  | North | Siemens | [5 empty] | Module | TRUE | FT-SX | 500-695890 | SEMI-FLUSH TRIM KIT / SXL-EX | 1 | [12 empty] | #FFFFFFFF |  |  | FALSE | FALSE | FALSE | [20 empty] | DESKTOP-7SAL8M7\acont | 2019-08-13 09:04 | THOR\acont | 2024-10-09 10:48
428b6187-0baa-4f13-aae3-7663231763ae |  |  |  | North | Siemens |  | Cards & Components |  |  |  | Card | TRUE | SCM-8 | 500-033040 | (8) SWITCH MODULE MOUNTS TO ID-MP | 1 | 0.075 | 0.075 |  |  |  |  | TRUE | [5 empty] | #FFFFFFFF |  |  | FALSE | FALSE | FALSE | [22 empty] | THOR\acont | 2024-10-09 10:48
ba1dcfcd-b6f0-4d3f-bea4-7665844191c6 |  |  |  | North | Siemens | [5 empty] | Module | TRUE | APS-R | 500-636109 | APS BELL CONCEALED CONDUIT ADAPTER PLATE | 1 | [12 empty] | #FFFFFFFF |  |  | FALSE | FALSE | FALSE | [20 empty] | DESKTOP-7SAL8M7\acont | 2019-08-13 09:04 | THOR\acont | 2024-10-09 10:48
9a60e968-7855-4e0c-922d-7667ab75bef9 | NFPA 170 STROBE CEILING |  |  | North | Potter |  | Strobe |  |  |  | Module | TRUE | CSR-24PCR |  | Strobe, 24 VDC, red, - Red Lens | 1 | [6 empty] | FALSE | TRUE |  |  |  |  | #FF0070C0 | FA-NFPA 170 STROBE CEILING | 1 | FALSE | FALSE | FALSE | 2022 | [13 empty] | FALSE |  |  | C |  |  |  |  | THOR\acont | 2024-09-08 17:27
1af545d8-ae1b-40b6-b2b0-766b2a833a29 |  |  |  | North | Ditek |  | Cards & Components |  |  |  | Card | TRUE | DTK-VSPN |  | Surge Protector for GSM Communicators Coax | 1 | [6 empty] | TRUE | [5 empty] | #FFFFFFFF |  |  | FALSE | FALSE | FALSE | [14 empty] | FALSE | [7 empty] | THOR\acont | 2024-10-09 10:48
c0d1b833-5c03-4b58-880a-766efc473a03 |  |  |  | North | Siemens | [5 empty] | Module | TRUE | ADB-BOX | 500-698360 | Surface Mount Adapter Box for Audible Base | 1 | [12 empty] | #FFFFFFFF |  |  | FALSE | FALSE | FALSE | [20 empty] | DESKTOP-7SAL8M7\acont | 2019-08-13 09:04 | THOR\acont | 2024-10-09 10:48
0a1bc480-f331-4828-a7a9-7675d92b7f7e | NFPA 170 STROBE CEILING |  |  | North | Potter |  | Strobe |  |  |  | Module | TRUE | CCS-24BW |  | Strobe, Ceiling, White, Blue | 1 | 0 | 0.147 |  |  |  |  | FALSE | TRUE |  |  |  |  | #FF0070C0 | FA-NFPA 170 STROBE CEILING | 1 | FALSE | FALSE | FALSE | 2022 |  |  | 7135-0328:0211 | [10 empty] | FALSE |  |  | C |  |  |  |  | THOR\acont | 2024-09-08 17:27 |  | [Potter] [NAC] [UL MAX, HIGH DB] CCS-24AR (C), CCS-24AW (C), CCS-24BR (C), CCS-24BW (C), CCS-24GR (C), CCS-24GW (C)
eb3c3753-8285-4804-a516-767e5870bc8c | NFPA 170 HORN STROBE CEILING |  |  | North | Eaton Wheelock |  | Horn/Strobe |  |  |  | Module | TRUE | ELFHSRC-AL | + | CEILING SOUNDER STROBE, RED, ALERT, LOW FREQ | 1 | [6 empty] | TRUE | TRUE |  |  |  |  | #FF0070C0 | FA-NFPA 170 HORN STROBE CEILING | 1 | FALSE | FALSE | FALSE | 2020 | [16 empty] | LF |  |  | DESKTOP-7EIEB7A\acont | 2021-05-13 07:54 | THOR\acont | 2024-09-08 17:27 | Cloned from Eaton Wheelock ELFHSRC | [Eaton Wheelock] [NAC] [24VDC, MAX] ELFHSR, ELFHSR-AL, ELFHSRC (C), ELFHSRC-AL (C), ELFHSRC-CO (C), ELFHSRC-N (C), ELFHSR-CO, ELFHSR-N, ELFHSW, ELFHSW-AL, ELFHSWC (C), ELFHSWC-AL (C), ELFHSWC-CO (C), ELFHSWC-N (C), ELFHSW-CO, ELFHSW-N
ae6431a2-cadc-4f2c-8966-767e8bd5e8a2 | NFPA 170 SMOKE DETECTOR |  |  | North | System Sensor |  | Smoke Detector |  |  |  | Module | TRUE | 4WTAR-B | ++ | 4-wire i3 Detector with Fixed 135° Thermal Sensor, Sounder and Form C Relay | 1 | 5e-05 | 0.05 |  |  |  |  | TRUE | TRUE |  |  |  |  | #FFFF0000 | FA-NFPA 170 SMOKE DETECTOR | 1 | FALSE | FALSE | FALSE | 1408 | [16 empty] | 135°¦R¦SB |  |  | DESKTOP-7SAL8M7\acont | 2019-04-01 16:16 | THOR\acont | 2024-09-08 17:27 | 20191121 AC Detector without base | [Firelite, Macurco, Notifier, Silent Knight, System Sensor] [AUX POWER] [*] [AUX INPUT ++] 1251B (C), 1412B (C), 1424 (C), 2112/24AT (C), 2112/24S (C), 2112/24TS (C), 2112AITR (C), 2112ATR (C), 2112R (C), 2124AITR (C), 2124ATR (C), 2124R (C), 2151 w/B110 [Firelite, Macurco, Notifier, Silent Knight, System Sensor] [IDC] 01 [IDC 4-WIRE ++] 1251B (C), 1412B (C), 1424 (C), 2112/24AT (C), 2112/24S (C), 2112/24TS (C), 2112AITR (C), 2112ATR (C), 2112R (C), 2124AITR (C), 2124ATR (C), 2124R (C), 2151 w/B110RLP (C
6967ea12-7818-44bc-9fa0-7688e8237cab | NFPA 170 REMOTE TEST SWITCH |  |  | North | Simplex |  | REMOTE TEST SWITCH |  |  |  | Module | TRUE | 2098-9806 | + | Test Station with keyswitch and red LED status indicator, on single-gang stainless steel plate; (turning switch to "TEST" initiates alarm for system testing) | 1 | 0.0033 | 0.0033 |  |  |  |  | TRUE | [5 empty] | #FFFF0000 | FA-NFPA 170 REMOTE TEST SWITCH | 1 | FALSE | FALSE | FALSE | 914 | [19 empty] | DESKTOP-7EIEB7A\acont | 2022-02-21 12:59 | THOR\acont | 2024-09-08 17:27 | Cloned from Autocall A2098-9806 | [Autocall, Simplex] [RTS] 2098-9806, A2098-9806, A2098-9808, A4098-9830
7684923b-f5a4-4ec5-bb38-768d2f562ee4 |  |  |  | North | Edwards |  | Cards & Components |  |  |  | Card | TRUE | SIN-16-C |  | Sixteen Non-Supervised Input Circuit Module /wo cov | 1 | [6 empty] | TRUE | [5 empty] | #FFFFFFFF |  |  | FALSE | FALSE | FALSE | [14 empty] | FALSE | [7 empty] | THOR\acont | 2024-10-09 10:48
379d1ff5-605e-4b78-a1e6-769a86558f02 | NFPA 170 SPEAKER CEILING |  |  | North | Siemens |  | Speaker |  |  |  | Module | TRUE | SLSPCR-AL | S54329-F50-A1 | SLSPCR-AL SPK,CLG,RED,ALERT | 1 | [7 empty] | TRUE |  |  |  |  | #FF0070C0 | FA-NFPA 170 SPEAKER CEILING | 1 | FALSE | FALSE | FALSE | 2019 | [16 empty] | C |  |  | DESKTOP-7SAL8M7\acont | 2019-08-13 09:04 | THOR\acont | 2024-09-08 17:27 |  | [Siemens] [AUDIO 70.7v] [70V AUDIO] SL2SPSCW-F (C), SLSPCR-A (C), SLSPCR-AL (C), SLSPCR-F (C), SLSPCR-N (C), SLSPCW-A (C), SLSPCW-AL (C), SLSPCW-F (C), SLSPCW-N (C), SLSPSCR-A (C), SLSPSCR-AL (C), SLSPSCR-ALA (C), SLSPSCR-F (C), SLSPSCR-N (C), SLSPSCR-NA [Siemens] [AUDIO 25v] [25V AUDIO] SL2SPSCW-F (C), SLSPCR-A (C), SLSPCR-AL (C), SLSPCR-F (C), SLSPCR-N (C), SLSPCW-A (C), SLSPCW-AL (C), SLSPCW-F (C), SLSPCW-N (C), SLSPSCR-A (C), SLSPSCR-AL (C), SLSPSCR-ALA (C), SLSPSCR-F (C), SLSPSCR-N (C), SLSPSCR-NA (
dbe0c78c-cbc8-42db-b305-769b11d6cb7f | NFPA 170 MANUAL PULL |  |  | North | Edwards |  | Manual Station |  |  |  | Module | TRUE | 278A-REL |  | Double Action Manaul Release Station | 1 | [6 empty] | FALSE | [5 empty] | #FFFF0000 | FA-NFPA 170 MANUAL PULL | 1 | FALSE | FALSE | FALSE | 957 | [13 empty] | FALSE | [7 empty] | THOR\acont | 2024-09-08 17:27 |  | [Edwards, Kidde, Monaco Enterprises] [IDC] 01 1534-1, 200-GAOF, 270A-DPO, 270A-SPO, 270-DOC, 270-DOC-B, 270-DOC-F, 270-DPO, 270-GAO, 270-GAOB, 270-GAO-DOC, 270-GAO-DOCF, 270P-DPO, 270P-SPO, 270-SPO, 270-SPOW, 270-SPOWB, 270-SPOWF, 271-KR1/SR/GS, 276A-REL
089027de-2d73-4b71-8210-76a0954174a0 | NFPA 170 HEAT DETECTOR |  |  | North | Monaco Enterprises |  | Heat Detector |  |  |  | Module | TRUE | 722-409-00 |  | DETECTOR HEAT:MECHANICAL,194F,FIXED,DUAL CIRCUIT | 1 | [6 empty] | FALSE | TRUE |  |  |  |  | #FFFF0000 | FA-NFPA 170 HEAT DETECTOR | 1 | FALSE | FALSE | FALSE | 1403 | [13 empty] | FALSE | [5 empty] | DESKTOP-7SAL8M7\acont | 2020-02-20 16:47 | THOR\acont | 2024-09-08 17:27 | Cloned from System Sensor 5624 | [Monaco Enterprises] [IDC] 01 708-025-01, 708-025-03, 721-128-00 (C), 721-407-00 (C), 721-408-00 (C), 722-125-00 (C), 722-408-00 (C), 722-409-00 (C), 725-312-00 (C), 725-313-00 (C)
37f2ff1b-8c88-4596-a193-76a865834e09 |  |  |  | North | Edwards |  | Hardware |  |  |  | Hardware | TRUE | QS-SCAN |  | OBSOLETE - Scanning Wand for Programming QuickStart Series | 1 | [6 empty] | FALSE | [5 empty] | #FFFFFFFF |  |  | FALSE | FALSE | FALSE | [14 empty] | FALSE | [7 empty] | THOR\acont | 2024-10-09 10:48
866fbe1f-b0b3-46fb-8b46-76aa1227808f | NFPA 170 SMOKE HEAT CO DETECTOR |  |  | North | Edwards |  | Smoke/Heat/CO Detector |  |  |  | Module | TRUE | SIGA-OSHCD w/SIGA-IB BASE | ++ | Multisensor Smoke, Heat, and CO Detector | 1 | 3.2e-05 | 4.5e-05 |  |  |  |  | FALSE | TRUE |  |  |  |  | #FFFF0000 | FA-NFPA 170 SMOKE HEAT CO DETECTOR | 1 | FALSE | FALSE | FALSE | 1408 | [13 empty] | FALSE | [5 empty] | DESKTOP-7EIEB7A\acont | 2021-06-10 11:10 | THOR\acont | 2024-09-08 17:27 | Cloned from Edwards SIGA-OSHD w/SIGA-IB BASE | [Edwards, Kidde] [SLC EST SENSORS] 01 [*] [EST3, iO1000] DS-HFS (C), DS-PS (C), FX-HD w/IB4U BASE, FX-HD w/RB4U BASE, FX-HD w/SB4U BASE, FX-HD w/SB4U-LF BASE, FX-HD wB4U BASE, FX-PD w/B4U BASE (C), FX-PD w/IB4U BASE (C), FX-PD w/SB4U BASE (C), FX-PD w/SB [Edwards, Kidde] [SLC EST SENSORS] [*] [#4 TYPE ADDR ¦ SENSORS] KI-DDOS (C), SIGA2-COS w/SIGA-AB4G BASE, SIGA2-COS w/SIGA-AB4G-LF BASE, SIGA2-COS w/SIGA-AB4GT BASE, SIGA2-COS w/SIGA-IB BASE, SIGA2-COS w/SIGA-RB BASE, SIGA2-COS w/SIGA-SB BASE, SIGA2-HCOS [Edwards, Kidde] [SLC EST MODULES SENSORS] [*] [#2 SHARED ADDR ¦ SENSORS] KI-DDOS (C), SIGA2-COS w/SIGA-AB4G BASE, SIGA2-COS w/SIGA-AB4G-LF BASE, SIGA2-COS w/SIGA-AB4GT BASE, SIGA2-COS w/SIGA-IB BASE, SIGA2-COS w/SIGA-RB BASE, SIGA2-COS w/SIGA-SB BASE, S [Edwards, Kidde] [SLC EST MODULES/SENSORS] 01 [*] [iO64] DS-HFS (C), DS-PS (C), FX-HD w/IB4U BASE, FX-HD w/RB4U BASE, FX-HD w/SB4U BASE, FX-HD w/SB4U-LF BASE, FX-HD wB4U BASE, FX-PD w/B4U BASE (C), FX-PD w/IB4U BASE (C), FX-PD w/SB4U BASE (C), FX-PD w/SB
7fb484b2-db72-4886-b61e-76aa58803a32 | NFPA 170 HORN STROBE CEILING |  |  | North | Siemens |  | Horn/Strobe |  |  |  | Module | TRUE | SL2HSCR-A | S54329-F87-A1++ | Horn-Strobe, Ceiling, Clear, Red, Agent | 1 | [7 empty] | TRUE |  |  |  |  | #FF0070C0 | FA-NFPA 170 HORN STROBE CEILING | 1 | FALSE | FALSE | FALSE | 2023 | [19 empty] | DESKTOP-7EIEB7A\acont | 2023-08-03 09:28 | THOR\acont | 2024-09-08 17:27 | Cloned from Siemens SL2HSWR-A | [Siemens] [NAC] [24 VDC, HORN HIGH] SL2HSCR-A (C), SL2HSCR-AL (C), SL2HSCR-F (C), SL2HSCR-FB (C), SL2HSCR-N (C), SL2HSCW-A (C), SL2HSCW-AL (C), SL2HSCW-F (C), SL2HSCW-FB (C), SL2HSCW-N (C)
5121b54c-1037-4bc7-b954-76ab417fcd55 |  |  |  | North | Notifier |  | Cards & Components |  |  |  | Card | TRUE | CPU-N16LD | ++ | N16x with display. Intelligent fire alarm with one SLC loop, 10" touchscreen display, 4 NACs, and power supply; chassis mounted for use in a CAB-5 Series cabinet. | 1 | 0.269 | 0.279 |  |  |  |  | TRUE | FALSE |  |  |  |  | #FFFFFFFF |  |  | FALSE | FALSE | FALSE | [14 empty] | FALSE | [5 empty] | DESKTOP-7EIEB7A\acont | 2021-05-28 07:07 | THOR\acont | 2024-10-09 10:48 | Cloned from Notifier CPU2-3030 | [Honeywell, Notifier] [IDC] [#3 SUPERVISORY] AFP-100 Main Board, AFP-200 Main Board, CPU-2020, CPU2-3030, CPU2-3030D, CPU2-640, CPU-320, CPU-320SYS, CPU-N16LD, CPU-N16LND, NCA-2, NCD, NFW-100X Main Board with PWRMOD24, NFW2-100 Main Board, NFW-50 Main Bo [Honeywell, Notifier] [IDC] [#4 SECURITY] CPU-2020, CPU2-3030, CPU2-3030D, CPU2-640, CPU-320, CPU-320SYS, CPU-N16LD, CPU-N16LND, NCA-2, NCD, XLS3000-CPUD [ADT Unimode, AES, Firelite, NAPCO, Notifier] [VAC ] [VAC] 1640, 200UDLS Main Board, 411UDAC Main Board, ACC-25/50 Main Board, BE-500 CPU, CPU-N16LD, CPU-N16LND, ECC-125DA (25V) Main Board, ECC-50/100 Main Board (100W, 25V), ECC-50/100 Main Board (100W, [Honeywell, Notifier] [IDC] [#2 TROUBLE] AA-30, AFP-100 Main Board, AFP-200 Main Board, BE-500 CPU, CPU-2020, CPU2-3030, CPU2-3030D, CPU2-640, CPU-320, CPU-320SYS, CPU-N16LD, CPU-N16LND, NCA-2, NCD, NFW-100X Main Board with PWRMOD24, NFW2-100 Main Board, [Honeywell, Notifier] [IDC] [#1 ALARM] AFP-100 Main Board, AFP-200 Main Board, BE-500 CPU, CPU-2020, CPU2-3030, CPU2-3030D, CPU2-640, CPU-320, CPU-320SYS, CPU-N16LD, CPU-N16LND, NCA-2, NCD, NFW-100X Main Board with PWRMOD24, NFW2-100 Main Board, NFW-50 M | [Honeywell, Notifier] CPU-2020, CPU2-3030, CPU2-3030D, CPU2-640, CPU-320, CPU-320SYS, CPU-N16LD, CPU-N16LND, NCA-2, NCD, XLS140-2 MAIN CARD, XLS3000-CPUD
ac51e2e5-2fb9-4bc8-98e7-76af201f6996 | NFPA 170 BATTERY CABINET |  |  | North | Monaco Enterprises |  | Enclosure |  |  |  | Module | TRUE | 081-182-00 | ++ | Batteries with enclosure: Two 12V/75 Ah batteries in a 12" H x 24" W x 8" D red, NEMA 1 enclosure with wire harness for use with M-2 conventional, MAAP+, MAAP-X, and Vulcan 1 FACPs. Provides 24VDC 75 Ah | 1 | [12 empty] | #FFFF0000 | FA-NFPA 170 BATTERY CABINET | 1 | FALSE | FALSE | FALSE | [20 empty] | DESKTOP-7EIEB7A\acont | 2022-11-08 11:38 | THOR\acont | 2024-09-08 17:27 | Cloned from Monaco Enterprises 081-156-00 CLONED CLONED
6f381099-359e-46ab-a57c-76af6fa8f13b |  |  |  | North | Siemens |  | Hardware |  |  |  | Hardware | TRUE | 5000-006 | 500-050274+ | Surface-mount wall bracket for prisms | 1 | [12 empty] | #FFFFFFFF |  |  | FALSE | FALSE | FALSE | [20 empty] | DESKTOP-7EIEB7A\acont | 2022-06-29 10:27 | THOR\acont | 2024-10-09 10:48 | Cloned from Bosch FRAY5000-CMOUNT CLONED
467ad37f-1df5-46a7-a949-76b05a041db1 |  |  |  | North | Potter | [5 empty] | Module | TRUE | NGP-500D |  | Nitrogen Generator with 500 Gallon Largest Riser Fill and 1,200 gallons of Total Sprinkler System Capacity | 1 | [6 empty] | FALSE | [5 empty] | #FFFFFFFF |  |  | FALSE | FALSE | FALSE | [14 empty] | FALSE | [7 empty] | THOR\acont | 2024-10-09 10:48
2639bf36-9cf5-4e09-95e9-76b1ffef3942 | NFPA 170 SPEAKER WALL |  |  | North | Edwards |  | Speaker |  |  |  | Module | TRUE | MN-HSMT25P5N | UL Listed 250W Medium Power Speaker Arrays Tan | Hyperspike Series Medium Power Omni-directional loudspeaker assembly. Four wattage taps: 40 W, 90 W, 125 W, and 250 W. Meets UL Standard 1480 (Speakers for Fire Protective Signaling Systems) and ULC S541 (Speakers for Fire Alarm Systems). Tan | 1 | [12 empty] | #FF0070C0 | FA-NFPA 170 SPEAKER WALL | 1 | FALSE | FALSE | FALSE | 2021 | [19 empty] | HOMEAUGUSTXPS-1\aucon | 2021-01-25 12:33 | THOR\acont | 2024-09-08 17:27 | August Added Hyperspike | [Edwards] [AUDIO 70.7v] MN-HSMG25P5N, MN-HSMR25P5N, MN-HSMT25P5N
856eb3c8-7d83-4b88-a26f-76b82ef24fd5 | NFPA 170 NON ADDRESSABLE RELAY |  |  | North | Space Age Electronics |  | Non-Addressable Relay |  |  |  | Module | TRUE | SSU-MR-204/C | ++ | DPDT MULTI-VOLTAGE CONTROL RELAY | 1 | 0 | 0.04 |  |  | 35 | 18 | FALSE |  |  |  | 5.125” (130mm) 3.125” (79mm) 2.50” (63mm) |  | #FFFF0000 | FA-NFPA 170 NON ADDRESSABLE RELAY | 1 | FALSE | FALSE | FALSE | 1300 | [13 empty] | FALSE | [5 empty] | THOR\acont | 2025-01-21 08:29 |  |  | Cloned from Space Age Electronics SSU-MR-201/C | [Air Products, Altronix, Firelite, RIB, Space Age Electronics] [AUX POWER, NAC] [*] 6062, MR-101/C/R, MR-101/CR, MR-101/T, MR-201/C/R, PAM-4, RIB2401-RD, SC-300, SSU-MR-101/C, SSU-MR-101/C/R, SSU-MR-201/C, SSU-MR-201/C/R, SSU-MR-204/C
fcad06d0-1e82-4319-a1d9-76b8b629f457 | NFPA 170 SPEAKER CEILING |  |  | North | Siemens |  | Speaker |  |  |  | Module | TRUE | SET-CW | 500-636067 | ET SPKR WHITE CEILING | 1 | [7 empty] | TRUE |  |  |  |  | #FF0070C0 | FA-NFPA 170 SPEAKER CEILING | 1 | FALSE | FALSE | FALSE | 2019 | [16 empty] | C |  |  | DESKTOP-7SAL8M7\acont | 2019-08-13 09:04 | THOR\acont | 2024-09-08 17:27 |  | [Siemens] [AUDIO 25v] [25V AUDIO] SET-AMC-CR-MNS-ALERT (C), SET-AMC-CW-MNS-ALERT (C), SET-AMC-R-MNS-ALERT, SET-AMC-W-MNS-ALERT, SET-CMC-CR-MNS-ALERT (C), SET-CMC-CW-MNS-ALERT (C), SET-CMC-R-MNS-ALERT, SET-CMC-W-MNS-ALERT, SET-CR (C), SET-CW (C), SET-HMC- [Siemens] [AUDIO 70.7v] [70V AUDIO] SET-AMC-CR-MNS-ALERT (C), SET-AMC-CW-MNS-ALERT (C), SET-AMC-R-MNS-ALERT, SET-AMC-W-MNS-ALERT, SET-CMC-CR-MNS-ALERT (C), SET-CMC-CW-MNS-ALERT (C), SET-CMC-R-MNS-ALERT, SET-CMC-W-MNS-ALERT, SET-CR (C), SET-CW (C), SET-HM
331d2538-2e2a-4358-9421-76b9931849b6 | NFPA 170 SMOKE DETECTOR |  |  | North | Monaco Enterprises |  | Smoke Detector |  |  |  | Module | TRUE | 723-508-00 | + | DETECTOR,SYSTEM:PHOTOELECTRIC,NO THERMAL,12/24VDC,WITH 4-WIRE BASE | 1 | 0.0001 | 0.023 |  |  |  |  | TRUE | TRUE |  |  |  |  | #FFFF0000 | FA-NFPA 170 SMOKE DETECTOR | 1 | FALSE | FALSE | FALSE | 1408 | [19 empty] | DESKTOP-7SAL8M7\acont | 2020-02-23 09:21 | THOR\acont | 2024-09-08 17:27 | Cloned from System Sensor 4W-B | [Monaco Enterprises, System Sensor] [AUX POWER] [*] 723-002-00 w/B110RLP (C), 723-002-00 w/B112LP (C), 723-003-00 w/B110RLP (C), 723-003-00 w/B112LP (C), 723-367-00 (C), 723-368-00 (C), 723-508-00 (C), 723-508-01 (C), COSMO-4W (C), COSMOD2W, COSMOD4W [Monaco Enterprises, System Sensor] [IDC] 01 723-002-00 w/B110RLP (C), 723-002-00 w/B112LP (C), 723-002-00 w/B114LP (C), 723-003-00 w/B110RLP (C), 723-003-00 w/B112LP (C), 723-003-00 w/B114LP (C), 723-367-00 (C), 723-368-00 (C), 723-508-00 (C), 723-508-0
20cf7de8-4652-4c43-b1b9-76b9eaf3e12b | NFPA 170 DGP |  |  | North | Notifier |  | Hardware |  |  |  | Hardware | TRUE | DR-AA4 |  | Door assembly, window, one tier (no battery compartment), BLACK, 9.8 lbs. | 1 | [6 empty] | FALSE | [5 empty] | #FFFF0000 | FA-NFPA 170 DGP | 1 | FALSE | FALSE | FALSE | [9 empty] | 7,12,18 |  |  |  |  | TRUE | [5 empty] | DESKTOP-7EIEB7A\acont | 2021-04-01 14:48 | THOR\acont | 2024-09-08 17:27 | Cloned from Notifier DR-C4
e249d9ad-00b7-4559-bb45-76bda6acefd8 | NFPA 170 STROBE CEILING |  |  | North | Kidde |  | Strobe |  |  |  | Module | TRUE | EGCVRN |  | Strobe, running man, red, none | 1 | [6 empty] | FALSE | TRUE |  |  |  |  | #FF0070C0 | FA-NFPA 170 STROBE CEILING | 1 | FALSE | FALSE | FALSE | 2022 | [13 empty] | FALSE |  |  | C |  |  | DESKTOP-GHR3H5U\Anthony | 2019-10-17 12:04 | THOR\acont | 2024-09-08 17:27 |  | [Edwards, Kidde] [NAC] [24 FWR] EGCSVRF (C), EGCSVRN (C), EGCSVWA (C), EGCSVWF (C), EGCSVWN (C), EGCVRF (C), EGCVRN (C), EGCVWF (C), EGCVWN (C), GCSVRF (C), GCSVRN (C), GCSVWA (C), GCSVWF (C), GCSVWN (C), GCVRF (C), GCVRN (C), GCVWF (C), GCVWN (C) [Edwards, Kidde] [NAC] [24 VDC] EGCSVRF (C), EGCSVRN (C), EGCSVWA (C), EGCSVWF (C), EGCSVWN (C), EGCVRF (C), EGCVRN (C), EGCVWF (C), EGCVWN (C), GCSVRF (C), GCSVRN (C), GCSVWA (C), GCSVWF (C), GCSVWN (C), GCVRF (C), GCVRN (C), GCVWF (C), GCVWN (C)
ecafc0e6-c547-4cf1-a0da-76bf9b383971 | NFPA 170 FIRE ALARM CONTROL UNIT | RISER FACP |  | North | Kidde |  | Fire Alarm Control Unit |  |  |  | Assembly | TRUE | VS1-R-2 |  | FACP, 1 Loop, 64pt, 2 Cl B NACs, red, 230v | 1 | [6 empty] | FALSE | [5 empty] | #FFFF0000 | FA-NFPA 170 FIRE ALARM CONTROL UNIT | 1 | FALSE | FALSE | FALSE | 202 | [8 empty] | 7,12,18 |  |  |  |  | TRUE | [7 empty] | THOR\acont | 2024-09-08 17:27
15d0eea0-92f3-4285-960a-76c1cc3fa7a5 |  |  |  | North | Gamewell FCI |  | Hardware |  |  |  | Hardware | TRUE | E3-ILI-CPLATE | ++ | Intelligent loop module mounting plate “C” Size | 1 | [6 empty] | TRUE | [5 empty] | #FFFFFFFF |  |  | FALSE | FALSE | FALSE | [20 empty] | DESKTOP-7EIEB7A\acont | 2022-08-29 12:27 | THOR\acont | 2024-10-09 10:48 | Cloned from Gamewell FCI E3ID2-C
e0a33688-b6ca-4e36-98ae-76c31a5e29cf |  |  |  | North | Potter | [5 empty] | Module | TRUE | AMS-59 |  | Concealed Leads Surface Contact | 1 | [6 empty] | FALSE | [5 empty] | #FFFFFFFF |  |  | FALSE | FALSE | FALSE | [14 empty] | FALSE | [7 empty] | THOR\acont | 2024-10-09 10:48
80b399df-c44c-4511-acbb-76c3675817cf | NFPA 170 STROBE WALL |  |  | North | Eaton Wheelock |  | Strobe |  |  |  | Module | TRUE | RS-2415W-FR | ++ | Strobe, 24 Vdc, Red, 15cd | 1 | 0 | 0.347 |  |  |  |  | FALSE | FALSE |  |  |  |  | #FF0070C0 | FA-NFPA 170 STROBE WALL | 1 | FALSE | FALSE | FALSE | 2022 | [13 empty] | FALSE | [5 empty] | THOR\acont | 2023-10-23 16:47 | THOR\acont | 2024-09-08 17:27 | Cloned from Eaton Wheelock RSS-24MCW-FW | [Eaton Wheelock, FCI] [NAC] [DC MAX] PC2415 (C), PC2415W (C), RS-2415W-FR [Eaton Wheelock, FCI] [NAC] [DC MAX] RS-2415W-FR, SC24115/W (C) [Eaton Wheelock, FCI] [NAC] [DC MAX] RS-2415W-FR, SC2475/W (C) [Eaton Wheelock, FCI] [NAC] [DC MAX] PC241575 (C), PC241575W (C), RS-2415W-FR [Eaton Wheelock] [NAC] [DC] RS-2415W-FR [Eaton Wheelock, FCI] [NAC] [DC MAX] PC2495 (C), PC2495W (C), RS-2415W-FR [Eaton Wheelock, FCI] [NAC] [DC MAX] PC2430 (C), PC2430W (C), RS-2415W-FR [Eaton Wheelock, FCI] [NAC] [DC MAX] RS-2415W-FR, SC2430/W (C) [Eaton Wheelock, FCI] [NAC] [DC MAX] PC24115 (C), PC24115W (C), RS-2415W-FR [Eaton Wheelock, FCI] [NAC] [DC MAX] RS-2415W-FR, SC241575/W (C) [Eaton Wheelock, FCI] [NAC] [DC MAX] PC2475 (C), PC2475W (C), RS-2415W-FR [Eaton Wheelock, FCI] [NAC] [DC MAX] RS-2415W-FR, SC2495/W (C) [Eaton Wheelock, FCI] [NAC] [DC MAX] RS-2415W-FR, SC24177/W (C) [Eaton Wheelock, FCI] [NAC] [DC MAX] RS-2415W-FR, SC2415/W (C) [Eaton Wheelock, FCI] [NAC] [DC MAX] PC24177 (C), PC24177W (C), RS-2415W-FR
fdfb7e13-a7e8-4fa8-8d21-76c4499ce22c | NFPA 170 AMPLIFIER RACK | RISER AMP |  | North | Notifier |  | Hardware |  |  |  | Hardware | TRUE | EQDR-C4R |  | Equipment Door assembly, vented, 3 tiers, red | 1 | [6 empty] | FALSE | [5 empty] | #FFFF0000 | FA-NFPA 170 AMPLIFIER RACK | 1 | FALSE | FALSE | FALSE | 300 | [8 empty] | 7,12,18 |  |  |  |  | TRUE | [5 empty] | DESKTOP-7EIEB7A\acont | 2022-04-15 17:32 | THOR\acont | 2024-09-08 17:27 | Cloned from Notifier EQDR-B4
94366d8e-9c77-4913-bdd3-76c46a5c4c6e | NFPA 170 SPEAKER STROBE CEILING |  |  | North | System Sensor |  | Speaker/Strobe |  |  |  | Module | TRUE | SPSCWK-CLR-ALERT | + | Outdoor Speaker Strobe, Selectable Candela, Clear Lens, ALERT Printed | 1 | 0 | 0.017 |  |  |  |  | FALSE | TRUE |  |  |  |  | #FF0070C0 | FA-NFPA 170 SPEAKER STROBE CEILING | 1 | FALSE | FALSE | FALSE | 2020 | [13 empty] | FALSE |  |  | C, WP |  |  | DESKTOP-7EIEB7A\acont | 2021-05-05 15:39 | THOR\acont | 2024-09-08 17:27 | Cloned from System Sensor SPSCWL-CLR-ALERT | [BluePoint, System Sensor] [NAC] [VFWR, TEMPORAL HIGH] BP04-311P, SCRK (C), SCWK (C), SPSCWK (C), SPSCWK-CLR-ALERT (C), SPSRK, SPSRK-P, SPSWK, SPSWK-CLR-ALERT, SPSWK-P [BluePoint, System Sensor] [AUDIO 70.7v] [70V AUDIO] BP04-311P, SPCR (C), SPCW (C), SPCWK (C), SPRK, SPSCWH (C), SPSCWHK (C), SPSCWHK-P (C), SPSCWK (C), SPSCWK-CLR-ALERT (C), SPSRHK, SPSRK, SPSRK-P, SPSWK, SPSWK-CLR-ALERT, SPSWK-P, SPWK [BluePoint, System Sensor] [AUDIO 25v] [25V AUDIO] BP04-311P, SPCR (C), SPCW (C), SPCWK (C), SPRK, SPSCWH (C), SPSCWHK (C), SPSCWHK-P (C), SPSCWK (C), SPSCWK-CLR-ALERT (C), SPSRHK, SPSRK, SPSRK-P, SPSWK, SPSWK-CLR-ALERT, SPSWK-P, SPWK [BluePoint, System Sensor] [NAC] [VDC, TEMPORAL HIGH] BP04-311P, SCRK (C), SCWK (C), SPSCWK (C), SPSCWK-CLR-ALERT (C), SPSRK, SPSRK-P, SPSWK, SPSWK-CLR-ALERT, SPSWK-P
4bdf7609-1970-4a8e-a7bc-76c49eeb71b2 | NFPA 170 DGP |  |  | North | Notifier |  | Hardware |  |  |  | Hardware | TRUE | DR-C4BR |  | Door assembly, solid door, three tiers, RED, 23.45 lbs. | 1 | [6 empty] | FALSE | [5 empty] | #FFFF0000 | FA-NFPA 170 DGP | 1 | FALSE | FALSE | FALSE | [9 empty] | 7,12,18 |  |  |  |  | TRUE | [5 empty] | DESKTOP-7EIEB7A\acont | 2021-04-01 14:57 | THOR\acont | 2024-09-08 17:27 | Cloned from Notifier DR-C4B
d80a84fc-81ee-48bd-97b0-76cb84382dc0 |  |  |  | North | STI |  | Hardware |  |  |  | Hardware | TRUE | STI-13220FR |  | Universal Stopper® with Horn, Surface Mount, Fire Label | 1 | [6 empty] | FALSE | [5 empty] | #FFFFFFFF |  |  | FALSE | FALSE | FALSE | [14 empty] | FALSE | [5 empty] | DESKTOP-7SAL8M7\acont | 2020-09-14 15:44 | THOR\acont | 2024-10-09 10:48 | Cloned from STI STI-13210FR
b54515f2-4311-4d9b-b91f-76cd20166ce7 | NFPA 170 HEAT DETECTOR |  |  | North | Edwards |  | Heat Detector |  |  |  | Module | TRUE | SIGA-HCD w/SIGA-AB4G-LF BASE | ++ | Multisensor Heat, and CO Detector | 1 | 5.1e-05 | 6.8e-05 |  |  |  |  | FALSE | [5 empty] | #FFFF0000 | FA-NFPA 170 HEAT DETECTOR | 1 | FALSE | FALSE | FALSE | 1403 | [13 empty] | FALSE |  |  | LF |  |  |  |  | THOR\acont | 2024-09-08 17:27 | 20191121 AC Detector with base | [Edwards, Kidde] [SLC EST MODULES/SENSORS] 01 [*] [iO64] DS-HFS (C), DS-PS (C), FX-HD w/IB4U BASE, FX-HD w/RB4U BASE, FX-HD w/SB4U BASE, FX-HD w/SB4U-LF BASE, FX-HD wB4U BASE, FX-PD w/B4U BASE (C), FX-PD w/IB4U BASE (C), FX-PD w/SB4U BASE (C), FX-PD w/SB [Edwards, Kidde] [AUX POWER] FX-HD w/SB4U-LF BASE, FX-PD w/SB4U-LF BASE (C), FX-PHD w/SB4U-LF BASE (C), SIGA2-COS w/SIGA-AB4G-LF BASE, SIGA2-HCOS w/SIGA-AB4G-LF BASE, SIGA2-HFS w/SIGA-AB4G-LF BASE, SIGA2-HRS w/SIGA-AB4G-LF BASE, SIGA2-PCOS w/SIGA-AB4G-LF [Edwards, Kidde] [SLC EST SENSORS] [*] [#4 TYPE ADDR ¦ SENSORS] KI-DDOS (C), SIGA2-COS w/SIGA-AB4G BASE, SIGA2-COS w/SIGA-AB4G-LF BASE, SIGA2-COS w/SIGA-AB4GT BASE, SIGA2-COS w/SIGA-IB BASE, SIGA2-COS w/SIGA-RB BASE, SIGA2-COS w/SIGA-SB BASE, SIGA2-HCOS [Edwards, Kidde] [SLC EST SENSORS] 01 [*] [EST3, iO1000] DS-HFS (C), DS-PS (C), FX-HD w/IB4U BASE, FX-HD w/RB4U BASE, FX-HD w/SB4U BASE, FX-HD w/SB4U-LF BASE, FX-HD wB4U BASE, FX-PD w/B4U BASE (C), FX-PD w/IB4U BASE (C), FX-PD w/SB4U BASE (C), FX-PD w/SB [Edwards, Kidde] [SLC EST MODULES SENSORS] [*] [#2 SHARED ADDR ¦ SENSORS] KI-DDOS (C), SIGA2-COS w/SIGA-AB4G BASE, SIGA2-COS w/SIGA-AB4G-LF BASE, SIGA2-COS w/SIGA-AB4GT BASE, SIGA2-COS w/SIGA-IB BASE, SIGA2-COS w/SIGA-RB BASE, SIGA2-COS w/SIGA-SB BASE, S
ce2368a5-4905-4169-8c3c-76cf9bed0618 | NFPA 170 SYNC MODULE |  |  | North | Autocall |  | Sync Module |  |  |  | Module | TRUE | A4905-9938 |  | SmartSync Control Module with Class B or Class A output | 1 | 0 | 0.03 |  |  |  |  | TRUE | [5 empty] | #FFFF0000 | FA-NFPA 170 SYNC MODULE | 1 | FALSE | FALSE | FALSE | 1300 | [19 empty] | DESKTOP-0D6CQVA\lousc | 2019-07-05 09:54 | THOR\acont | 2024-12-06 06:52 | Cloned from AutoCall A4905-9922 | [Autocall, Simplex] [NAC] 4905-9914, 4905-9938, A4905-9914, A4905-9922, A4905-9938
3821cba7-5efd-40a1-97cc-76d3f8a0a4dc | NFPA 170 NON ADDRESSABLE RELAY | NFPA 170 NON ADDRESSABLE RELAY |  | North | Fike |  | Non-Addressable Relay |  |  |  | Module | TRUE | FIK-5883 | ++ | Relay Interface Board (protective cabinet provided) | 1 | 0 | 0.22 |  |  | 24 |  | FALSE |  |  |  | 10.125” x 10.375” x 3.125” (26.04 x 26.35 x 7.94 cm) |  | #FFFF0000 | FA-NFPA 170 NON ADDRESSABLE RELAY | 1 | FALSE | FALSE | FALSE | 202 | [13 empty] | FALSE |  |  | 10 |  |  | DESKTOP-7EIEB7A\acont | 2023-01-04 16:55 | THOR\acont | 2024-09-08 17:27 | Cloned from Fike FIK-5880 | [Fike] [AUX POWER] [*] [AUX INPUT ++] 10-2631, 10-2646, 10-2800‐1‐0‐01‐0‐1‐01, 10-2801-1-0-01-0-1-01, FIK-5883 | [Fike] FIK-5883
28d35491-4682-4c6d-a65c-76d56538d3d0 | NFPA 170 SMOKE HEAT CO DETECTOR |  |  | North | Edwards |  | Smoke/Heat/CO Detector |  |  |  | Module | TRUE | SIGA-PHCD w/SIGA-IB BASE | ++ | Photoelectric, heat detector and carbon monoxide life safety detector | 1 | 5.1e-05 | 6.8e-05 |  |  |  |  | FALSE | TRUE |  |  |  |  | #FFFF0000 | FA-NFPA 170 SMOKE HEAT CO DETECTOR | 1 | FALSE | FALSE | FALSE | 1408 | [13 empty] | FALSE | [7 empty] | THOR\acont | 2024-10-08 16:50 | 20191121 AC Detector with base | [Edwards, Kidde] [SLC EST SENSORS] 01 [*] [EST3, iO1000] DS-HFS (C), DS-PS (C), FX-HD w/IB4U BASE, FX-HD w/RB4U BASE, FX-HD w/SB4U BASE, FX-HD w/SB4U-LF BASE, FX-HD wB4U BASE, FX-PD w/B4U BASE (C), FX-PD w/IB4U BASE (C), FX-PD w/SB4U BASE (C), FX-PD w/SB [Edwards, Kidde] [SLC EST MODULES SENSORS] [*] [#2 SHARED ADDR ¦ SENSORS] KI-DDOS (C), SIGA2-COS w/SIGA-AB4G BASE, SIGA2-COS w/SIGA-AB4G-LF BASE, SIGA2-COS w/SIGA-AB4GT BASE, SIGA2-COS w/SIGA-IB BASE, SIGA2-COS w/SIGA-RB BASE, SIGA2-COS w/SIGA-SB BASE, S [Edwards, Kidde] [SLC EST MODULES/SENSORS] 01 [*] [iO64] DS-HFS (C), DS-PS (C), FX-HD w/IB4U BASE, FX-HD w/RB4U BASE, FX-HD w/SB4U BASE, FX-HD w/SB4U-LF BASE, FX-HD wB4U BASE, FX-PD w/B4U BASE (C), FX-PD w/IB4U BASE (C), FX-PD w/SB4U BASE (C), FX-PD w/SB [Edwards, Kidde] [SLC EST SENSORS] [*] [#4 TYPE ADDR ¦ SENSORS] KI-DDOS (C), SIGA2-COS w/SIGA-AB4G BASE, SIGA2-COS w/SIGA-AB4G-LF BASE, SIGA2-COS w/SIGA-AB4GT BASE, SIGA2-COS w/SIGA-IB BASE, SIGA2-COS w/SIGA-RB BASE, SIGA2-COS w/SIGA-SB BASE, SIGA2-HCOS
30813a7a-c531-4c18-a8e6-76d6a40dd566 | NFPA 170 SMOKE HEAT DETECTOR |  |  | North | Bosch |  | Smoke/Heat Detector |  |  |  | Module | TRUE | FCP-350-PTH w/FCA-350-B6 | ++ | Smoke detector head, photo/heat w/2-wire base | 1 | 5.9e-05 | 0.005 |  |  | 24 | [7 empty] | #FFFF0000 | FA-NFPA 170 SMOKE HEAT DETECTOR | 1 | FALSE | FALSE | FALSE | [20 empty] | THOR\acont | 2024-04-23 12:31 | THOR\acont | 2024-09-08 17:27 | Cloned from Bosch FCP-350-P | [Bosch] [IDC] 01 [*] [ALARM] 24ISN-CSM20-WGW, D273, D273TH, D273THE (C), FCP-350-P w/FCA-350-B6, FCP-350-PTH w/FCA-350-B6, FMM-100SATK
bb6e1da6-b356-48fe-a961-76d8dbbdba10 |  |  |  | North | Edwards |  | Hardware |  |  |  | Hardware | TRUE | FW-NCZZXP |  | UPGRADE FW-CGS license to Non-Redundant Server CLIENT license | 1 | [6 empty] | FALSE | [5 empty] | #FFFFFFFF |  |  | FALSE | FALSE | FALSE | [14 empty] | FALSE | [7 empty] | THOR\acont | 2024-10-09 10:48
c15cd660-cae4-4082-b052-76d9c882d993 | NFPA 170 SPEAKER STROBE |  |  | North | Siemens |  | Speaker/Strobe |  |  |  | Module | TRUE | SET-S17-R-WP | 500-636058 | ET SPKR 15/75 STROBE RED WEATHERPROOF | 1 | [12 empty] | #FF0070C0 | FA-NFPA 170 SPEAKER STROBE | 1 | FALSE | FALSE | FALSE | 2019 | [19 empty] | DESKTOP-7SAL8M7\acont | 2019-08-13 09:04 | THOR\acont | 2024-09-08 17:27 | B,T | [Siemens] [NAC] [VDC UL1638] SET-S17-CW-WP (C), SET-S17-R-WP, SET-S17-W-WP [Siemens] [NAC] [VFWR UL1638] SET-S17-CW-WP (C), SET-S17-R-WP, SET-S17-W-WP [Siemens] [AUDIO 25v] [25V AUDIO] SET-177-CR-WP (C), SET-177-CW-WP (C), SET-185-R-WP, SET-185-W-WP, SET-S17-CW-WP (C), SET-S17-R-WP, SET-S17-W-WP [Siemens] [NAC] [VFWR UL1971] SET-S17-CW-WP (C), SET-S17-R-WP, SET-S17-W-WP [Siemens] [AUDIO 70.7v] [70V AUDIO] SET-177-CR-WP (C), SET-177-CW-WP (C), SET-185-R-WP, SET-185-W-WP, SET-S17-CW-WP (C), SET-S17-R-WP, SET-S17-W-WP [Siemens] [NAC] [VDC UL1971] SET-S17-CW-WP (C), SET-S17-R-WP, SET-S17-W-WP
63405aa7-745c-422c-a695-76dcef5b71f3 |  |  |  | North | Fike |  | Cards & Components |  |  |  | Card | TRUE | 10-2583 |  | Multi-InterFace Module | 1 | 0.26 | 1.26 |  |  |  |  | TRUE | [5 empty] | #FFFFFFFF |  |  | FALSE | FALSE | FALSE | [14 empty] | FALSE | [5 empty] | AULAPTOP-PC\Aulaptop | 2019-07-06 06:59 | THOR\acont | 2024-10-09 10:48 | Cloned from Fike XXXX CLONED CLONED
a03f050f-0b31-4892-8c7c-76dda356bdf8 | NFPA 170 HORN |  |  | North | System Sensor |  | Horn |  |  |  | Module | TRUE | HR-LF | + | Low Frequency Sounder, Red | 1 | 0 | 0.047 |  |  |  |  | FALSE | [5 empty] | #FF0070C0 | FA-NFPA 170 HORN | 1 | FALSE | FALSE | FALSE | 2010 | [13 empty] | FALSE |  |  | LF |  |  | DESKTOP-7EIEB7A\acont | 2022-06-21 18:40 | THOR\acont | 2024-09-08 17:27 | Cloned from System Sensor HRL-LF | [Bosch, System Sensor] [NAC] [24VFWR, TEMPORAL HIGH] HR-LF, HW-LF, SS-HR-LF [Bosch, System Sensor] [NAC] [24VDC, TEMPORAL HIGH] HR-LF, HW-LF, SS-HR-LF
3b988ab6-2b06-439c-ba46-76e46b02e8df |  |  |  | North | Simplex |  | Cards & Components |  |  |  | Card | TRUE | 4100-6033 | ++ | Alarm/Supv/Tbl Relay, 3 Form C relays | 1 | 0.015 | 0.037 |  |  |  |  | TRUE | [5 empty] | #FFFFFFFF |  |  | FALSE | FALSE | FALSE | [20 empty] | THOR\acont | 2024-04-05 14:37 | THOR\acont | 2024-10-09 10:48 | Cloned from Autocall A100-6033 | [Autocall, Simplex] [IDC] [#1 ALARM] 4100-6033, 4100-9111 (4100U) Main Board, 4100-9111 Main Board, A009-970x MAIN BOARD, A009-970xx MAIN BOARD, A100-6033, A100-9111 Main Board [Autocall, Simplex] [IDC] [#3 SUPERVISORY] 4100-6033, A100-6033 [Autocall, Simplex] [IDC] [#2 TROUBLE] 4100-6033, A100-6033
8e9766bd-ae69-4adb-b1ad-76eb98ec8600 | NFPA 170 FIRE ALARM CONTROL INTERFACE |  |  | North | Autocall |  | Interface |  |  |  | Assembly | TRUE | A190-9834 | ++ | ES Net external NIC and media cards for TSW, Red | 1 | 0.12 | 0.12 | [10 empty] | #FFFF0000 | FA-NFPA 170 FIRE ALARM CONTROL INTERFACE | 1 | FALSE | FALSE | FALSE | [20 empty] | THOR\acont | 2024-02-23 06:12 | THOR\acont | 2024-09-08 17:27 | Cloned from Autocall A190-9832
95fc8d84-48da-4894-9819-76ec7a36618d | NFPA 170 SMOKE HEAT DETECTOR |  |  | North | Potter |  | Smoke/Heat Detector |  |  |  | Module | TRUE | PSHA | + | Addressable Photoelectric Smoke / Heat Detector | 1 | 0.000325 | 0.000325 |  |  |  |  | FALSE | TRUE |  |  |  |  | #FFFF0000 | FA-NFPA 170 SMOKE HEAT DETECTOR | 1 | FALSE | FALSE | FALSE | [14 empty] | FALSE | [7 empty] | THOR\acont | 2024-09-08 17:27 |  | [Potter] [SLC NOHMI] [*] [#2 SHARED ADDR ¦ SENSORS] ARB, ASB, DDA (C), FHA, PSA (C), PSHA (C), RHA
b5d602f8-d591-47f1-9000-76eff3f33aa4 |  |  |  | North | Edwards |  | Cards & Components |  |  |  | Card | TRUE | SL30 |  | Annunciator Module, 1-30 Zones, 2 LEDs & 1 Button Per Zone | 1 | [6 empty] | TRUE | [5 empty] | #FFFFFFFF |  |  | FALSE | FALSE | FALSE | [14 empty] | FALSE | [7 empty] | THOR\acont | 2024-10-09 10:48
3c4f4018-b800-4e7b-889c-76fc2900971e | NFPA 170 SMOKE HEAT DETECTOR |  |  | North | Edwards |  | Smoke/Heat Detector |  |  |  | Module | TRUE | SIGA-PHD w/SIGA-AB4GT BASE | ++ | Photoelectric smoke and heat detector, 135F w/15F/min ROR | 1 | 5.1e-05 | 6.8e-05 |  |  |  |  | FALSE | TRUE |  |  |  |  | #FFFF0000 | FA-NFPA 170 SMOKE HEAT DETECTOR | 1 | FALSE | FALSE | FALSE | 1408 | [13 empty] | FALSE | [7 empty] | THOR\acont | 2024-10-08 16:47 | 20191121 AC Detector with base | [Edwards, Kidde] [SLC EST SENSORS] 01 [*] [EST3, iO1000] DS-HFS (C), DS-PS (C), FX-HD w/IB4U BASE, FX-HD w/RB4U BASE, FX-HD w/SB4U BASE, FX-HD w/SB4U-LF BASE, FX-HD wB4U BASE, FX-PD w/B4U BASE (C), FX-PD w/IB4U BASE (C), FX-PD w/SB4U BASE (C), FX-PD w/SB [Edwards, Kidde] [SLC EST MODULES SENSORS] [*] [#2 SHARED ADDR ¦ SENSORS] KI-DDOS (C), SIGA2-COS w/SIGA-AB4G BASE, SIGA2-COS w/SIGA-AB4G-LF BASE, SIGA2-COS w/SIGA-AB4GT BASE, SIGA2-COS w/SIGA-IB BASE, SIGA2-COS w/SIGA-RB BASE, SIGA2-COS w/SIGA-SB BASE, S [Edwards, Kidde] [SLC EST MODULES/SENSORS] 01 [*] [iO64] DS-HFS (C), DS-PS (C), FX-HD w/IB4U BASE, FX-HD w/RB4U BASE, FX-HD w/SB4U BASE, FX-HD w/SB4U-LF BASE, FX-HD wB4U BASE, FX-PD w/B4U BASE (C), FX-PD w/IB4U BASE (C), FX-PD w/SB4U BASE (C), FX-PD w/SB [Edwards, Kidde] [AUX POWER] KI-COD w/KI-ABDT BASE (C), KI-HCD w/KI-ABDT BASE, KI-HRD w/KI-ABDT BASE, KI-PCD w/KI-ABDT BASE (C), KI-PD w/KI-ABDT BASE (C), KI-PHCD w/KI-ABDT BASE (C), KI-PHD w/KI-ABDT BASE (C), KIR-COD w/KI-ABDT BASE (C), KIR-HCD w/KI-ABD [Edwards, Kidde] [SLC EST SENSORS] [*] [#4 TYPE ADDR ¦ SENSORS] KI-DDOS (C), SIGA2-COS w/SIGA-AB4G BASE, SIGA2-COS w/SIGA-AB4G-LF BASE, SIGA2-COS w/SIGA-AB4GT BASE, SIGA2-COS w/SIGA-IB BASE, SIGA2-COS w/SIGA-RB BASE, SIGA2-COS w/SIGA-SB BASE, SIGA2-HCOS
fd527ccb-e5e4-4c10-9cbf-76ff28558e34 |  |  |  | North | Honeywell |  | Cards & Components |  |  |  | Card | TRUE | HPFF12 Main Board | + | Fire Alarm Power Supply Card | 1 | 0.206 | 0.075 |  |  |  |  | TRUE | [5 empty] | #FFFFFFFF |  |  | FALSE | FALSE | FALSE | [14 empty] | FALSE | [5 empty] | THOR\acont | 2024-08-27 09:34 | THOR\acont | 2024-10-09 10:48 | Cloned from Gamewell FCI HPFF12 Main Board | [Gamewell FCI, Honeywell] [VAC ] 7100 Main Board, FireVac IV (50W, 25V) Main Board, FireVac IV (50W, 70V) Main Board, FLEX 410 Main Board, GF505 Main Board, GF506R Main Board, GF510 Main Board, GFPS-6 Main Board, GFPS-9 Main Board, GWF402 Main Board, GWF [Gamewell FCI, Honeywell] [VAC ] [120VAC] 7100 Main Board, FireVac IV (50W, 25V) Main Board, FireVac IV (50W, 70V) Main Board, FLEX 410 Main Board, GF505 Main Board, GF506R Main Board, GF510 Main Board, GFPS-6 Main Board, GFPS-9 Main Board, GWF402 Main B [Firelite, Gamewell FCI, Honeywell, Notifier] [NAC Trigger] GFPS-6 Main Board, GFPS-9 Main Board, HPFF12 Main Board, HPFF8 Main Board | [Gamewell FCI, Honeywell] HPFF12 Main Board, HPFF8 Main Board
49d11b2e-2a11-4954-a56b-770059fccd5b | NFPA 170 NOTIFICATION CIRCUIT EXTENDER PANEL | RISER NAC |  | North | Edwards |  | Notification Circuit Extender Panel |  |  |  | Assembly | TRUE | APS6A/230 |  | Remote Auxiliary/Booster Power Supply, 6.5A, 230Vac, Red | 1 | [6 empty] | FALSE | [5 empty] | #FFFF0000 | FA-NFPA 170 NOTIFICATION CIRCUIT EXTENDER PANEL | 1 | FALSE | FALSE | FALSE | 212 | [8 empty] | 7,12,18,65 |  |  |  |  | TRUE | [7 empty] | THOR\acont | 2024-09-08 17:27
8aec9443-29c2-416a-85f1-77007934a74a | CADGEN MOTION DETECTOR LONG RANGE |  |  | North | Edwards |  | Motion Detector |  |  |  | Module | TRUE | SIGA-MDS | ++ | PIR Motion Detector /w Swivel Mount | 1 | 0.0006 | 0.0007 |  |  |  |  | FALSE | [5 empty] | #FFFF0000 | FA-CADGEN MOTION DETECTOR LONG RANGE | 1 | FALSE | FALSE | FALSE | [14 empty] | FALSE | [7 empty] | THOR\acont | 2024-10-08 16:39 | 20191121 AC Detector without base | [Edwards, Kidde] [SLC EST MODULES] [*] [#3 TYPE ADDR ¦ MODULES] GSA-UIO2R, GSA-UIO6, GSA-UIO6R, RZI16-2, SIGA-270, SIGA-270P, SIGA-278, SIGA-AA30, SIGA-AA50, SIGA-CC1, SIGA-CC1S, SIGA-CC2, SIGA-CC2A, SIGA-CR, SIGA-CR2, SIGA-CRH, SIGA-CRR, SIGA-CT1, SIGA- [Edwards] [SLC EST MODULES] 03 [*] [EST3, iO1000] SIGA-MD, SIGA-MDS [Edwards, Kidde] [SLC EST MODULES SENSORS] [*] [#1 SHARED ADDR ¦ MODULES] GSA-UIO2R, GSA-UIO6, GSA-UIO6R, RZI16-2, SIGA-270, SIGA-270P, SIGA-278, SIGA-AA30, SIGA-AA50, SIGA-CC1, SIGA-CC1S, SIGA-CC2, SIGA-CC2A, SIGA-CR, SIGA-CR2, SIGA-CRH, SIGA-CRR, SIGA- [Edwards] [SLC EST MODULES/SENSORS] 03 [*] [iO64] SIGA-MD, SIGA-MDS
6fbb2235-2c8a-4060-a11b-77015a11a489 |  |  |  | North | Hochiki |  | Cards & Components |  |  |  | Card | TRUE | FN-2127US0ERS-220 Main Board |  | Main Board | 1 | 0.35 | 0.62 |  |  |  |  | TRUE | [5 empty] | #FFFFFFFF |  |  | FALSE | FALSE | FALSE | [20 empty] | DESKTOP-GHR3H5U\Anthony | 2019-11-26 15:53 | THOR\acont | 2024-10-09 10:48
9e1e2025-5fb8-47af-9c0c-7703e59dd1e6 | CADGEN PROXIMITY READER |  |  | North | ProdataKey, Inc. | Security/Access Control | Prox Reader |  |  |  | Module | TRUE | RDRM |  | Mullion Reader | 1 | 0.03 | 0.03 |  |  |  |  | TRUE | [5 empty] | #FFFF0000 | FA-CADGEN PROXIMITY READER | 1 | FALSE | FALSE | FALSE | [20 empty] | DESKTOP-7EIEB7A\acont | 2022-02-12 08:33 | THOR\acont | 2024-09-08 17:27 | Cloned from ProdataKey, Inc. R1 | [ProdataKey, Inc.] [CARD READER INPUT] [*] RDRG, RDRM
6e2c6bb1-c213-4e0f-bb9c-7704c34da1b4 | NFPA 170 AMPLIFIER RACK | RISER AMP |  | North | Edwards |  | Amplifier |  |  |  | Assembly | TRUE | ANS100XR |  | 100W Audio Expander Panel, Red | 1 | [6 empty] | FALSE | [5 empty] | #FFFF0000 | FA-NFPA 170 AMPLIFIER RACK | 1 | FALSE | FALSE | FALSE | 300 | [8 empty] | 7,12,18 |  |  |  |  | TRUE | [7 empty] | THOR\acont | 2024-09-08 17:27
8c846d32-70a9-4759-83c2-7705a0a553a9 | NFPA 170 NON ADDRESSABLE RELAY |  |  | North | Edwards |  | Non-Addressable Relay |  |  |  | Module | TRUE | MR808/T |  | 8 SPDT Relay /w LED, & Track Mtg H'ware | 1 | 0 | 0.12 |  |  |  |  | FALSE | [5 empty] | #FFFF0000 | FA-NFPA 170 NON ADDRESSABLE RELAY | 1 | FALSE | FALSE | FALSE | 1300 | [13 empty] | FALSE | [7 empty] | THOR\acont | 2024-09-08 17:27 |  | [Edwards] [AUX POWER] MR608/S, MR608/T, MR704/S, MR704/T, MR808/S, MR808/T
30e329ba-9f1c-4b1c-9853-77067eef6f78 | NFPA 170 FIRE ALARM CONTROL UNIT | RISER FACP |  | North | Hochiki |  | Fire Alarm Control Unit |  |  |  | Assembly | TRUE | FN4127US0ERS120 |  | FireNET® FACP, 4 Loop, Red, 120V | 1 | [6 empty] | FALSE |  |  | *Refer to Install Sheet | 14.5" W x 24" H x 5" D |  | #FFFF0000 | FA-NFPA 170 FIRE ALARM CONTROL UNIT | 1 | FALSE | FALSE | FALSE | 202 | [8 empty] | 7,12,18,28,55,60 |  |  |  |  | TRUE | [5 empty] | DESKTOP-0D6CQVA\lousc | 2019-09-24 07:19 | THOR\acont | 2024-09-08 17:27 | from Hochiki FN2127US0ERS120 | [AutoPulse, Hochiki, VES] [RS-485] [Network] 542R (433607), FN2127US0ERS120, FN-2127US0ERS-220, FN2127US1ERS120, FN-2127US1ERS-220, FN4127US0ERS120, FN-4127US0ERS-220, FN4127US1ERS120, FN-4127US1ERS-220, FN-LCD-N, FN-LCD-S, FNP-1127, FNP-1127ES0EGS-120, | [Hochiki] FN2127US0ERS120, FN-2127US0ERS-220, FN2127US1ERS120, FN-2127US1ERS-220, FN4127US0ERS120, FN-4127US0ERS-220, FN4127US1ERS120, FN-4127US1ERS-220 [Hochiki] FN2127US0ERS120, FN-2127US0ERS-220, FN2127US1ERS120, FN-2127US1ERS-220, FN4127US0ERS120, FN-4127US0ERS-220, FN4127US1ERS120, FN-4127US1ERS-220 [Hochiki] FN4127US0ERS120, FN-4127US0ERS-220, FN4127US1ERS120, FN-4127US1ERS-220 [Hochiki] FN2127US0ERS120, FN-2127US0ERS-220, FN2127US1ERS120, FN-2127US1ERS-220, FN4127US0ERS120, FN-4127US0ERS-220, FN4127US1ERS120, FN-4127US1ERS-220 [Hochiki] FN2127US0ERS120, FN-2127US0ERS-220, FN2127US1ERS120, FN-2127US1ERS-220, FN4127US0ERS120, FN-4127US0ERS-220, FN4127US1ERS120, FN-4127US1ERS-220 [Hochiki] FN2127US0ERS120, FN-2127US0ERS-220, FN2127US1ERS120, FN-2127US1ERS-220, FN4127US0ERS120, FN-4127US0ERS-220, FN4127US1ERS120, FN-4127US1ERS-220
7a9b2a72-0078-425c-bdcd-770b1a0795ec |  |  |  | North | Bosch |  | Cards & Components |  |  |  | Card | TRUE | D9142F Main Board | + | Fire Alarm Power Supply Main Board | 1 | 0.135 | 0.135 |  |  |  |  | TRUE | FALSE |  |  |  |  | #FFFFFFFF |  |  | FALSE | FALSE | FALSE | [14 empty] | FALSE | [5 empty] | DESKTOP-7SAL8M7\acont | 2020-06-19 05:38 | THOR\acont | 2024-10-09 10:48 | Cloned from Bosch FPP-RNAC-8A-4C Main Board | [Bosch] [NAC Trigger] D9142F Main Board, FPP-RNAC-8A-4C Main Board | [Bosch] D9142F Main Board
e45d81e2-b9f9-4f78-be73-770e70f7061c | NFPA 170 NON ADDRESSABLE RELAY |  |  | North | RIB |  | Non-Addressable Relay |  |  |  | Module | TRUE | RIB2401-RD | + | Enclosed Relay 20 Amp SPDT with 24 Vac/dc/120 Vac Coil | 1 | 0 | 0.035 |  |  |  |  | FALSE | [5 empty] | #FFFF0000 | FA-NFPA 170 NON ADDRESSABLE RELAY | 1 | FALSE | FALSE | FALSE | 1300 | [13 empty] | FALSE | [5 empty] | DESKTOP-7EIEB7A\acont | 2022-10-14 12:47 | THOR\acont | 2024-09-08 17:27 | Cloned from Air Products MR-101/C/R | [Air Products, Altronix, Firelite, RIB, Space Age Electronics] [AUX POWER, NAC] [*] 6062, MR-101/C/R, MR-101/CR, MR-101/T, MR-201/C/R, PAM-4, RIB2401-RD, SC-300, SSU-MR-101/C, SSU-MR-101/C/R, SSU-MR-201/C, SSU-MR-201/C/R, SSU-MR-204/C | [RIB] RIB2401-RD
12bf688b-1072-4e80-a092-77174985b9ad |  |  |  | North | Bosch | [5 empty] | Module | TRUE | NDA-SMB-CMT | * | Corner mount surface mount box. Aluminum; white | 1 | [12 empty] | #FFFFFFFF |  |  | FALSE | FALSE | FALSE | [20 empty] | DESKTOP-7EIEB7A\acont | 2021-08-13 06:25 | THOR\acont | 2024-10-09 10:48
14036fa0-7668-4675-a09d-7718b84439fe |  |  |  | North | Edwards |  | Hardware |  |  |  | Hardware | TRUE | STI-3004 |  | Conduit Insert | 1 | [6 empty] | FALSE | [5 empty] | #FFFFFFFF |  |  | FALSE | FALSE | FALSE | [14 empty] | FALSE | [7 empty] | THOR\acont | 2024-10-09 10:48
efa948be-8005-436d-9352-771f53430748 | NFPA 170 STROBE CEILING |  |  | North | System Sensor |  | Strobe |  |  |  | Module | TRUE | SCWKLED | ++ | Strobe, Ceiling, White, Outdoor | 1 | 0 | 0.111 |  |  |  |  | FALSE | TRUE |  |  |  |  | #FF0070C0 | FA-NFPA 170 STROBE CEILING | 1 | FALSE | FALSE | FALSE | 2022 | [13 empty] | FALSE |  |  | C, WP |  |  | DESKTOP-QGO6JOK\acont | 2024-07-15 14:08 | THOR\acont | 2024-09-08 17:27 | Cloned from System Sensor SCRKLED CLONED CLONED | [System Sensor] [NAC] [24VDC] SCRKLED (C), SCRKLED-B (C), SCRKLED-P (C), SCRLED (C), SCRLED-B (C), SCRLED-P (C), SCWKLED (C), SCWKLED-B (C), SCWKLED-P (C), SCWLED (C), SCWLED-B (C), SCWLED-CLR-ALERT (C), SCWLED-P (C)
b986983f-ee86-4a9b-afe1-77218054f8fd |  |  |  | North | Bosch | [5 empty] | Module | TRUE | NDE-5503-A | * | Camera Dome & True Day/Night Camera, Flexidome Ip 5000I, Vandal Resistant, Ip66, 5 Megapixel, 3-10Mm Varifo | 1 | [12 empty] | #FFFFFFFF |  |  | FALSE | FALSE | FALSE | [20 empty] | DESKTOP-7EIEB7A\acont | 2021-08-13 06:25 | THOR\acont | 2024-10-09 10:48
87f99fc9-e1b2-4e0d-8f03-772842d2e946 | NFPA 170 HORN STROBE |  |  | North | Kidde |  | Horn/Strobe |  |  |  | Module | TRUE | EG4AVWN |  | Wall horn-strobe, white, no marking | 1 | [6 empty] | FALSE |  | GRSW-10 |  |  |  | #FF0070C0 | FA-NFPA 170 HORN STROBE | 1 | FALSE | FALSE | FALSE | 2012 | [13 empty] | FALSE | [5 empty] | DESKTOP-7SAL8M7\acont | 2020-08-19 11:55 | THOR\acont | 2024-09-08 17:27 | Cloned from Edwards G4AVWN | [Edwards, Kidde] [NAC] [VDC, LOW DB] EG4AVRF, EG4AVRF-FR, EG4AVRF-SP, EG4AVRN, EG4AVWF, EG4AVWF-FR, EG4AVWF-SP, EG4AVWN, G4AVRF, G4AVRF-FR, G4AVRF-SP, G4AVRN, G4AVWF, G4AVWF w/STI, G4AVWF-FR, G4AVWF-SP, G4AVWN [Edwards, Kidde] [NAC] [VFWR, HIGH DB] EG4AVRF, EG4AVRF-FR, EG4AVRF-SP, EG4AVRN, EG4AVWF, EG4AVWF-FR, EG4AVWF-SP, EG4AVWN, G4AVRF, G4AVRF-FR, G4AVRF-SP, G4AVRN, G4AVWF, G4AVWF w/STI, G4AVWF-FR, G4AVWF-SP, G4AVWN [Edwards, Kidde] [NAC] [VFWR, LOW DB] EG4AVRF, EG4AVRF-FR, EG4AVRF-SP, EG4AVRN, EG4AVWF, EG4AVWF-FR, EG4AVWF-SP, EG4AVWN, G4AVRF, G4AVRF-FR, G4AVRF-SP, G4AVRN, G4AVWF, G4AVWF w/STI, G4AVWF-FR, G4AVWF-SP, G4AVWN [Edwards, Kidde] [NAC] [VDC, HIGH DB] EG4AVRF, EG4AVRF-FR, EG4AVRF-SP, EG4AVRN, EG4AVWF, EG4AVWF-FR, EG4AVWF-SP, EG4AVWN, G4AVRF, G4AVRF-FR, G4AVRF-SP, G4AVRN, G4AVWF, G4AVWF w/STI, G4AVWF-FR, G4AVWF-SP, G4AVWN
569bf765-23f8-49f2-beb9-7738188b836a | NFPA 170 SPEAKER STROBE CEILING |  |  | North | System Sensor |  | Speaker/Strobe |  |  |  | Module | TRUE | SPSCWL | + | Speaker/Strobe Ceiling Mount, White | 1 | 0 | 0.226 |  |  |  |  | FALSE | TRUE |  |  |  |  | #FF0070C0 | FA-NFPA 170 SPEAKER STROBE CEILING | 1 | FALSE | FALSE | FALSE | 2020 | [13 empty] | FALSE |  |  | C |  |  |  |  | THOR\acont | 2024-09-08 17:27 |  | [BluePoint, System Sensor] [AUDIO 25v] [25V AUDIO] BP04-511P (C), BP04-A511P (C), SPCRL (C), SPCWL (C), SPCWL-TILE (C), SPSCR (C), SPSCRH (C), SPSCRL (C), SPSCW (C), SPSCWL (C), SPSCWL-CLR-ALERT (C), SPSCWL-P (C), SPSCWL-SP (C), SPSCWL-TILE (C) [BluePoint, System Sensor] [AUDIO 70.7v] [70V AUDIO] BP04-511P (C), BP04-A511P (C), SPCRL (C), SPCWL (C), SPCWL-TILE (C), SPSCR (C), SPSCRH (C), SPSCRL (C), SPSCW (C), SPSCWL (C), SPSCWL-CLR-ALERT (C), SPSCWL-P (C), SPSCWL-SP (C), SPSCWL-TILE (C) [BluePoint, System Sensor] [NAC] [VDC] BP04-511P (C), BP04-A511P (C), SPSCRL (C), SPSCWL (C), SPSCWL-CLR-ALERT (C), SPSCWL-P (C), SPSCWL-SP (C), SPSCWL-TILE (C) [BluePoint, System Sensor] [NAC] [VFWR] BP04-511P (C), BP04-A511P (C), SPSCRL (C), SPSCWL (C), SPSCWL-CLR-ALERT (C), SPSCWL-P (C), SPSCWL-SP (C), SPSCWL-TILE (C) [BluePoint, System Sensor] [NAC] [VDC] BP04-511P (C), BP04-A511P (C), SPSCRL (C), SPSCWL (C), SPSCWL-CLR-ALERT (C), SPSCWL-P (C), SPSCWL-SP (C), SPSCWL-TILE (C)
89e798dc-4835-4390-aeed-773acece0cb0 | NFPA 170 CELL COMM | RISER CELL COMM |  | North | Honeywell |  | Cellular Communicator |  |  |  | Module | TRUE | HW-TG7FE-V | ++ | CLSS 5G/LTE-M Fire Communicator for Verizon | 1 | 0.018 | 0.11 |  |  | 24 | 18 | TRUE |  |  |  | 7.5” (190.5 mm) H x 11.5" (292 mm) W x 3.5" (89 mm) D |  | #FFFF0000 | FA-NFPA 170 CELL COMM | 1 | FALSE | FALSE | FALSE | 250 | [13 empty] | FALSE | [5 empty] | DESKTOP-7EIEB7A\acont | 2023-02-25 08:10 | THOR\acont | 2024-09-08 17:27 | Cloned from Honeywell HW-TG7FE-A | [DSC, Honeywell, Rath Area of Refuge] [DACT] [#1 DACT] 2100-LTEVER4-2, 3G4010, HW-AV-LTE-M, HW-TG7FE-A, HW-TG7FE-V, HW-TG7FS-A, HW-TG7FS-V, LE4010, LTE-CFA, LTE-CFV, LTE-HSV, LTE-IA, LTE-IV [DSC, Honeywell, Rath Area of Refuge] [DACT] [#2 DACT] 2100-LTEVER4-2, 3G4010, HW-AV-LTE-M, HW-TG7FE-A, HW-TG7FE-V, HW-TG7FS-A, HW-TG7FS-V, LE4010, LTE-CFA, LTE-CFV, LTE-HSV, LTE-IA, LTE-IV [DSC, Firelite, Honeywell, Rath Area of Refuge] [AUX POWER] [*] [AUX INPUT] 2100-LTEVER4-2, 3G4010, CLSS Pathway Pro, HON-CGW-MBB, HW-AV-LTE-M, HW-TG7FE-A, HW-TG7FE-V, HW-TG7FS-A, HW-TG7FS-V, LE4010, LTE-CFA, LTE-CFV
9e7a5d1f-7e7a-4824-b3f8-773b5dcdd1f5 | NFPA 170 EMERGENCY COMMUNICATIONS CONTROL UNIT |  |  | North | Block Definition Only |  | Local Operator Console |  |  |  | Module | TRUE | NFPA 170 EMERGENCY COMMUNICATIONS CONTROL UNIT |  | NFPA 170 EMERGENCY COMMUNICATIONS CONTROL UNIT | 1 | [12 empty] | #FFFF0000 | FA-NFPA 170 EMERGENCY COMMUNICATIONS CONTROL UNIT | 1 | FALSE | FALSE | FALSE | 107 | [19 empty] | AULAPTOP-PC\Aulaptop | 2020-03-26 07:41 | THOR\acont | 2024-09-08 17:27
a6cd2151-dfc5-435d-92a0-773e2026b444 | NFPA 170 MANUAL PULL |  |  | North | Harrington |  | Manual Station |  |  |  | Module | TRUE | HSPS1T-A |  | Addressable Single Action Pull Station, Apollo | 1 | 0.0004 | 0.0062 |  |  |  |  | FALSE | [5 empty] | #FFFF0000 | FA-NFPA 170 MANUAL PULL | 1 | FALSE | FALSE | FALSE | 957 | [13 empty] | FALSE | [7 empty] | THOR\acont | 2024-09-08 17:27 |  | [Harrington] [SLC ISPY] 01 [*] HSPS1T-A, HSPS1T-KL-A, HSPS1T-LP-A, HSPS1T-LP-KL-A
ae33eb13-c195-4646-a82d-774212185bfd | NFPA 170 ABORT SWITCH |  |  | North | Simplex |  | Switch |  |  |  | Module | TRUE | 2080-9067 | ++ | Flush mount abort switch for 4004R Series | 1 | [6 empty] | TRUE | [5 empty] | #FFFF0000 | FA-NFPA 170 ABORT SWITCH | 1 | FALSE | FALSE | FALSE | [20 empty] | THOR\acont | 2024-02-20 16:31 | THOR\acont | 2024-09-08 17:27 | Cloned from Simplex 2080-9056 | [Autocall, Simplex] [IDC] 03 [ACTIVATION] 2080-9056, 2080-9057, 2080-9067, 2080-9068, 2080-9069, 2080-9070, A2080-9056, A2080-9057, A2080-9067, A2080-9068, A2080-9069, A2080-9070 [Autocall, Simplex] [IDNet] [MODULES ++] 2080-9056, 2080-9057, 2080-9067, 2080-9068, 2080-9069, 2080-9070, 4009-9201 Main Board, 4009-9401 Main Board, 4010-9901, 4090-5261, 4090-9001, 4090-9002, 4090-9005, 4090-9006, 4090-9008, 4090-9116, 4098-9019 (Cont
666c2841-3cd7-4dd6-95ab-774673c5ddf3 | NFPA 170 AMPLIFIER RACK | RISER AMP |  | North | Potter |  | Cards & Components |  |  |  | Card | TRUE | LOC-1000 Main Board | + | Main Board | 1 | 0.077 | 0.107 |  |  |  |  | TRUE | [5 empty] | #FFFF0000 | FA-NFPA 170 AMPLIFIER RACK | 1 | FALSE | FALSE | FALSE | 300 | [13 empty] | FALSE | [5 empty] | DESKTOP-7EIEB7A\acont | 2022-01-07 14:56 | THOR\acont | 2024-09-08 17:27 | Cloned from Potter SCA-10070 (25V) Main Board | [Potter] [P-LINK] [*] [P-LINK] DCA-10025 (25V) Main Board, DCA-10025 (70V) Main Board, DCA-5025 (25V) Main Board, FFT-1000 Main Board, LOC-1000 Main Board, SCA-10070 (25V) Main Board, SCA-10070 (70V) Main Board, SCA-2525 (25V) Main Board, SCA-2570 (25V) [Potter] [V-LINK] [#2 V-LINK] DCA-10025 (25V) Main Board, DCA-10025 (70V) Main Board, DCA-5025 (25V) Main Board, LOC-1000 Main Board, SCA-10070 (25V) Main Board, SCA-10070 (70V) Main Board, SCA-2525 (25V) Main Board, SCA-2570 (25V) Main Board, SCA-2570 ( [Advanced, Potter] [VAC ] [120VAC] AFC-100 Main Board, AFC-1000 Main Board, AFC-50 Main Board, ARC-100 Main Board, AX-PSN104 Main Board, AX-PSN106 Main Board, AX-PSN108 Main Board, AX-PSN-64 Main Board, DCA-10025 (25V) Main Board, DCA-10025 (70V) Main Bo | [Potter] LOC-1000 Main Board [Potter] LOC-1000 Main Board, VM-1000
4e68bb4d-6f11-4baf-9ef9-774a9c70aec8 | NFPA 170 SPEAKER STROBE |  |  | North | Edwards |  | Speaker/Strobe |  |  |  | Module | TRUE | G4WN-S7VMC |  | 70V Speaker/Strobe, White, no markings, 15, 30, 75, 110 cd | 1 | 0 | 0.294 |  |  |  |  | FALSE | [5 empty] | #FF0070C0 | FA-NFPA 170 SPEAKER STROBE | 1 | FALSE | FALSE | FALSE | 2019 | [13 empty] | FALSE | [7 empty] | THOR\acont | 2024-09-08 17:27 |  | [Edwards, Kidde] [NAC] [16 VDC] G4ERA-A, G4ERA-B, G4ERA-G, G4ERA-R, G4ERF-C, G4ERN-A, G4ERN-B, G4ERN-C, G4ERN-G, G4ERN-R, G4EWA-A, G4EWA-B, G4EWA-G, G4EWA-R, G4EWF-C, G4EWN-A, G4EWN-B, G4EWN-C, G4EWN-G, G4EWN-R, G4F-S2V1575, G4F-S2VM, G4F-S7V1575, G4F-S7 [Edwards, Kidde] [AUDIO 70.7v] [70V AUDIO] G4F-S7, G4F-S7V1575, G4F-S7VM, G4HFRF-S7, G4HFRF-S7VMC, G4HFRN-S7, G4HFRN-S7VMC, G4HFWA-S7, G4HFWA-S7VMA, G4HFWA-S7VMC, G4HFWF-S7, G4HFWF-S7VMC, G4HFWN-S7, G4HFWN-S7VMA, G4HFWN-S7VMB, G4HFWN-S7VMC, G4RF-S7, G4RF [Edwards, Kidde] [NAC] [24 VDC] G4ERA-A, G4ERA-B, G4ERA-G, G4ERA-R, G4ERF-C, G4ERN-A, G4ERN-B, G4ERN-C, G4ERN-G, G4ERN-R, G4EWA-A, G4EWA-B, G4EWA-G, G4EWA-R, G4EWF-C, G4EWN-A, G4EWN-B, G4EWN-C, G4EWN-G, G4EWN-R, G4F-S2V1575, G4F-S2VM, G4F-S7V1575, G4F-S7
df7bf467-f76b-4d44-90d5-774c1ea40f2a | NFPA 170 STROBE CEILING |  |  | North | Siemens |  | Strobe |  |  |  | Module | TRUE | SLSCW-ALA | S54329-F18-A1 | SLSCW-ALA ST,CLG,WHT,ALERT,AMBER | 1 | [7 empty] | TRUE |  |  |  |  | #FF0070C0 | FA-NFPA 170 STROBE CEILING | 1 | FALSE | FALSE | FALSE | 2022 | [19 empty] | DESKTOP-7SAL8M7\acont | 2019-08-13 09:04 | THOR\acont | 2024-09-08 17:27 |  | [Siemens] [NAC] [24 VDC] SL2SPSCW-F (C), SLSCR-AL (C), SLSCR-ALA (C), SLSCR-F (C), SLSCR-FB (C), SLSCR-N (C), SLSCR-NA (C), SLSCW-A (C), SLSCW-AL (C), SLSCW-ALA (C), SLSCW-F (C), SLSCW-FB (C), SLSCW-N (C), SLSCW-NA (C), SLSPSCR-A (C), SLSPSCR-AL (C), SLS
bbd560ac-2e8c-4b28-abd4-774e0d43d557 |  |  |  | North | Firelite |  | Cards & Components |  |  |  | Card | TRUE | IPDACT-2 | + | IPDACT Internet Monitoring Module: Connects to primary and secondary DACT telephone output ports for internet communications over customer-provided Ethernet connection | 1 | 0.093 | 0.136 |  |  |  |  | TRUE | FALSE |  |  |  |  | #FFFFFFFF |  |  | FALSE | FALSE | FALSE | [14 empty] | FALSE | [5 empty] | DESKTOP-7SAL8M7\acont | 2019-03-28 12:16 | THOR\acont | 2024-10-09 10:48 | Cloned from Firelite IPDACT-2/2UD
b96d6be1-9c6d-473a-86ca-774eef4b2298 | CADGEN SAMPLING POINT |  |  | North | Xtralis |  | Air Sampling Detection |  |  |  | Module | TRUE | VSP-981-W |  | VESDA-E VEA 4mm Standard Sampling Point | 1 | [6 empty] | FALSE | [5 empty] | #FFFF0000 | FA-CADGEN SAMPLING POINT | 1 | FALSE | FALSE | FALSE | 5010 | [13 empty] | FALSE |  |  | 4mm |  |  | THOR\acont | 2024-01-10 10:47 | THOR\acont | 2024-09-08 17:27 | Cloned from Xtralis VSP-980-W
7f8dfefe-31ff-402f-a613-7753f0b8c1fa | NFPA 170 FIRE ALARM CONTROL UNIT | RISER FACP |  | North | Hochiki |  | Fire Alarm Control Unit |  |  |  | Assembly | TRUE | FNP-1127 | + | FIRENET® PLUS INTELLIGENT ADDRESSABLE, 1 LOOP, DIALER, RED, 120V | 1 | [6 empty] | FALSE |  |  | *Refer to Install Sheet | 14.5” W x 19” H x 3.5” D |  | #FFFF0000 | FA-NFPA 170 FIRE ALARM CONTROL UNIT | 1 | FALSE | FALSE | FALSE | 202 | [8 empty] | 7,12,18,28,55,60 |  |  | 5.25 |  | TRUE | [5 empty] | DESKTOP-0D6CQVA\lousc | 2019-09-24 07:57 | THOR\acont | 2024-09-08 17:27 |  | [AutoPulse, Hochiki, VES] [RS-485] [Network] 542R (433607), FN2127US0ERS120, FN-2127US0ERS-220, FN2127US1ERS120, FN-2127US1ERS-220, FN4127US0ERS120, FN-4127US0ERS-220, FN4127US1ERS120, FN-4127US1ERS-220, FN-LCD-N, FN-LCD-S, FNP-1127, FNP-1127ES0EGS-120,
1f8b9a44-2260-4daa-be4c-7756b4b3db2c | NFPA 170 STROBE WALL |  |  | North | Siemens |  | Strobe |  |  |  | Module | TRUE | ZR-MC-W | 500-636170 | Z STROBE MULTI-CANDELA WALL WHITE | 1 | [6 empty] | FALSE | [5 empty] | #FF0070C0 | FA-NFPA 170 STROBE WALL | 1 | FALSE | FALSE | FALSE | 2023 | [13 empty] | FALSE | [7 empty] | THOR\acont | 2024-09-08 17:27 | B,T | [Siemens] [NAC] [DC] ZR-MC-R, ZR-MC-W
26cb6376-3c59-4a5f-8301-776a831c8023 | NFPA 170 AMPLIFIER RACK | RISER AMP |  | North | Potter |  | Amplifier |  |  |  | Assembly | TRUE | PVC-DP100/P (25V) | + | Distributed Panel, Dual Channel, 100W, Fire Phone | 1 | [6 empty] | FALSE | [5 empty] | #FFFF0000 | FA-NFPA 170 AMPLIFIER RACK | 1 | FALSE | FALSE | FALSE | 300 | [8 empty] | 7,12,18 |  |  |  | 200 | TRUE | [5 empty] | DESKTOP-7SAL8M7\acont | 2020-11-03 16:06 | THOR\acont | 2024-09-08 17:27 | Cloned from Hochiki FNVDP100/P (25V)
96d4b2d6-5cee-4ce2-bfa8-776ce5559f44 |  |  |  | North | Gamewell FCI |  | Hardware |  |  |  | Hardware | TRUE | E3BB-BAA | ++ | Enclosure, Black, “AA” (LOC) Size | 1 | [6 empty] | TRUE |  |  |  | 19 1/4” W x 10” H x 4 1/4” D (49 W x 25 H x 11.4 D cm) |  | #FFFFFFFF |  |  | FALSE | FALSE | FALSE | [20 empty] | DESKTOP-7SAL8M7\acont | 2019-04-25 09:20 | THOR\acont | 2024-10-09 10:48
2069d5ea-aa54-4f74-a7ff-7771a4fa0237 |  |  |  | North | Edwards |  | Hardware |  |  |  | Hardware | TRUE | CBA-FHT1 |  | Horizonal Flush Trim for1 CBA48 or CBA72 wallbox, 30"W | 1 | [6 empty] | FALSE | [5 empty] | #FFFFFFFF |  |  | FALSE | FALSE | FALSE | [14 empty] | FALSE | [7 empty] | THOR\acont | 2024-10-09 10:48
16e09369-a405-4073-bcd8-7773651c14aa |  |  |  | North | Gamewell FCI |  | Hardware |  |  |  | Hardware | TRUE | E3-TRIMKIT-D | ++ | Trim kit for “D” size enclosure, black | 1 | [6 empty] | TRUE | [5 empty] | #FFFFFFFF |  |  | FALSE | FALSE | FALSE | [20 empty] | DESKTOP-7EIEB7A\acont | 2022-08-29 12:42 | THOR\acont | 2024-10-09 10:48 | Cloned from Gamewell FCI E3-TRIMKIT-A2 CLONED
2afc1a9e-6dc8-4b71-8073-777bc4e48b65 | NFPA 170 HORN |  |  | North | Edwards |  | Horn |  |  |  | Module | TRUE | G4AWN |  | Wall horn, white, no marking | 1 | [6 empty] | FALSE |  | GRSW-10 |  |  |  | #FF0070C0 | FA-NFPA 170 HORN | 1 | FALSE | FALSE | FALSE | 2010 | [13 empty] | FALSE | [5 empty] | DESKTOP-7SAL8M7\acont | 2019-08-29 12:20 | THOR\acont | 2024-09-08 17:27 |  | [Edwards, Kidde] [NAC] [VFWR, HIGH DB] EG4ARF, EG4ARF-FR, EG4ARF-SP, EG4ARN, EG4AWF, EG4AWF-FR, EG4AWF-SP, EG4AWN, G4ARF, G4ARF-FR, G4ARF-SP, G4ARN, G4AWF, G4AWF-FR, G4AWF-SP, G4AWN [Edwards, Kidde] [NAC] [VFWR, LOW DB] EG4ARF, EG4ARF-FR, EG4ARF-SP, EG4ARN, EG4AWF, EG4AWF-FR, EG4AWF-SP, EG4AWN, G4ARF, G4ARF-FR, G4ARF-SP, G4ARN, G4AWF, G4AWF-FR, G4AWF-SP, G4AWN [Edwards, Kidde] [NAC] [VDC, LOW DB] EG4ARF, EG4ARF-FR, EG4ARF-SP, EG4ARN, EG4AWF, EG4AWF-FR, EG4AWF-SP, EG4AWN, G4ARF, G4ARF-FR, G4ARF-SP, G4ARN, G4AWF, G4AWF-FR, G4AWF-SP, G4AWN [Edwards, Kidde] [NAC] [VDC, HIGH DB] EG4ARF, EG4ARF-FR, EG4ARF-SP, EG4ARN, EG4AWF, EG4AWF-FR, EG4AWF-SP, EG4AWN, G4ARF, G4ARF-FR, G4ARF-SP, G4ARN, G4AWF, G4AWF-FR, G4AWF-SP, G4AWN
80c1bb03-f038-4555-ae45-7780ebbc18ae | NFPA 170 HORN |  |  | North | Edwards |  | Horn |  |  |  | Module | TRUE | G1F-HD |  | Temporal Horn, 84.4 or 79.4 dBA, white, /w "FIRE" | 1 | 0 | 0.019 |  |  |  |  | FALSE | [5 empty] | #FF0070C0 | FA-NFPA 170 HORN | 1 | FALSE | FALSE | FALSE | 2010 | [13 empty] | FALSE | [7 empty] | THOR\acont | 2024-09-08 17:27 |  | [Edwards, Kidde] [NAC] [16 VDC, LOW DB] EG1F-HD, EG1F-P, G1F-HD, G1F-P, G1-HD, G1-P, G1RF-HD, G1RF-P, G1R-HD, G1R-P [Edwards, Kidde] [NAC] [16 VDC, HIGH DB] EG1F-HD, EG1F-P, G1F-HD, G1F-P, G1-HD, G1-P, G1RF-HD, G1RF-P, G1R-HD, G1R-P [Edwards, Kidde] [NAC] [24 VDC, HIGH DB] EG1F-HD, EG1F-P, G1F-HD, G1F-P, G1-HD, G1-P, G1RF-HD, G1RF-P, G1R-HD, G1R-P [Edwards, Kidde] [NAC] [24 VDC, LOW DB] EG1F-HD, EG1F-P, G1F-HD, G1F-P, G1-HD, G1-P, G1RF-HD, G1RF-P, G1R-HD, G1R-P
f54dfd47-1c2f-46d5-b805-7781cda62670 | NFPA 170 HORN STROBE |  |  | North | System Sensor |  | Horn/Strobe |  |  |  | Module | TRUE | P2RHK-120 | ++ | 2-Wire Horn Strobe, High cd, Red, Outdoor, 120 V | 1 | [6 empty] | FALSE | FALSE |  |  |  |  | #FF0070C0 | FA-NFPA 170 HORN STROBE | 1 | FALSE | FALSE | FALSE | 2012 | [13 empty] | FALSE | [5 empty] | DESKTOP-7EIEB7A\acont | 2021-04-23 16:52 | THOR\acont | 2024-09-08 17:27 | Cloned from System Sensor P2RHK
5a2d7fc1-dddb-4da0-85da-77841e529052 | NFPA 170 AREA OF REFUGE MASTER |  |  | North | Alpha Communications |  | Area of Refuge Component |  |  |  | Assembly | TRUE | RCC2510CS | + | Refuge Call Centers (AlphaRefuge™ 2100 Series) | 1 | [6 empty] | FALSE | [5 empty] | #FF00B050 | FA-NFPA 170 AREA OF REFUGE MASTER | 1 | FALSE | FALSE | FALSE | 4000 | [13 empty] | FALSE | [5 empty] | DESKTOP-7EIEB7A\acont | 2022-02-10 10:09 | THOR\acont | 2024-09-08 17:27 | Cloned from Alpha Communications RCC2505CS
774f7b7b-0a5f-438c-8369-7784ef555065 | 170 BASIC SHAPE |  |  | North | Gamewell FCI |  | Miscellaneous |  |  |  | Assembly | TRUE | MBB-6 |  | Backbox, 6 Unit (Red) | 1 | [6 empty] | FALSE | [5 empty] | #FFFF0000 | FA-170 BASIC SHAPE | 1 | FALSE | FALSE | FALSE | 5000 | [8 empty] | 7,12,18 |  |  |  |  | TRUE | [5 empty] | AULAPTOP-PC\Aulaptop | 2018-11-20 05:46 | THOR\acont | 2024-09-08 17:27 | Cloned from Gamewell MBB-2
a97f6a87-caf4-4198-a902-778afc8f5a18 | NFPA 170 STROBE WALL |  |  | North | Gentex |  | Strobe |  |  |  | Module | TRUE | WGES24-75PWRLP |  | 24 Volt Low Profile Evacuation Outdoor Strobe, Weather Proof, Wall, Red, Plain, Low Profile | 1 | 0 | 0.17 |  |  |  |  | FALSE | [5 empty] | #FF0070C0 | FA-NFPA 170 STROBE WALL | 1 | FALSE | FALSE | FALSE | 2023 | [13 empty] | FALSE | [7 empty] | THOR\acont | 2024-09-08 17:27 |  | [Bosch, Gentex, Hochiki, VES] [NAC] [UL MAX] VF4006-X0, WGES24-75PWR, WGES24-75PWRLP, WGES24-75PWW, WGES24-75PWWLP, WGES24-75WR, WGES24-75WRLP, WGES24-75WW, WGES24-75WWLP, WHES24-75WR, WHES24-75WW
90b8d423-f317-4f05-a43a-778d93d7e6f0 | E12 |  |  | East | Consilium |  | Notification Appliance |  |  |  | Module | TRUE | 5100831-00A | ++ | Siren, IP65 Deep Base, MED | 1 | [6 empty] | FALSE | [5 empty] | #FFFF0000 | FA-E12 | 1 | FALSE | FALSE | FALSE | 2010 | [13 empty] | FALSE | [5 empty] | THOR\acont | 2023-09-18 21:41 | THOR\acont | 2024-09-08 17:27 | Cloned from Consilium 5100830-00A | [Consilium] [NAC] [24VDC MED] 5100830-00A, 5100831-00A [Consilium] [NAC] [24VDC HIGH] 5100830-00A, 5100831-00A [Consilium] [NAC] [24VDC LOW] 5100830-00A, 5100831-00A
e69c3f8f-ffbf-42b1-925a-778dcdf0a112 | NFPA 170 AREA OF REFUGE MASTER |  |  | North | Rath Area of Refuge |  | Area of Refuge Component |  |  |  | Assembly | TRUE | 2500-28RCF |  | 28 ZONE FLUSH MOUNT CABINET W/DOOR | 1 | [6 empty] | FALSE | [5 empty] | #FF00B050 | FA-NFPA 170 AREA OF REFUGE MASTER | 1 | FALSE | FALSE | FALSE | 4000 | [13 empty] | FALSE | [5 empty] | DESKTOP-7SAL8M7\acont | 2020-09-14 14:46 | THOR\acont | 2024-09-08 17:27 | Cloned from Rath Area of Refuge 2500-16RCF
16b337d1-fcfa-41eb-84a0-778f5992aee3 |  |  |  | North | Siemens | [5 empty] | Module | TRUE | ED-33R | 305-081401 | HINGED RED DOOR FOR 24 MODULE ENCLOSURE | 1 | [12 empty] | #FFFFFFFF |  |  | FALSE | FALSE | FALSE | [20 empty] | DESKTOP-7SAL8M7\acont | 2019-08-13 09:04 | THOR\acont | 2024-10-09 10:48
f1b779b8-cd7b-47bd-82d4-779435d7bb1f |  |  |  | North | Consilium |  | Cards & Components |  |  |  | Card | TRUE | 5100075-01A | ++ | I/O M 70 H | 1 | 0.012 | 0.6 |  |  | 24 |  | TRUE | [5 empty] | #FFFFFFFF |  |  | FALSE | FALSE | FALSE | [20 empty] | DESKTOP-7EIEB7A\acont | 2022-07-27 15:44 | THOR\acont | 2024-10-09 10:48 | Cloned from Consilium 5100062-01A |  | [Consilium] 5100075-01A
96108384-9493-4bb3-991e-779a45e01571 | NFPA 170 SPEAKER STROBE CEILING |  |  | North | Edwards |  | Speaker/Strobe |  |  |  | Module | TRUE | GCWN-S7VMR |  | 70V Speaker/Strobe white, no markings, Standard cd, red | 1 | 0 | 0.318 |  |  |  |  | FALSE | TRUE |  |  |  |  | #FF0070C0 | FA-NFPA 170 SPEAKER STROBE CEILING | 1 | FALSE | FALSE | FALSE | 2020 | [13 empty] | FALSE |  |  | C |  |  |  |  | THOR\acont | 2024-09-08 17:27 |  | [Edwards, Kidde] [NAC] [16 VDC] EGCFR-VM (C), EGCF-VM (C), GCFR-S7VM (C), GCFR-VM (C), GCF-S2VM (C), GCF-S7VM (C), GCF-VM (C), GCHFRF-S2VMC (C), GCHFRF-S7VMC (C), GCHFRN-S2VMC (C), GCHFRN-S7VMC (C), GCHFWA-S2VMA (C), GCHFWA-S2VMC (C), GCHFWA-S7VMA (C), G [Edwards, Kidde] [NAC] [24 VDC] EGCFR-VM (C), EGCF-VM (C), GCFR-S7VM (C), GCFR-VM (C), GCF-S2VM (C), GCF-S7VM (C), GCF-VM (C), GCHFRF-S2VMC (C), GCHFRF-S7VMC (C), GCHFRN-S2VMC (C), GCHFRN-S7VMC (C), GCHFWA-S2VMA (C), GCHFWA-S2VMC (C), GCHFWA-S7VMA (C), G [Edwards, Kidde] [AUDIO 70.7v] [70V AUDIO] G4F-S7, G4F-S7V1575, G4F-S7VM, G4HFRF-S7, G4HFRF-S7VMC, G4HFRN-S7, G4HFRN-S7VMC, G4HFWA-S7, G4HFWA-S7VMA, G4HFWA-S7VMC, G4HFWF-S7, G4HFWF-S7VMC, G4HFWN-S7, G4HFWN-S7VMA, G4HFWN-S7VMB, G4HFWN-S7VMC, G4RF-S7, G4RF
7191f346-f48e-43e3-9599-779b010058f3 | NFPA 170 FIRE ALARM CONTROL UNIT | RISER FACP |  | North | AutoPulse |  | Fire Alarm Control Unit |  |  |  | Assembly | TRUE | 542R (433607) | ++ | AUTOPULSE 542R Agent Releasing Control Panel, 120 VAC | 1 | [6 empty] | FALSE |  |  |  | 19.00 in. (483 mm) high x 16.65 in. (423 mm) wide x 5.25 in. (133 mm) deep |  | #FFFF0000 | FA-NFPA 170 FIRE ALARM CONTROL UNIT | 1 | FALSE | FALSE | FALSE | 202 | [8 empty] | 7,12,18,26 |  | 18 |  |  | TRUE | [5 empty] | THOR\acont | 2024-02-23 06:54 | THOR\acont | 2024-09-08 17:27 | Cloned from VES VF1810-10 | [AutoPulse, Hochiki, VES] [RS-485] [Network] 542R (433607), FN2127US0ERS120, FN-2127US0ERS-220, FN2127US1ERS120, FN-2127US1ERS-220, FN4127US0ERS120, FN-4127US0ERS-220, FN4127US1ERS120, FN-4127US1ERS-220, FN-LCD-N, FN-LCD-S, FNP-1127, FNP-1127ES0EGS-120,
be320b86-7fd5-4c89-a209-77a309329e3a | NFPA 170 FIRE ALARM CONTROL UNIT | RISER FACP |  | North | Hochiki |  | Fire Alarm Control Unit |  |  |  | Assembly | TRUE | LA903K1-14 |  | FireNET L@TITUDE Analog Addressable Fire Alarm Control Panel, 8 Slot Deep Enclosure, 10.25 A Auto Voltage, 2-Loop Panel Module, Hochiki Protocol, Network Module, and Media Gateway™, Red, Printer / 48 Zone LEDs | 1 | [6 empty] | FALSE |  |  | *Refer to Install Sheet | 16.5in (W) x 23.2in (H) x 8in (D) | KM5FCRD (Optional Semi-Flush Mounting Kit) | #FFFF0000 | FA-NFPA 170 FIRE ALARM CONTROL UNIT | 1 | FALSE | FALSE | FALSE | 202 | [8 empty] | 7,12,18,28,33,40 |  |  | 10.25 |  | TRUE | [5 empty] | DESKTOP-GHR3H5U\Anthony | 2019-11-27 07:05 | THOR\acont | 2024-09-08 17:27
589fbd47-ec24-49ad-91be-77a5cb397a2d |  |  |  | North | Bosch | [5 empty] | Module | TRUE | NCN-90022-F1 | * | CAMERA FLEXIDOME CORNER MOUNT VANDAL RESISTANT 1.5mp | 1 | [12 empty] | #FFFFFFFF |  |  | FALSE | FALSE | FALSE | [20 empty] | DESKTOP-7EIEB7A\acont | 2021-08-13 06:25 | THOR\acont | 2024-10-09 10:48
a881dbed-5fa4-4632-92ea-77aae1fa131f |  |  |  | North | Edwards |  | Hardware |  |  |  | Hardware | TRUE | CM10914 |  | Press Fit Calibrated Sampling Point (white) | 1 | [6 empty] | FALSE | [5 empty] | #FFFFFFFF |  |  | FALSE | FALSE | FALSE | [14 empty] | FALSE | [7 empty] | THOR\acont | 2024-10-09 10:48
80488575-e9ec-470d-8662-77ae25fc5f5f | NFPA 170 STROBE CEILING |  |  | North | Autocall |  | Strobe |  |  |  | Module | TRUE | A49VO-APPLC | + | Visual Only Notification Appliances, Indoor Ceiling Mount Strobe | 1 | 0 | 0 |  |  |  |  | TRUE | TRUE |  |  |  |  | #FF0070C0 | FA-NFPA 170 STROBE CEILING | 1 | FALSE | FALSE | FALSE | 2022 | [16 empty] | C |  |  |  |  | THOR\acont | 2024-09-08 17:27 | Cloned from AutoCall A49SV-CWALT | [Autocall, Simplex] [IDNac] [23VDC] 49HFV-APPLC (C), 49HFV-APPLC-BA (C), 49SV-APPLC (C), 49SV-APPLC-BA (C), 49VO-APPLC (C), 49VO-APPLC-BA (C), A49HFV-APPLC (C), A49HFV-APPLC-BA (C), A49SV-APPLC (C), A49SV-APPLC-BA (C), A49VO-APPLC (C), A49VO-APPLC-BA (C)
c4c0fab5-f96e-4a1b-8920-77b7c97c938c | NFPA 170 DOOR HOLDER |  |  | North | Simplex |  | Door Holder |  |  |  | Module | TRUE | DH24120FPC |  | DR HLDR,SEMI-FLUSH,CHRM | 1 | [6 empty] | TRUE | [5 empty] | #FFFF0000 | FA-NFPA 170 DOOR HOLDER | 1 | FALSE | FALSE | FALSE | 2500 | [19 empty] | AULAPTOP-PC\Aulaptop | 2019-05-12 12:10 | THOR\acont | 2024-09-08 17:27 | Cloned from Generic New Part
c9e4fc39-a5ca-463c-ae08-77b9176a5590 | NFPA 170 DGP |  |  | North | Notifier |  | Hardware |  |  |  | Hardware | TRUE | ADDR-B4 |  | Two-tier-sized door designed for use with a CA-2 chassis mounted in the top rows. BLACK. | 1 | [6 empty] | FALSE | [5 empty] | #FFFF0000 | FA-NFPA 170 DGP | 1 | FALSE | FALSE | FALSE | [9 empty] | 7,12,18 |  |  |  |  | TRUE | [5 empty] | DESKTOP-7EIEB7A\acont | 2021-04-01 14:51 | THOR\acont | 2024-09-08 17:27 | Cloned from Notifier DR-B4R
749ba1b8-1f49-4057-9513-77c06ea9c542 |  |  |  | North | Notifier |  | Cards & Components |  |  |  | Card | TRUE | NFW-50 Main Board | + | Fire Alarm Control Panel Main Board | 1 | 0.12 | 0.2 |  |  |  |  | TRUE | FALSE |  |  |  |  | #FFFFFFFF |  |  | FALSE | FALSE | FALSE | [9 empty] | 7,12,18 |  |  | 2.7 |  | FALSE | [7 empty] | THOR\acont | 2024-10-09 10:48 |  | [Honeywell, Notifier] [IDC] [#2 TROUBLE] AA-30, AFP-100 Main Board, AFP-200 Main Board, BE-500 CPU, CPU-2020, CPU2-3030, CPU2-3030D, CPU2-640, CPU-320, CPU-320SYS, CPU-N16LD, CPU-N16LND, NCA-2, NCD, NFW-100X Main Board with PWRMOD24, NFW2-100 Main Board, [Honeywell, Notifier] [IDC] [#1 ALARM] AFP-100 Main Board, AFP-200 Main Board, BE-500 CPU, CPU-2020, CPU2-3030, CPU2-3030D, CPU2-640, CPU-320, CPU-320SYS, CPU-N16LD, CPU-N16LND, NCA-2, NCD, NFW-100X Main Board with PWRMOD24, NFW2-100 Main Board, NFW-50 M [Notifier] [VAC ] 411UDAC Main Board, AFP-100 Main Board, AFP-200 Main Board, FCPS-24S6 MAIN BOARD, FCPS-24S8 MAIN BOARD, HPFF12 Main Board, HPFF8 Main Board, NFC-125DA (25V) Main Board, NFC-50/100 Main Board (100W, 25V), NFC-50/100 Main Board (100W, 70V [Honeywell, Notifier] [IDC] [#3 SUPERVISORY] AFP-100 Main Board, AFP-200 Main Board, CPU-2020, CPU2-3030, CPU2-3030D, CPU2-640, CPU-320, CPU-320SYS, CPU-N16LD, CPU-N16LND, NCA-2, NCD, NFW-100X Main Board with PWRMOD24, NFW2-100 Main Board, NFW-50 Main Bo | [Notifier] NFW-50 Main Board
01fd0027-6b85-4e56-b7fe-77c2b9f9627b | NFPA 170 HORN STROBE CEILING |  |  | North | Eaton Wheelock |  | Horn/Strobe |  |  |  | Module | TRUE | ZNS-24MCCH-FW |  | Horn/Strobe, Ceiling mount 24 VDC, , white with easy snap base | 1 | 0 | 0.477 |  |  |  |  | FALSE | TRUE |  |  |  |  | #FF0070C0 | FA-NFPA 170 HORN STROBE CEILING | 1 | FALSE | FALSE | FALSE | 2013 | [13 empty] | FALSE |  |  | C |  |  |  |  | THOR\acont | 2024-09-08 17:27 |  | [Eaton Wheelock] [NAC] ZNS-24MCCH-FR (C), ZNS-24MCCH-FW (C), ZNS-24MCWH-FR, ZNS-24MCWH-FW
f0906d7b-1f51-401f-8209-77d11e46e3d7 | NFPA 170 NON ADDRESSABLE RELAY |  |  | North | Autocall |  | Non-Addressable Relay |  |  |  | Module | TRUE | A4098-9860 | + | Supervised Relay, mounts remote or in base electrical box For use with A4098-9780 base | 1 | 0 | 0 |  |  |  |  | TRUE | [5 empty] | #FFFF0000 | FA-NFPA 170 NON ADDRESSABLE RELAY | 1 | FALSE | FALSE | FALSE | 1300 | [19 empty] | DESKTOP-0D6CQVA\lousc | 2019-07-07 15:54 | THOR\acont | 2024-09-08 17:27 | Cloned from AutoCall A2098-9737 | [Autocall, Simplex] [RELAY] 2098-9737, 4090-9008, 4098-9822, 4098-9843, 4098-9860, A2098-9735, A2098-9737, A2098-9739, A4090-9008, A4098-9822, A4098-9860 [Autocall, Simplex] [AUX POWER] [RELAY POWER (OPTIONAL)] 4098-9714 w/4098-9780 (C), 4098-9733 w/4098-9780 (C), 4098-9734 w/4098-9780 (C), 4098-9860, A4098-9714 w/A4098-9780 (C), A4098-9733 w/A4098-9780 (C), A4098-9734 w/A4098-9780 (C), A4098-9860
32667c38-0c61-4036-bc9f-77d45e9ec9eb | NFPA 170 HEAT DETECTOR |  |  | North | Kidde |  | Heat Detector |  |  |  | Module | TRUE | KI-HRD w/KI-RB BASE | ++ | Intelligent fixed temperature/Rate-of-rise heat detector, Relay Detector Base | 1 | 3.2e-05 | 3.2e-05 |  |  |  |  | FALSE | [5 empty] | #FFFF0000 | FA-NFPA 170 HEAT DETECTOR | 1 | FALSE | FALSE | FALSE | 1403 | [13 empty] | FALSE | [5 empty] | DESKTOP-7SAL8M7\acont | 2020-01-02 08:35 | THOR\acont | 2024-09-08 17:27 | Cloned from Edwards SIGA-HRD w/SIGA-RB BASE | [Kidde] [SLC EST SENSORS] [*] [#4 TYPE ADDR ¦ SENSORS] DS-HFS (C), DS-PS (C), FX-HD w/IB4U BASE, FX-HD w/RB4U BASE, FX-HD w/SB4U BASE, FX-HD w/SB4U-LF BASE, FX-HD wB4U BASE, FX-PD w/B4U BASE (C), FX-PD w/IB4U BASE (C), FX-PD w/SB4U BASE (C), FX-PD w/SB4U [Edwards, Kidde] [SLC EST SENSORS] 01 [*] [EST3, iO1000] DS-HFS (C), DS-PS (C), FX-HD w/IB4U BASE, FX-HD w/RB4U BASE, FX-HD w/SB4U BASE, FX-HD w/SB4U-LF BASE, FX-HD wB4U BASE, FX-PD w/B4U BASE (C), FX-PD w/IB4U BASE (C), FX-PD w/SB4U BASE (C), FX-PD w/SB [Kidde] [SLC EST MODULES SENSORS] [*] [#2 SHARED ADDR ¦ SENSORS] DS-HFS (C), DS-PS (C), FX-HD w/IB4U BASE, FX-HD w/RB4U BASE, FX-HD w/SB4U BASE, FX-HD w/SB4U-LF BASE, FX-HD wB4U BASE, FX-PD w/B4U BASE (C), FX-PD w/IB4U BASE (C), FX-PD w/SB4U BASE (C), FX [Edwards, Kidde] [SLC EST MODULES/SENSORS] 01 [*] [iO64] DS-HFS (C), DS-PS (C), FX-HD w/IB4U BASE, FX-HD w/RB4U BASE, FX-HD w/SB4U BASE, FX-HD w/SB4U-LF BASE, FX-HD wB4U BASE, FX-PD w/B4U BASE (C), FX-PD w/IB4U BASE (C), FX-PD w/SB4U BASE (C), FX-PD w/SB
d617ef3e-1b20-4280-9f38-77dedaa73886 |  |  |  | North | Bosch | [5 empty] | Module | TRUE | NIN-70122-F0A | * | Fixed dome 12MP 360º IVA | 1 | [12 empty] | #FFFFFFFF |  |  | FALSE | FALSE | FALSE | [20 empty] | DESKTOP-7EIEB7A\acont | 2021-08-13 06:25 | THOR\acont | 2024-10-09 10:48
c4665b4a-d9b2-4547-9a2e-77df18f00254 |  |  |  | North | Altronix |  | Cards & Components |  |  |  | Card | TRUE | AL1002ULADA Main Board | + | Fire Alarm Power Supply Main Board | 1 | 0.09 | 0.175 |  |  |  |  | TRUE | FALSE |  |  |  |  | #FFFFFFFF |  |  | FALSE | FALSE | FALSE | [14 empty] | FALSE | [7 empty] | THOR\acont | 2024-10-09 10:48 |  | [Altronix, Edwards, Harrington, Kidde] [NAC Trigger] AL1002ULADA Main Board, AL1002ULADA Main Board, APS10A Mainboard, APS6A Mainboard, BPS10A Mainboard, BPS10A/230 Mainboard, BPS6A Mainboard, BPS6A/230 Mainboard, MIRBPS10A Mainboard, MIRBPS10A/230 Mainb [Altronix, Gamewell FCI, Honeywell] [NAC Trigger] AL1002ULADA Main Board, AL602ULADA Main Board, AL802ULADA Main Board, HPF24S6 Main Board, HPF24S8 Main Board | [Altronix] AL1002ULADA Main Board, AL602ULADA Main Board, AL802ULADA Main Board
115a83d5-0db5-411c-861f-77e0f499ad20 | NFPA 170 HORN STROBE |  |  | North | Siemens |  | Horn/Strobe |  |  |  | Module | TRUE | SLHSWR-A | S54329-F31-A2 | SLHSWR-A HRN/ST,WALL,RED,AGENT | 1 | [12 empty] | #FF0070C0 | FA-NFPA 170 HORN STROBE | 1 | FALSE | FALSE | FALSE | 2012 | [19 empty] | DESKTOP-7SAL8M7\acont | 2019-08-13 09:04 | THOR\acont | 2024-09-08 17:27 | B,T | [Siemens] [NAC] [24 VDC, HIGH DB, CODE 3] SLHSWR-A, SLHSWR-AL, SLHSWR-F, SLHSWR-FB, SLHSWR-N, SLHSWW-A, SLHSWW-AL, SLHSWW-F, SLHSWW-FB, SLHSWW-N
d895ed69-b29e-4d03-9de9-77e22d7cb41c | NFPA 170 HORN STROBE CEILING |  |  | North | System Sensor |  | Horn/Strobe |  |  |  | Module | TRUE | PC2WLED | ++ | 2-Wire, Horn Strobe, Ceiling, White | 1 | 0 | 0.071 |  |  |  |  | FALSE | TRUE |  |  |  |  | #FF0070C0 | FA-NFPA 170 HORN STROBE CEILING | 1 | FALSE | FALSE | FALSE | 2013 | [13 empty] | FALSE |  |  | C |  |  | DESKTOP-QGO6JOK\acont | 2023-10-19 06:27 | THOR\acont | 2024-09-08 17:27 | Cloned from System Sensor PC2WL | [System Sensor] [NAC] [24VDC, TEMPORAL LOW] PC2RKLED (C), PC2RKLED-B (C), PC2RKLED-P (C), PC2RLED (C), PC2RLED-B (C), PC2WKLED (C), PC2WKLED-B (C), PC2WKLED-P (C), PC2WLED (C), PC2WLED-B (C) [System Sensor] [NAC] [24VDC, TEMPORAL HIGH] PC2RKLED (C), PC2RKLED-B (C), PC2RKLED-P (C), PC2RLED (C), PC2RLED-B (C), PC2WKLED (C), PC2WKLED-B (C), PC2WKLED-P (C), PC2WLED (C), PC2WLED-B (C)
4acd8669-f80b-40f6-9319-77e84b5d5695 | NFPA 170 ADDRESSABLE INPUT MONITOR MODULE |  |  | North | Silent Knight |  | Addressable Module |  |  |  | Module | TRUE | HFS-MM | ++ | ADDRESSABLE MINIATURE MONITOR MODULE | 1 | 0.0006 | 0.0055 |  |  |  |  | FALSE | [5 empty] | #FFFF0000 | FA-NFPA 170 ADDRESSABLE INPUT MONITOR MODULE | 1 | FALSE | FALSE | FALSE | 1000 | [13 empty] | FALSE | [7 empty] | THOR\acont | 2024-09-08 17:27 |  | [Farenhyt, Silent Knight] [SLC MODULES SENSORS] [*] [#1 SHARED ADDR ¦ MODULES] HFS-MM, Hood System/IDP-MINIMON, IDP-CONTROL, IDP-CONTROL-6, IDP-MINIMON, IDP-MON-10, IDP-MONITOR, IDP-MONITOR-2, IDP-PULL-DA, IDP-PULL-SA, IDP-RELAY, IDP-RELAY-6, IDP-RELAYMO [Silent Knight] [SLC SK MODULES] [*] [#3 TYPE ADDR ¦ MODULES] HFS-MM, SK-CONTROL, SK-CONTROL-6, SK-MINIMON, SK-MON-10, SK-MONITOR, SK-MONITOR-2, SK-PULL-DA, SK-PULL-SA, SK-RELAY, SK-RELAY-6, SK-RELAYMON-2, SK-ZONE, SK-ZONE-6, WAV-CRL, WAV-CWL, WAV-RL, WA | [Notifier, Silent Knight] EM-1M, EM-1MI, EM-1MM, EM-1MMI, FD7044 MM-101, FMM-1, FMM-101, HFS-MM, NMM-100, NMM-100P
448f1759-7cd7-4cb0-b39d-77eb74a7cd52 |  |  |  | North | Edwards |  | Hardware |  |  |  | Hardware | TRUE | 6ANN/B |  | Flush Box for 3ANN | 1 | [6 empty] | FALSE | [5 empty] | #FFFFFFFF |  |  | FALSE | FALSE | FALSE | [14 empty] | FALSE | [7 empty] | THOR\acont | 2024-10-09 10:48
7346ce8b-bf1f-4d52-87d2-77f0d3e44c46 |  |  |  | North | Siemens | [5 empty] | Module | TRUE | JP-PS | 600-284947 | JUMPER PLUG | 1 | [12 empty] | #FFFFFFFF |  |  | FALSE | FALSE | FALSE | [20 empty] | DESKTOP-7SAL8M7\acont | 2019-08-13 09:04 | THOR\acont | 2024-10-09 10:48
d0fda798-f101-45d4-a12e-77f2a9719ccd |  |  |  | North | Edwards |  | Hardware |  |  |  | Hardware | TRUE | G4AVWN-CVR | ++ | Replacement Appliance Cover, Horn Strobe, White, None | 1 | [12 empty] | #FFFFFFFF |  |  | FALSE | FALSE | FALSE | [20 empty] | THOR\acont | 2024-06-05 08:48 | THOR\acont | 2024-10-09 10:48 | Cloned from Edwards G4AVRN-CVR
60054668-4bfe-4a0f-baad-77f59749794d | NFPA 170 SPEAKER STROBE |  |  | North | Eaton Wheelock |  | Speaker/Strobe |  |  |  | Module | TRUE | LSPSTW3-N |  | WALL SPEAKER STROBE, WHITE, NONE | 1 | [6 empty] | TRUE | [5 empty] | #FF0070C0 | FA-NFPA 170 SPEAKER STROBE | 1 | FALSE | FALSE | FALSE | 2020 | [19 empty] | DESKTOP-7EIEB7A\acont | 2021-04-12 12:13 | THOR\acont | 2024-09-08 17:27 | Cloned from Eaton Wheelock LSPSTW3-NA | [Eaton Wheelock] [AUDIO 25v] [25V AUDIO] LSPKC (C), LSPKRC (C), LSPKRC-AL (C), LSPKRC-N (C), LSPKWC (C), LSPKWC-AL (C), LSPKWC-N (C), LSPSTC3 (C), LSPSTR3, LSPSTR3-AL, LSPSTR3-ALA, LSPSTR3-N, LSPSTR3-NA, LSPSTRC3 (C), LSPSTRC3-AL (C), LSPSTW3, LSPSTW3-AL [Eaton Wheelock] [AUDIO 70.7v] [70V AUDIO] LSPKC (C), LSPKRC (C), LSPKRC-AL (C), LSPKRC-N (C), LSPKWC (C), LSPKWC-AL (C), LSPKWC-N (C), LSPSTC3 (C), LSPSTR3, LSPSTR3-AL, LSPSTR3-ALA, LSPSTR3-N, LSPSTR3-NA, LSPSTRC3 (C), LSPSTRC3-AL (C), LSPSTW3, LSPSTW3- [Eaton Wheelock] [NAC] LSPSTR3, LSPSTR3-AL, LSPSTR3-ALA, LSPSTR3-N, LSPSTR3-NA, LSPSTW3, LSPSTW3-AL, LSPSTW3-ALA, LSPSTW3-N, LSPSTW3-NA
0c5cbd7f-50d2-430b-995b-77f67c85ae3f |  |  |  | North | Edwards |  | Hardware |  |  |  | Hardware | TRUE | MN-HSECCDCB1 |  | ECC replacement DC Circuit breaker with mounting hardware | 1 | [6 empty] | FALSE | [5 empty] | #FFFFFFFF |  |  | FALSE | FALSE | FALSE | [14 empty] | FALSE | [7 empty] | THOR\acont | 2024-10-09 10:48
2de99cc2-f813-479d-9d87-77fca8b12d47 | NFPA 170 REMOTE TEST SWITCH |  |  | North | Gamewell FCI |  | REMOTE TEST SWITCH |  |  |  | Module | TRUE | RTS151KEY | ++ | Remote Test Station W/ Switch, Alarm & Power LEDs, Key Reset | 1 | 0 | 0.012 |  |  |  |  | FALSE | [5 empty] | #FFFF0000 | FA-NFPA 170 REMOTE TEST SWITCH | 1 | FALSE | FALSE | FALSE | 914 | [13 empty] | FALSE | [7 empty] | THOR\acont | 2024-09-08 17:27 |  | [Farenhyt, Fike, Gamewell FCI, Notifier, Silent Knight] [RTS] [*] RTS151, RTS151KEY, RTS151KEY
691127d8-d7f3-444c-bb11-78001ca6a1e1 |  |  |  | North | Edwards |  | Hardware |  |  |  | Hardware | TRUE | PC-1386 |  | 200 Proximity Cards - ISO EST Brand | 1 | [6 empty] | FALSE | [5 empty] | #FFFFFFFF |  |  | FALSE | FALSE | FALSE | [14 empty] | FALSE | [7 empty] | THOR\acont | 2024-10-09 10:48
3739d445-3379-4677-810d-7801df513a0f |  |  |  | North | Edwards |  | Hardware |  |  |  | Hardware | TRUE | G4AVWF-CVR | ++ | Replacement Appliance Cover, Horn Strobe, White, FIRE | 1 | [12 empty] | #FFFFFFFF |  |  | FALSE | FALSE | FALSE | [20 empty] | THOR\acont | 2024-06-05 08:48 | THOR\acont | 2024-10-09 10:48 | Cloned from Edwards G4AVRF-CVR
2f3d2a6d-5e75-4429-9661-780a17dc4c5a | NFPA 170 HEAT DETECTOR |  |  | North | Notifier |  | Heat Detector |  |  |  | Module | TRUE | NH-100R | ++ | Same as NH-100 with rate-of-rise feature; B210LP base included. | 1 | 0.0003 | 0.0065 |  |  |  |  | FALSE | TRUE |  |  |  |  | #FFFF0000 | FA-NFPA 170 HEAT DETECTOR | 1 | FALSE | FALSE | FALSE | 1403 | [13 empty] | FALSE | [7 empty] | THOR\acont | 2024-09-08 17:27 | 20191121 AC Detector without base | [Honeywell, Notifier, System Sensor] [SLC SENSORS] [*] [#4 TYPE ADDR ¦ SENSORS] 2251B (C), 2251-COPTIR (C), 2251-COPTIR w/B200S-WH (C), 2251TB (C), 2251TMB (C), 5251B (C), 5251B-WP (C), 5251H (C), 5251RB (C), 5251RB-WP (C), 7251 (C), 7251DH (C), DH200LP [Honeywell, Notifier, System Sensor] [SLC MODULES SENSORS] [*] [#2 SHARED ADDR ¦ SENSORS] 2251B (C), 2251-COPTIR (C), 2251-COPTIR w/B200S-WH (C), 2251TB (C), 2251TMB (C), 5251B (C), 5251B-WP (C), 5251H (C), 5251RB (C), 5251RB-WP (C), 7251 (C), 7251DH (C)
ad9e9ed5-8217-4b95-98eb-780a2eeb2853 | NFPA 170 DUCT SMOKE DETECTOR |  |  | North | Kidde |  | Duct Smoke Detector |  |  |  | Module | TRUE | FX-PDD | ++ | Intelligent Addressable Optical Duct Detector | 1 | 4.5e-05 | 4.5e-05 |  |  |  |  | FALSE | TRUE |  |  |  |  | #FFFF0000 | FA-NFPA 170 DUCT SMOKE DETECTOR | 1 | FALSE | FALSE | FALSE | 1408 | [13 empty] | FALSE | [5 empty] | DESKTOP-7EIEB7A\acont | 2023-05-24 19:40 | THOR\acont | 2024-09-08 17:27 | Cloned from Kidde FX-PD w/B4U BASE | [Edwards, Kidde] [SLC EST SENSORS] 01 [*] [EST3, iO1000] DS-HFS (C), DS-PS (C), FX-HD w/IB4U BASE, FX-HD w/RB4U BASE, FX-HD w/SB4U BASE, FX-HD w/SB4U-LF BASE, FX-HD wB4U BASE, FX-PD w/B4U BASE (C), FX-PD w/IB4U BASE (C), FX-PD w/SB4U BASE (C), FX-PD w/SB [Edwards, Kidde] [SLC EST MODULES/SENSORS] 01 [*] [iO64] DS-HFS (C), DS-PS (C), FX-HD w/IB4U BASE, FX-HD w/RB4U BASE, FX-HD w/SB4U BASE, FX-HD w/SB4U-LF BASE, FX-HD wB4U BASE, FX-PD w/B4U BASE (C), FX-PD w/IB4U BASE (C), FX-PD w/SB4U BASE (C), FX-PD w/SB [Kidde] [SLC EST MODULES SENSORS] [*] [#2 SHARED ADDR ¦ SENSORS] DS-HFS (C), DS-PS (C), FX-HD w/IB4U BASE, FX-HD w/RB4U BASE, FX-HD w/SB4U BASE, FX-HD w/SB4U-LF BASE, FX-HD wB4U BASE, FX-PD w/B4U BASE (C), FX-PD w/IB4U BASE (C), FX-PD w/SB4U BASE (C), FX [Kidde] [SLC EST SENSORS] [*] [#4 TYPE ADDR ¦ SENSORS] DS-HFS (C), DS-PS (C), FX-HD w/IB4U BASE, FX-HD w/RB4U BASE, FX-HD w/SB4U BASE, FX-HD w/SB4U-LF BASE, FX-HD wB4U BASE, FX-PD w/B4U BASE (C), FX-PD w/IB4U BASE (C), FX-PD w/SB4U BASE (C), FX-PD w/SB4U | [Edwards, Kidde] FX-PDD, GSA-SD, KI-DDOS, KI-SDH, KI-SDHR, SD-2W, SIGA-DDOS, SIGA-SD
6daba26d-d120-4835-812b-780b7cdab794 | NFPA 170 HORN STROBE |  |  | North | Siemens |  | Horn/Strobe |  |  |  | Module | TRUE | SLHSWR-FB | S54329-F24-A1 | SLHSWR-FB HRN/ST,WALL,RED,PICTOGRAM | 1 | [12 empty] | #FF0070C0 | FA-NFPA 170 HORN STROBE | 1 | FALSE | FALSE | FALSE | 2012 | [19 empty] | DESKTOP-7SAL8M7\acont | 2019-08-13 09:04 | THOR\acont | 2024-09-08 17:27 | B,T | [Siemens] [NAC] [24 VDC, HIGH DB, CODE 3] SLHSWR-A, SLHSWR-AL, SLHSWR-F, SLHSWR-FB, SLHSWR-N, SLHSWW-A, SLHSWW-AL, SLHSWW-F, SLHSWW-FB, SLHSWW-N
e8088eed-2f36-4cb7-9dfc-782d74181236 | NFPA 170 SPEAKER STROBE CEILING |  |  | North | Siemens |  | Speaker/Strobe |  |  |  | Module | TRUE | SET-S17-CW-WP | 500-636057 | ET SPKR 15/75 STROBE WHITE CEILING WEATHERPROOF | 1 | [7 empty] | TRUE |  |  |  |  | #FF0070C0 | FA-NFPA 170 SPEAKER STROBE CEILING | 1 | FALSE | FALSE | FALSE | 2020 | [16 empty] | C |  |  | DESKTOP-7SAL8M7\acont | 2019-08-13 09:04 | THOR\acont | 2024-09-08 17:27 | B,T | [Siemens] [NAC] [VDC UL1971] SET-S17-CW-WP (C), SET-S17-R-WP, SET-S17-W-WP [Siemens] [NAC] [VFWR UL1971] SET-S17-CW-WP (C), SET-S17-R-WP, SET-S17-W-WP [Siemens] [AUDIO 25v] [25V AUDIO] SET-177-CR-WP (C), SET-177-CW-WP (C), SET-185-R-WP, SET-185-W-WP, SET-S17-CW-WP (C), SET-S17-R-WP, SET-S17-W-WP [Siemens] [NAC] [VDC UL1638] SET-S17-CW-WP (C), SET-S17-R-WP, SET-S17-W-WP [Siemens] [AUDIO 70.7v] [70V AUDIO] SET-177-CR-WP (C), SET-177-CW-WP (C), SET-185-R-WP, SET-185-W-WP, SET-S17-CW-WP (C), SET-S17-R-WP, SET-S17-W-WP [Siemens] [NAC] [VFWR UL1638] SET-S17-CW-WP (C), SET-S17-R-WP, SET-S17-W-WP
2af16181-382d-48e3-a9c8-7839dfecc497 |  |  |  | North | Edwards |  | Hardware |  |  |  | Hardware | TRUE | TRIM-12 |  | Gray Flush Mount Trim Ring for QS-12-G-* | 1 | [6 empty] | FALSE | [5 empty] | #FFFFFFFF |  |  | FALSE | FALSE | FALSE | [14 empty] | FALSE | [7 empty] | THOR\acont | 2024-10-09 10:48
0ff52332-a713-4307-afa3-783ad4fd3a75 | NFPA 170 DUCT SMOKE DETECTOR |  |  | North | Notifier |  | Duct Smoke Detector |  |  |  | Module | TRUE | ND-100 | ++ | Addressable low-flow duct detector housing with photoelectric smoke detector. | 1 | 0.0003 | 0.0065 |  |  |  |  | FALSE | TRUE |  |  |  |  | #FFFF0000 | FA-NFPA 170 DUCT SMOKE DETECTOR | 1 | FALSE | FALSE | FALSE | 1400 | [13 empty] | FALSE | [7 empty] | THOR\acont | 2024-09-08 17:27 | 20191121 AC Detector without base | [Honeywell, Notifier, System Sensor] [SLC MODULES] [*] [#3 TYPE ADDR ¦ MODULES] 30-3013 w/FMM-101, Q3013D, ACM-8R, ACPS-610, AMPS-24, AMPS-24E, EM-1M, EM-1MI, EM-1MM, EM-1MMI, EM-1R, EM-1RI, EM-1SR, EM-1SRI, FCM-1, FCM-1-REL, FD7044 MM-101, FDM-1, FDRM-1 [Honeywell, Notifier, System Sensor] [SLC MODULES SENSORS] [*] [#2 SHARED ADDR ¦ SENSORS] 2251B (C), 2251-COPTIR (C), 2251-COPTIR w/B200S-WH (C), 2251TB (C), 2251TMB (C), 5251B (C), 5251B-WP (C), 5251H (C), 5251RB (C), 5251RB-WP (C), 7251 (C), 7251DH (C) [Honeywell, Notifier, System Sensor] [SLC MODULES SENSORS] [*] [#1 SHARED ADDR ¦ MODULES] 30-3013 w/FMM-101, Q3013D, ACM-8R, ACPS-610, AMPS-24, AMPS-24E, EM-1M, EM-1MI, EM-1MM, EM-1MMI, EM-1R, EM-1RI, EM-1SR, EM-1SRI, FCM-1, FCM-1-REL, FD7044 MM-101, FDM [Honeywell, Notifier, System Sensor] [SLC SENSORS] [*] [#4 TYPE ADDR ¦ SENSORS] 2251B (C), 2251-COPTIR (C), 2251-COPTIR w/B200S-WH (C), 2251TB (C), 2251TMB (C), 5251B (C), 5251B-WP (C), 5251H (C), 5251RB (C), 5251RB-WP (C), 7251 (C), 7251DH (C), DH200LP
896b8e9e-7723-418f-a696-7840b7abc76c |  |  |  | North | Bosch | [5 empty] | Module | TRUE | NDE-8502-R | * | FIXED DOME 2MP HDR 3-9MM PTRZ IP66 | 1 | [12 empty] | #FFFFFFFF |  |  | FALSE | FALSE | FALSE | [20 empty] | DESKTOP-7EIEB7A\acont | 2021-08-13 06:25 | THOR\acont | 2024-10-09 10:48
f13d83d1-1211-428f-8305-784102d41014 | NFPA 170 AMPLIFIER RACK | RISER AMP |  | North | Notifier |  | Amplifier |  |  |  | Assembly | TRUE | NFC-50/100 (100W, 25V) | + | (Primary Operating Console) 100 Watt, 25VRMS single speaker zone emergency voice evacuation system, integral microphone, built in tone generator and 14 recordable messages. | 1 | [6 empty] | FALSE | [5 empty] | #FFFF0000 | FA-NFPA 170 AMPLIFIER RACK | 1 | FALSE | FALSE | FALSE | 300 | [8 empty] | 7,12,18,26 |  |  | 7.5 | 100 | TRUE | [5 empty] | DESKTOP-7SAL8M7\acont | 2019-10-02 17:27 | THOR\acont | 2024-09-08 17:27 | Cloned from Firelite ECC-50/100 (50W, 25V)
22bb4fc3-f42a-4a13-9994-78482fb77454 | NFPA 170 STROBE CEILING |  |  | North | Kidde |  | Strobe |  |  |  | Module | TRUE | GCWN-VMC |  | Strobe, white, no markings, 15, 30, 75, 95 cd, clear | 1 | 0 | 0.318 |  |  |  |  | FALSE | TRUE |  |  |  |  | #FF0070C0 | FA-NFPA 170 STROBE CEILING | 1 | FALSE | FALSE | FALSE | 2022 | [13 empty] | FALSE |  |  | C |  |  | DESKTOP-7SAL8M7\acont | 2020-08-05 12:16 | THOR\acont | 2024-09-08 17:27 | Cloned from Edwards GCWN-VMC | [Edwards, Kidde] [NAC] [16 VDC] EGCFR-VM (C), EGCF-VM (C), GCFR-S7VM (C), GCFR-VM (C), GCF-S2VM (C), GCF-S7VM (C), GCF-VM (C), GCHFRF-S2VMC (C), GCHFRF-S7VMC (C), GCHFRN-S2VMC (C), GCHFRN-S7VMC (C), GCHFWA-S2VMA (C), GCHFWA-S2VMC (C), GCHFWA-S7VMA (C), G [Edwards, Kidde] [NAC] [24 VDC] EGCFR-VM (C), EGCF-VM (C), GCFR-S7VM (C), GCFR-VM (C), GCF-S2VM (C), GCF-S7VM (C), GCF-VM (C), GCHFRF-S2VMC (C), GCHFRF-S7VMC (C), GCHFRN-S2VMC (C), GCHFRN-S7VMC (C), GCHFWA-S2VMA (C), GCHFWA-S2VMC (C), GCHFWA-S7VMA (C), G
2cc44705-9676-458b-84b8-784c08e1c5a8 | NFPA 170 SMOKE DETECTOR |  |  | North | Potter |  | Smoke Detector |  |  |  | Module | TRUE | PAD100-PD w/PAD100-RB | + | Photoelectric Smoke Detector with 6" Base with One Form-C Relay Contact | 2 | 0.0005 | 0.0005 |  |  |  |  | FALSE | TRUE |  |  |  |  | #FFFF0000 | FA-NFPA 170 SMOKE DETECTOR | 1 | FALSE | FALSE | FALSE | 1408 | [13 empty] | FALSE |  |  | RB |  |  |  |  | THOR\acont | 2024-09-08 17:27 | 20191121 AC Detector with base | [Potter] [SLC PAD] [*] [#2 SHARED ADDR ¦ SENSORS] PAD100-CD w/PAD100-4DB, PAD100-CD w/PAD100-6DB, PAD100-CD w/PAD100-IB, PAD100-CD w/PAD100-LFSB, PAD100-CD w/PAD100-RB, PAD100-CD w/PAD100-SB, PAD100-CD w/PAD100-SPKB, PAD100-DUCT (C), PAD100-DUCTR (C), PA
8af9a86c-e06f-419e-9e6c-785836f0ba1b |  |  |  | North | Bosch | [5 empty] | Module | TRUE | SE2U-SN-304 | * | Man Down Transmitter User w/SNAGG | 1 | [12 empty] | #FFFFFFFF |  |  | FALSE | FALSE | FALSE | [20 empty] | DESKTOP-7EIEB7A\acont | 2021-08-13 06:25 | THOR\acont | 2024-10-09 10:48
c529a653-037d-4fd6-ba3d-785ca1890b08 |  |  |  | North | Simplex |  | Hardware |  |  |  | Hardware | TRUE | 4905-9940 |  | SKIRT, HORN/STROBE WHITE | 1 | [12 empty] | #FFFFFFFF |  |  | FALSE | FALSE | FALSE | [20 empty] | AULAPTOP-PC\Aulaptop | 2019-07-04 04:36 | THOR\acont | 2024-10-09 10:48
d00014b0-6dc9-4e6f-aa29-785fa9319926 |  |  |  | North | Firelite |  | Cards & Components |  |  |  | Card | TRUE | ECC-50/100 Main Board (50W, 70V) | + | Main Board for ECC-50/100 | 1 | 0.272 | 3.846 |  |  |  |  | TRUE | FALSE |  |  |  |  | #FFFFFFFF |  |  | FALSE | FALSE | FALSE | [14 empty] | FALSE | [5 empty] | DESKTOP-7SAL8M7\acont | 2019-02-27 08:19 | THOR\acont | 2024-10-09 10:48 | Cloned from Firelite ECC-50/100 Main Board (50W, 25V) | [Firelite, Gamewell FCI] [NAC Trigger] ECC-50/100 Main Board (100W, 25V), ECC-50/100 Main Board (100W, 70V), ECC-50/100 Main Board (50W, 25V), ECC-50/100 Main Board (50W, 70V), FireVac IV (50W, 25V) Main Board, FireVac IV (50W, 70V) Main Board [ADT Unimode, AES, Firelite, NAPCO, Notifier] [VAC ] [VAC] 1640, 200UDLS Main Board, 411UDAC Main Board, ACC-25/50 Main Board, BE-500 CPU, CPU-N16LD, CPU-N16LND, ECC-125DA (25V) Main Board, ECC-50/100 Main Board (100W, 25V), ECC-50/100 Main Board (100W, [Firelite, Gamewell FCI] [NAC Trigger] ECC-50/100 Main Board (100W, 25V), ECC-50/100 Main Board (100W, 70V), ECC-50/100 Main Board (50W, 25V), ECC-50/100 Main Board (50W, 70V), FireVac IV (50W, 25V) Main Board, FireVac IV (50W, 70V) Main Board [Ditek, Monaco Enterprises, Spectronix, WBOX] [VAC ] [VAC] 0E-SPROACHW, 210-524-00, DTK-120HW, DTK-120HWLOK, DTK-120HW-SS, DTK-1F, DTK-1FF, SA400 Main Board [Firelite, Gamewell FCI] [RS-485] ECC-50/100 Main Board (100W, 25V), ECC-50/100 Main Board (100W, 70V), ECC-50/100 Main Board (50W, 25V), ECC-50/100 Main Board (50W, 70V), FireVac IV (50W, 25V) Main Board, FireVac IV (50W, 70V) Main Board | [Firelite] ECC-50/100 Main Board (50W, 70V)
8b8b575b-f4e1-4e67-9ed7-7864adce0c07 | NFPA 170 HORN STROBE |  |  | North | Eaton Wheelock |  | Horn/Strobe |  |  |  | Module | TRUE | LFHSHR3-AL | + | Horn/Strobe Exceder Series, Red, ALERT, LED, LF, 177cd | 1 | [6 empty] | FALSE | [5 empty] | #FF0070C0 | FA-NFPA 170 HORN STROBE | 1 | FALSE | FALSE | FALSE | 2012 | [13 empty] | FALSE | [5 empty] | DESKTOP-7SAL8M7\acont | 2019-02-11 17:15 | THOR\acont | 2024-09-08 17:27 | Cloned from Wheelock LFHSHR3 | [Eaton Wheelock] [NAC] LFHSHR3, LFHSHR3-AL, LFHSHR3-CO, LFHSHR3-N, LFHSHW3, LFHSHW3-AL, LFHSHW3-CO, LFHSHW3-N
1d2bc97a-c5f0-40fc-8b0e-787540723aba | NFPA 170 MANUAL PULL |  |  | North | Monaco Enterprises |  | Manual Station |  |  |  | Module | TRUE | 708-031-00 |  | Pull station, double action, SPST, terminal strip, normally open, red, non-coded, break rod, key reset. Uses the same key as the Monaco Fire Alarm Control Panels. Can be converted to a single-action by removing push bar. | 1 | 0.0004 | 0.0006 | [10 empty] | #FFFF0000 | FA-NFPA 170 MANUAL PULL | 1 | FALSE | FALSE | FALSE | 957 | [19 empty] | AULAPTOP-PC\Aulaptop | 2019-04-20 04:32 | THOR\acont | 2024-09-08 17:27 |  | [Monaco Enterprises] [SLC MODULES] 02 [*] 708-026-01, 708-031-00 [Monaco Enterprises] [SLC MODULES SENSORS] 01 [*] 708-026-01, 708-031-00, 721-121-00 w/B200SR-LF-WH (C), 721-121-00 w/B200SR-WH (C), 721-121-00 w/B210LP (C), 721-121-00 w/B224RB-WH (C), 721-121-00 w/B501 (C), 721-124-00 w/B200SR-LF-WH (C), 721-124-00 w/B [Monaco Enterprises] [SLC MODULES] 01 [*] 708-026-01, 708-031-00, 729-142-00, 729-143-00, 729-144-00, 729-158-00, 729-159-00, 729-165-00, 729-182-00, 729-217-00, 729-218-00, 729-221-00, 729-225-00 [Monaco Enterprises] [SLC MODULES/SENSORS] 03 [*] 708-026-01, 708-031-00
ed304df3-035d-430a-ad14-788213ff725f |  |  |  | North | Gamewell FCI |  | Cards & Components |  |  |  | Card | TRUE | FLPS-7-RB |  | 7 amp Power Supply | 1 | [6 empty] | TRUE | [5 empty] | #FFFFFFFF |  |  | FALSE | FALSE | FALSE | [14 empty] | FALSE | [7 empty] | THOR\acont | 2024-10-09 10:48
d120adf1-7520-48b9-b877-78829157dedf |  |  |  | North | Edwards |  | Cards & Components |  |  |  | Card | TRUE | QS8-CPU-2-IT |  | OBSOLETE - CPU/Display with 2 Annunciator Option Space, Italian | 1 | [6 empty] | TRUE | [5 empty] | #FFFFFFFF |  |  | FALSE | FALSE | FALSE | [14 empty] | FALSE | [7 empty] | THOR\acont | 2024-10-09 10:48
a0bc5b4a-d1d3-4567-b457-78841362720b | CADGEN STI STOPPER |  |  | North | STI |  | Accessories |  |  |  | Module | TRUE | STI-1221E |  | Strobe Damage Stopper - Cover and open back box, flush mount | 1 | [6 empty] | FALSE | [5 empty] | #FFFF0000 | FA-CADGEN STI STOPPER | 1 | FALSE | FALSE | FALSE | [14 empty] | FALSE | [5 empty] | DESKTOP-7EIEB7A\acont | 2022-08-01 08:11 | THOR\acont | 2024-09-08 17:27 | Cloned from Edwards STI-1221A CLONED CLONED CLONED
0703a559-49d8-4438-9904-788485b66ccd | NFPA 170 SMOKE DETECTOR |  |  | North | BRK |  | Smoke Detector |  |  |  | Module | FALSE | 9120B | ++ | 120V AC, 60Hz Wire-in AC Alarm with silence and battery backup | 1 | [6 empty] | FALSE | TRUE |  |  |  |  | #FFFF0000 | FA-NFPA 170 SMOKE DETECTOR | 1 | FALSE | FALSE | FALSE | 1408 | [13 empty] | FALSE |  |  | 120V |  |  | THOR\acont | 2023-12-01 13:22 | THOR\acont | 2024-09-08 17:27 | Cloned from BRK 7020BSL | [BRK, Gentex, Kidde] [VAC ] [*] 21006378 (C), 21007624 (C), 7020BSL (C), 7030BSL (C), 900-CUAR (C), 9120 (C), 9120B (C), 917-0070-002 (C), 917-0071-002 (C), 917-0072-002 (C), 917-0073-002 (C), 917-0079-002 (C), 918-0030-002 (C), 918-0031-002 (C), 918-003 [BRK, First Alert, Gentex, Kidde] [SMOKE ALARM TANDEM] 21006378 (C), 21007624 (C), 7020BSL (C), 7030BSL (C), 900-CUAR (C), 9120 (C), 9120B (C), 917-0070-002 (C), 917-0071-002 (C), 917-0072-002 (C), 917-0073-002 (C), 917-0079-002 (C), 918-0030-002 (C), 91 | [BRK, First Alert, Generic, Gentex, Kidde, N/A] 120VAC SMOKE DETECTOR, 21006378, 21007624, 7020BSL, 7030BSL, 900-CUAR, 9120, 9120B, 9120F, 9120H, 9120HF, 9120T, 9120TF, 9123, 9123F, 9123H, 9123HF, 9123T, 9123TF, 917-0070-002, 917-0071-002, 917-0072-002, 9
cc3193f1-84d2-4fb6-a19f-7888cbff4910 | NFPA 170 MINI HORN |  |  | North | Potter |  | Horn |  |  |  | Module | TRUE | MHT-1224W |  | Low Current Mini-Horn, White | 1 | 0 | 0.013 |  |  |  |  | FALSE | [5 empty] | #FF0070C0 | FA-NFPA 170 MINI HORN | 1 | FALSE | FALSE | FALSE | 2014 | [13 empty] | FALSE | [7 empty] | THOR\acont | 2024-09-08 17:27 |  | [Potter] [NAC] [12 VDC, UL MAX] MHT-1224PR, MHT-1224PW, MHT-1224R, MHT-1224W [Potter] [NAC] [24 VDC] MHT-1224PR, MHT-1224PW, MHT-1224R, MHT-1224W [Potter] [NAC] [UL MAX] MHT-1224PR, MHT-1224PW, MHT-1224R, MHT-1224W
82c92f63-8d8d-41cd-a49a-788d7d70e0a2 | NFPA 170 FIRE ALARM CONTROL UNIT | RISER FACP |  | North | VES |  | Fire Alarm Control Unit |  |  |  | Assembly | TRUE | VF0850-10 | + | Elite RS-A Analog Addressable Fire Control Panel, 1 Loop, Red, 120V | 1 | [6 empty] | FALSE | [5 empty] | #FFFF0000 | FA-NFPA 170 FIRE ALARM CONTROL UNIT | 1 | FALSE | FALSE | FALSE | 202 | [8 empty] | 7,12,18,28,55,60 |  |  | 5.25 |  | TRUE | [5 empty] | DESKTOP-7EIEB7A\acont | 2021-11-16 16:25 | THOR\acont | 2024-09-08 17:27 | Cloned from VES VF0810-10 | [AutoPulse, Hochiki, VES] [RS-485] [Network] 542R (433607), FN2127US0ERS120, FN-2127US0ERS-220, FN2127US1ERS120, FN-2127US1ERS-220, FN4127US0ERS120, FN-4127US0ERS-220, FN4127US1ERS120, FN-4127US1ERS-220, FN-LCD-N, FN-LCD-S, FNP-1127, FNP-1127ES0EGS-120,
bfb4defa-8347-40fb-83f5-788dc136b1b7 |  |  |  | North | Edwards |  | Cards & Components |  |  |  | Card | TRUE | 3-BBC/M-230 | n | Booster Power Supply 230V, Multiple Batteries | 1 | 0.07 | 0.07 |  |  |  |  | TRUE | [5 empty] | #FFFFFFFF |  |  | FALSE | FALSE | FALSE | [22 empty] | THOR\acont | 2024-10-09 10:48 |  |  | [Edwards] 3-BBC/M, 3-BBC/M-230, 3-BBC/M-230-E, 3-PPS/M, 3-PPS/M-230, 3-PPS/M-230-E, 4-PPS/M, 4-PPS/M-230, 4-PPS/M-230-E
b943f316-cc7b-451a-8eb9-788e6826caf2 | CADGEN DOOR CONTACT |  |  | North | NASCOM |  | Door Contact |  |  |  | Module | TRUE | N707AU/STATS | ++ | Switch and e-strike magnet set with alarm and tamper circuits connected in series | 1 |  |  |  |  | 1.5 | [7 empty] | #FFFF0000 | FA-CADGEN DOOR CONTACT | 1 | FALSE | FALSE | FALSE | [17 empty] | REX |  |  | THOR\acont | 2023-11-10 12:48 | THOR\acont | 2024-09-08 17:27 | Cloned from NASCOM N707AU/ST | [NASCOM] [IDC] 01 [INPUT] C CONTACT, D CONTACT, MET-200, MET-200 AR, MET-201B, MET-201B AR, MET-202C, MET-202C AR, MET-202C AR-WP18, MET-204C, MET-204C AR, N1178CGSHK/STO36W1, N200AU/ST036, N200AU/ST036 x 2, N505AUTMC, N707AU/M, N707AU/ST, N707AU/STATS, [NASCOM] [ACCESS CONTROL INPUT] [*] [INPUT] C CONTACT, D CONTACT, MET-200, MET-200 AR, MET-201B, MET-201B AR, MET-202C, MET-202C AR, MET-202C AR-WP18, MET-204C, MET-204C AR, N1178CGSHK/STO36W1, N200AU/ST036, N200AU/ST036 x 2, N505AUTMC, N707AU/M, N707AU/
5f73393a-d260-4473-93b6-7893dfc49060 |  |  |  | North | Edwards |  | Hardware |  |  |  | Hardware | TRUE | QSA-1-F-VR |  | OBSOLETE - Key Locked Door, Flush for 1 Ann. Option Space | 1 | [6 empty] | FALSE | [5 empty] | #FFFFFFFF |  |  | FALSE | FALSE | FALSE | [14 empty] | FALSE | [7 empty] | THOR\acont | 2024-10-09 10:48
ac94d2d1-b66d-41ca-8581-789dc6b70157 | NFPA 170 MANUAL PULL |  |  | North | Notifier |  | Manual Station |  |  |  | Module | TRUE | XAL-53 | ++ | Manual Pull Station, Explosion Proof | 1 | [6 empty] | FALSE | FALSE |  |  |  |  | #FFFF0000 | FA-NFPA 170 MANUAL PULL | 1 | FALSE | FALSE | FALSE | 957 | [13 empty] | FALSE | [7 empty] | THOR\acont | 2024-09-08 17:27 |  | [Chemtronics, Firelite, MIRCOM, Notifier, System Sensor] [IDC] 01 [*] [IDC 2-WIRE ++] 1151 (C), 1151EIS (C), 1400 (C), 1451 (C), 1451DH (C), 1451DHHT (C), 2100AT (C), 2100S (C), 2100TR (C), 2100TS (C), 2151 w/B110LP (C), 2151 w/B116LP (C), 2151 w/B401 (C
054b9f2b-81df-4342-812e-789fe4b32eb3 | Circuit Breaker |  |  | North | Generic |  | Miscellaneous |  |  |  | Assembly | TRUE | GENERIC FIRE ALARM DISCONNECT |  |  | 1 | [6 empty] | FALSE | [5 empty] | #FFFF0000 | FA-Circuit Breaker | 1 | FALSE | FALSE | FALSE | [14 empty] | FALSE | [7 empty] | THOR\acont | 2024-09-08 17:27 |  | [Generic, Gentex, Kidde, N/A] [SMOKE ALARM TANDEM] [TANDEM] 10 Amp Circuit Breaker, 120VAC SMOKE DETECTOR (C), 15 Amp Circuit Breaker, 20 Amp Circuit Breaker, 9120 (C), 9120F (C), 9120H (C), 9120HF (C), 9120T (C), 9120TF (C), 9123 (C), 9123F (C), 9123H ( [Generic, N/A] [AUX POWER] FURNISHED BY OTHERS, GENERIC FIRE ALARM DISCONNECT, LOC AUX Current [Det-Tronics, Generic, Macurco, N/A, STI] [IDC] 01 30-3013, AIR PRESSURE SWITCH, AIR PRESSURE SWITCH HIGH/LOW, BACKFLOW VALVE, CM-12, CONTACT DEVICE, DUCT DETECTOR (C), Fire Suppression Control Unit (FSCU), FURNISHED BY OTHERS, FURNISHED BY OTHERS, FURNI | [Generic, N/A] 10 Amp Circuit Breaker, 15 Amp Circuit Breaker, 20 Amp Circuit Breaker, FURNISHED BY OTHERS, GENERIC FIRE ALARM DISCONNECT
ae38dac2-732a-4be6-9bb3-78ad57f0f54f |  |  |  | North | Bosch | [5 empty] | Module | TRUE | NDE-8503-R | * | Fixed Dome 6MP 3-9MM PTRZ | 1 | [12 empty] | #FFFFFFFF |  |  | FALSE | FALSE | FALSE | [20 empty] | DESKTOP-7EIEB7A\acont | 2021-08-13 06:25 | THOR\acont | 2024-10-09 10:48
eb379f68-794c-452e-9889-78b2cb277423 | 170 BASIC SHAPE |  |  | North | Edwards |  | Miscellaneous |  |  |  | Assembly | TRUE | 3-CAB21B | + | Wallbox only, Three Chassis | 1 | [12 empty] | #FFFF0000 | FA-170 BASIC SHAPE | 1 | FALSE | FALSE | FALSE | [14 empty] | TRUE | [7 empty] | THOR\acont | 2024-09-08 17:27
8ec2210c-a67f-431a-9772-78b52716481c |  |  |  | North | MIRCOM |  | Cards & Components |  |  |  | Card | TRUE | QAD-30 (70.7v) | + | 30 Watt Amplifier Module | 1 | 0.031 | 2.025 |  |  |  |  | TRUE | [5 empty] | #FFFFFFFF |  |  | FALSE | FALSE | FALSE | [14 empty] | FALSE | [5 empty] | DESKTOP-7SAL8M7\acont | 2019-04-13 21:20 | THOR\acont | 2024-10-09 10:48 | Cloned from MIRCOM QAD-30 |  | [BluePoint, MIRCOM] BP-MCQXM-AMP (70.7v), QAD-30 (70.7v)
85f89a6d-1edc-488b-804e-78b64db10a01 | NFPA 170 AUTONOMOUS CONTROL UNIT |  |  | North | Rath Area of Refuge |  | Area of Refuge Component |  |  |  | Module | TRUE | 3400 | ++ | SmartCommand System 3400 BOSS, 96 Zone | 1 | [6 empty] | FALSE | [5 empty] | #FFFF0000 | FA-NFPA 170 AUTONOMOUS CONTROL UNIT | 1 | FALSE | FALSE | FALSE | 4000 | [13 empty] | FALSE | [5 empty] | DESKTOP-7EIEB7A\acont | 2022-12-22 08:59 | THOR\acont | 2024-09-08 17:27 | Cloned from Rath Area of Refuge 2500-56XRC | [Rath Area of Refuge] [VAC ] 3400 [Rath Area of Refuge] [AUX POWER] [*] 2100-956RR, 2100-956RR MAIN CARD, 2100-956RR MAIN CARD-2, 2100-956SR, 2100-958NSR, 2100-984LR, 2500-205B MAIN CARD, 2500-205FM MAIN CARD, 2500-205PSS MAIN CARD, 2500-210B MAIN CARD, 2500-210FM MAIN CARD, 2500-UPSMONI [Rath Area of Refuge] [IDC] [#3 SUPERVISORY] 3400 [Rath Area of Refuge] [DACT] [#2 PHONE] 3400 [Rath Area of Refuge] [DACT] [#1 PHONE] 3400 [Rath Area of Refuge] [IDC] [#1 TROUBLE] 3400 [Rath Area of Refuge] [IDC] [#1 ALARM] 3400 | [Rath Area of Refuge] 3200F, 3400
cc6fdeb2-4704-48a6-9576-78b6da22fbdc |  |  |  | North | Siemens | [5 empty] | Module | TRUE | SLESB-KIT-R | S54329-F64-A1 | SLESB-KIT-R SINGLE GANG PLATE,RED | 1 | [12 empty] | #FFFFFFFF |  |  | FALSE | FALSE | FALSE | [20 empty] | DESKTOP-7SAL8M7\acont | 2019-08-13 09:04 | THOR\acont | 2024-10-09 10:48
fa4431d7-2e67-4576-b2f2-78b7e6a29427 | NFPA 170 SPEAKER STROBE |  |  | North | Edwards |  | Speaker/Strobe |  |  |  | Module | TRUE | 757-8A-RS70 |  | 110cdW, 60cdC Strobe, Re-Ent Speaker, 70V 2, 4, 8, 15w | 1 | [6 empty] | FALSE | [5 empty] | #FF0070C0 | FA-NFPA 170 SPEAKER STROBE | 1 | FALSE | FALSE | FALSE | 2019 | [13 empty] | FALSE | [7 empty] | THOR\acont | 2024-09-08 17:27 |  | [Edwards, Kidde] [AUDIO 70.7v] [70V AUDIO] 757-1A-R70, 757-1A-R70W, 757-3A-RS70, 757-3A-RS70W, 757-7A-RS70, 757-7A-RS70W, 757-7A-RS70WA, 757-7A-SS70, 757-7A-SS70W, 757-8A-RS70, 757-8A-RS70W, 757-8A-RS70WA, INT-3A-RS70, INT-3A-RS70W, INT-7A-RS70, INT-7A-R
9b1d67eb-37b3-44c0-8126-78b7efbddb04 | NFPA 170 SPEAKER STROBE |  |  | North | Hochiki |  | Speaker/Strobe |  |  |  | Module | TRUE | HSSPK24-15/75WLPR |  | Speaker/Strobe, Fixed 15/75 Candela, Wall, Red | 1 | 0 | 0.096 |  |  |  |  | FALSE |  |  | *Refer to Install Sheet |  |  | #FF0070C0 | FA-NFPA 170 SPEAKER STROBE | 1 | FALSE | FALSE | FALSE | 2019 |  |  | 7320-0569:0141 | [10 empty] | FALSE | [5 empty] | DESKTOP-7SAL8M7\acont | 2019-12-02 10:11 | THOR\acont | 2024-09-08 17:27 | Cloned from Gentex WSSPK24-15/75WR | [Gentex, Hochiki, Potter] [AUDIO 70.7v] [70V AUDIO] CSPKSTR-24AR (C), CSPKSTR-24AW (C), CSPKSTR-24BR (C), CSPKSTR-24BW (C), CSPKSTR-24GR (C), CSPKSTR-24GW (C), CSPKSTR-24RR (C), CSPKSTR-24RW (C), FASPKR-R (C), FASPKR-W (C), FASPKR-WR, FASPKR-WW, FASPK-WP [Gentex, Hochiki, Potter] [AUDIO 25v] [25V AUDIO] CSPKSTR-24AR (C), CSPKSTR-24AW (C), CSPKSTR-24BR (C), CSPKSTR-24BW (C), CSPKSTR-24GR (C), CSPKSTR-24GW (C), CSPKSTR-24RR (C), CSPKSTR-24RW (C), FASPKR-R (C), FASPKR-W (C), FASPKR-WR, FASPKR-WW, FASPK-WPR, [Hochiki] [NAC] [UL MAX] HSSPK24-15/75WLPPR, HSSPK24-15/75WLPPW, HSSPK24-15/75WLPR, HSSPK24-15/75WLPW [Hochiki] [NAC] [24 VDC] HSSPK24-15/75WLPPR, HSSPK24-15/75WLPPW, HSSPK24-15/75WLPR, HSSPK24-15/75WLPW
76a32a32-fecb-49ce-a5b6-78be31eb16b5 | NFPA 170 SURGE SUPPRESSOR |  |  | North | Space Age Electronics |  | Surge Supressor |  |  |  | Module | TRUE | T90-DG w/Snap Track |  | 2 Pair / 4 Wire Surge Module, 90v | 1 | [6 empty] | TRUE | [5 empty] | #FFFF0000 | FA-NFPA 170 SURGE SUPPRESSOR | 1 | FALSE | FALSE | FALSE | [14 empty] | FALSE |  |  | 24v |  |  | DESKTOP-7EIEB7A\acont | 2021-08-26 08:07 | THOR\acont | 2024-09-08 17:27 | Cloned from Space Age Electronics T70-DG w/Snap Track | [Space Age Electronics] [SURGE PROTECTION] [ALL DEVICES ++] E120V-GT, RJ1448-MD w/Snap Track, T05-DG w/Snap Track, T120-DG w/Snap Track, T12-DG w/Snap Track, T24-DG w/Snap Track, T32-DG w/Snap Track, T36-DG w/Snap Track, T48-DG w/Snap Track, T70-DG w/Sna [Space Age Electronics] [SURGE PROTECTION] [#2] RJ1448-MD w/Snap Track, T05-DG w/Snap Track, T120-DG w/Snap Track, T12-DG w/Snap Track, T24-DG w/Snap Track, T32-DG w/Snap Track, T36-DG w/Snap Track, T48-DG w/Snap Track, T70-DG w/Snap Track, T90-DG w/Snap
be681348-1e12-420e-a188-78c498ec1a43 |  |  |  | North | Notifier |  | Cards & Components |  |  |  | Card | TRUE | DS-BDA (70V, 100W) | + | Digital Series Amplifier | 1 | 0.105 | 0.33 |  |  |  |  | TRUE |  | SURFACE |  | PROVIDED ("WX"HX"D) | N/A | #FFFFFFFF |  |  | FALSE | FALSE | FALSE |  |  |  | 7165-0028:0224 | [9 empty] | 100 | FALSE | [5 empty] | DESKTOP-7EIEB7A\acont | 2021-04-12 13:55 | THOR\acont | 2024-10-09 10:48 | Cloned from Notifier DS-AMP (70v, 100w)
ebf30e83-25fc-4e13-abb8-78c841d8a0a6 | NFPA 170 HORN STROBE |  |  | North | Hochiki |  | Horn/Strobe |  |  |  | Module | TRUE | ASWP-24MCWH-FW |  | NOTIFICATION, HORNSTROBE, WHITE, WALL, 135CD, WP | 1 | 0 | 0.355 |  |  |  |  | FALSE | FALSE |  | *Refer to Install Sheet |  |  | #FF0070C0 | FA-NFPA 170 HORN STROBE | 1 | FALSE | FALSE | FALSE | 2012 | [13 empty] | FALSE |  |  | WP |  |  |  |  | THOR\acont | 2024-09-08 17:27 |  | [Eaton Wheelock, Hochiki] [NAC] [24VDC, LOW DB] ASWP-24MCWH-FR, ASWP-24MCWH-FW [Eaton Wheelock, Hochiki] [NAC] [24VDC, HIGH DB] ASWP-24MCWH-FR, ASWP-24MCWH-FW
e88d2011-b839-419e-a64b-78c998136cce |  |  |  | North | Siemens |  | Hardware |  |  |  | Hardware | TRUE | FCA2008-A1 | ++ | Card cage | 1 | [12 empty] | #FFFFFFFF |  |  | FALSE | FALSE | FALSE | [20 empty] | DESKTOP-7EIEB7A\acont | 2021-11-21 09:12 | THOR\acont | 2024-10-09 10:48 | Cloned from Siemens FHA2013-A1
90da7662-fa8d-42d9-b19c-78cd677dfd9a | NFPA 170 HORN STROBE |  |  | North | Simplex |  | Horn/Strobe |  |  |  | Module | TRUE | 4906-9139 | + | Horn with Multi-Candela Strobe; Wall Mount, Red, High Cd | 1 | 0 | 0 |  |  |  |  | TRUE | [5 empty] | #FF0070C0 | FA-NFPA 170 HORN STROBE | 1 | FALSE | FALSE | FALSE | 2012 | [19 empty] | DESKTOP-7EIEB7A\acont | 2022-03-07 06:56 | THOR\acont | 2024-09-08 17:27 | Cloned from Autocall A4906-9127 | [Autocall, Simplex] [NAC] [24VDC STEADY] 4906-9127, 4906-9129, 4906-9139, 4906-9141, A4906-9127, A4906-9129, A4906-9139, A4906-9141 [Autocall, Simplex] [NAC] [MAX STEADY] 4906-9139, 4906-9141, A4906-9139, A4906-9141
7d864e3f-5829-4d83-9659-78cd8ec96e1a | NFPA 170 FIRE ALARM CONTROL UNIT | RISER FACP |  | North | DMP |  | Fire Alarm Control Unit |  |  |  | Assembly | TRUE | XR500FC |  | XR500 Fire Control Panel | 1 | [6 empty] | FALSE | [5 empty] | #FFFF0000 | FA-NFPA 170 FIRE ALARM CONTROL UNIT | 1 | FALSE | FALSE | FALSE | 202 | [8 empty] | 7,12,18 |  |  |  |  | TRUE | [5 empty] | DESKTOP-7EIEB7A\acont | 2022-03-10 06:44 | THOR\acont | 2024-09-08 17:27 | Cloned from DMP XR500FC
432af080-b85e-4e97-987d-78d23f09c292 |  |  |  | North | Notifier |  | Cards & Components |  |  |  | Card | TRUE | ACM-32A |  | ONYX Series ACS Annunciator | 1 | 0.04 | 0.056 |  |  |  |  | TRUE | FALSE |  |  |  |  | #FFFFFFFF |  |  | FALSE | FALSE | FALSE | [14 empty] | FALSE | [7 empty] | THOR\acont | 2024-10-09 10:48
59021e64-d549-4b7a-82f6-78d6af0b17e8 |  |  |  | North | Gamewell FCI |  | Hardware |  |  |  | Hardware | TRUE | E3BB-RA2 | ++ | Remote Enclosure, Red, w/Inner Door, 1 Slot, (LCD-E3 or LCD-SLP) | 1 | [6 empty] | TRUE |  |  |  | 13 1/4” W x 10” H x 3 1/2” D (40 W x 25 H x 9 D cm) |  | #FFFFFFFF |  |  | FALSE | FALSE | FALSE | [20 empty] | DESKTOP-7EIEB7A\acont | 2022-08-29 12:13 | THOR\acont | 2024-10-09 10:48 | Cloned from Gamewell FCI E3BB-BA2
338b2283-0425-4613-adb3-78da00a6770c | NFPA 170 STROBE CEILING |  |  | North | Eaton Wheelock |  | Strobe |  |  |  | Module | TRUE | ELSTRC-NA | + | CEILING STROBE, RED, NONE, AMBER | 1 | [6 empty] | TRUE | TRUE |  |  |  |  | #FF0070C0 | FA-NFPA 170 STROBE CEILING | 1 | FALSE | FALSE | FALSE | 2020 | [16 empty] | C |  |  | DESKTOP-7EIEB7A\acont | 2021-05-18 16:39 | THOR\acont | 2024-09-08 17:27 | Cloned from Eaton Wheelock ELSTRC-AL | [Eaton Wheelock] [NAC] [24VDC] ELSTRC (C), ELSTRC-AL (C), ELSTRC-ALA (C), ELSTRC-NA (C), ELSTWC (C), ELSTWC-AL (C), ELSTWC-ALA (C), ELSTWC-EV (C), ELSTWC-NA (C)
f17cebe3-c2b5-436a-9690-78dd35fb758e | NFPA 170 HORN STROBE CEILING |  |  | North | Eaton Wheelock |  | Horn/Strobe |  |  |  | Module | TRUE | LHSWC3 |  | HORN/STROBE CEILING | 1 | [6 empty] | TRUE | TRUE |  |  |  |  | #FF0070C0 | FA-NFPA 170 HORN STROBE CEILING | 1 | FALSE | FALSE | FALSE | 2013 | [16 empty] | C |  |  | AULAPTOP-PC\Aulaptop | 2019-01-18 07:07 | THOR\acont | 2024-09-08 17:27 | Cloned from Wheelock New Part | [Eaton Wheelock] [NAC] [UL MAX, HIGH DB] LHSRC3 (C), LHSWC3 (C)
f7250f71-0e7a-424b-ba08-78de89765d30 |  |  |  | North | Edwards |  | Hardware |  |  |  | Hardware | TRUE | LKC-8 |  | ALARM - Ceiling Orientation | 1 | [6 empty] | FALSE | [5 empty] | #FFFFFFFF |  |  | FALSE | FALSE | FALSE | [14 empty] | FALSE | [7 empty] | THOR\acont | 2024-10-09 10:48
87022af7-d654-4ed9-86ce-78e3c6c359e2 | NFPA 170 MANUAL PULL |  |  | North | Notifier |  | Manual Station |  |  |  | Module | TRUE | NBG-12LX | ++ | Dual-action addressable pull station. Includes key locking feature. | 1 | 0.000375 | 0.005 |  |  |  |  | FALSE | FALSE | FLUSH |  | 4" SQ. DEEP | 1-GANG | #FFFF0000 | FA-NFPA 170 MANUAL PULL | 1 | FALSE | FALSE | FALSE | 957 |  |  | 7150-0028:0199 | [10 empty] | FALSE | [7 empty] | THOR\acont | 2024-09-08 17:27 |  | [Honeywell, Notifier, System Sensor] [SLC MODULES] [*] [#3 TYPE ADDR ¦ MODULES] 30-3013 w/FMM-101, Q3013D, ACM-8R, ACPS-610, AMPS-24, AMPS-24E, EM-1M, EM-1MI, EM-1MM, EM-1MMI, EM-1R, EM-1RI, EM-1SR, EM-1SRI, FCM-1, FCM-1-REL, FD7044 MM-101, FDM-1, FDRM-1 [Honeywell, Notifier, System Sensor] [SLC MODULES SENSORS] [*] [#1 SHARED ADDR ¦ MODULES] 30-3013 w/FMM-101, Q3013D, ACM-8R, ACPS-610, AMPS-24, AMPS-24E, EM-1M, EM-1MI, EM-1MM, EM-1MMI, EM-1R, EM-1RI, EM-1SR, EM-1SRI, FCM-1, FCM-1-REL, FD7044 MM-101, FDM
03f08917-2093-432a-b039-78eaba5da0a1 | NFPA 170 STROBE WALL |  |  | North | Autocall |  | Strobe |  |  |  | Module | TRUE | A49VO-APPLW | + | Visible Notification Appliances, Wall Mount Multi-Candela Strobes | 1 | 0 | 0 |  |  |  |  | TRUE | [5 empty] | #FF0070C0 | FA-NFPA 170 STROBE WALL | 1 | FALSE | FALSE | FALSE | 2023 | [19 empty] | DESKTOP-7EIEB7A\acont | 2021-11-14 11:19 | THOR\acont | 2024-09-08 17:27 | Cloned from Autocall A49VO-APPLW w/A49MP-AVVOWR, A49VOC-WRFIRE | [Autocall, Simplex] [IDNac] [23VDC] 49HFV-APPLW, 49HFV-APPLW-BA, 49SV-APPLW, 49SV-APPLW-BA, 49VO-APPLW, 49VO-APPLW-BA, A49HFV-APPLW, A49HFV-APPLW-BA, A49SV-APPLW, A49SV-APPLW-BA, A49VO-APPLW, A49VO-APPLW-BA
60cacfc0-d58a-4266-96a1-78ec6ac55b9e |  |  |  | North | Siemens |  | Cards & Components |  |  |  | Card | TRUE | FT2009-R1 | S54400-A146-A1++ | 32 ZONE TABULAR ANNUNC.(RED) | 1 | 0.025 | 0.105 |  |  |  |  | TRUE | [5 empty] | #FFFFFFFF |  |  | FALSE | FALSE | FALSE | [20 empty] | AULAPTOP-PC\Aulaptop | 2019-04-20 11:42 | THOR\acont | 2024-10-09 10:48
cc5ed84c-35cb-4bfd-be3f-78ef34667783 |  |  |  | North | Potter |  | Cards & Components |  |  |  | Card | TRUE | PVC-II | + | Audio Module Interface Card | 1 | [6 empty] | TRUE | [5 empty] | #FFFFFFFF |  |  | FALSE | FALSE | FALSE | [20 empty] | DESKTOP-7SAL8M7\acont | 2020-11-03 16:06 | THOR\acont | 2024-10-09 10:48 | Cloned from Hochiki FNV-II
8c4a4248-30a5-4213-b1ed-78f69aa7a4ef | NFPA 170 SPEAKER WALL |  |  | North | Edwards |  | Speaker |  |  |  | Module | TRUE | G4HFRN-S2 |  | 25V Speaker, Red, running man | 1 | [6 empty] | FALSE | [5 empty] | #FF0070C0 | FA-NFPA 170 SPEAKER WALL | 1 | FALSE | FALSE | FALSE | 2021 | [13 empty] | FALSE | [7 empty] | THOR\acont | 2024-09-08 17:27 |  | [Edwards, Kidde] [AUDIO 25v] [25V AUDIO] EGCF-S2VMH (C), G4F-S2, G4F-S2V1575, G4F-S2VM, G4HFRF-S2, G4HFRF-S2VMC, G4HFRN-S2, G4HFRN-S2VMC, G4HFWA-S2, G4HFWA-S2VMA, G4HFWA-S2VMC, G4HFWF-S2, G4HFWF-S2VMC, G4HFWN-S2, G4HFWN-S2VMA, G4HFWN-S2VMC, G4RF-S2, G4RF
3fade651-997f-455f-817c-78facf4e21b2 |  |  |  | North | Edwards |  | Hardware |  |  |  | Hardware | TRUE | GL1RN-BB1G |  | Single Gang Surface Mount BackBox, Red | 1 | [6 empty] | FALSE | [5 empty] | #FFFFFFFF |  |  | FALSE | FALSE | FALSE | [14 empty] | FALSE | [7 empty] | THOR\acont | 2024-10-09 10:48
0c5acf92-5c99-44cc-8fde-79011ef3856d | NFPA 170 SMOKE DETECTOR |  |  | North | Edwards |  | Smoke Detector |  |  |  | Module | TRUE | SIGA-ISI w/SIGA-SB BASE | ++ | Ionization Smoke Detector, EN-54 Listed | 1 | 4.5e-05 | 4.5e-05 |  |  |  |  | FALSE | TRUE |  |  |  |  | #FFFF0000 | FA-NFPA 170 SMOKE DETECTOR | 1 | FALSE | FALSE | FALSE | 1408 | [13 empty] | FALSE | [7 empty] | THOR\acont | 2024-10-08 16:31 | 20191121 AC Detector with base | [Edwards, Kidde] [SLC EST MODULES SENSORS] [*] [#2 SHARED ADDR ¦ SENSORS] KI-DDOS (C), SIGA2-COS w/SIGA-AB4G BASE, SIGA2-COS w/SIGA-AB4G-LF BASE, SIGA2-COS w/SIGA-AB4GT BASE, SIGA2-COS w/SIGA-IB BASE, SIGA2-COS w/SIGA-RB BASE, SIGA2-COS w/SIGA-SB BASE, S [Edwards, Kidde] [SLC EST SENSORS] 01 [*] [EST3, iO1000] DS-HFS (C), DS-PS (C), FX-HD w/IB4U BASE, FX-HD w/RB4U BASE, FX-HD w/SB4U BASE, FX-HD w/SB4U-LF BASE, FX-HD wB4U BASE, FX-PD w/B4U BASE (C), FX-PD w/IB4U BASE (C), FX-PD w/SB4U BASE (C), FX-PD w/SB [Edwards, Kidde] [SLC EST MODULES/SENSORS] 01 [*] [iO64] DS-HFS (C), DS-PS (C), FX-HD w/IB4U BASE, FX-HD w/RB4U BASE, FX-HD w/SB4U BASE, FX-HD w/SB4U-LF BASE, FX-HD wB4U BASE, FX-PD w/B4U BASE (C), FX-PD w/IB4U BASE (C), FX-PD w/SB4U BASE (C), FX-PD w/SB [Edwards, Kidde] [SLC EST SENSORS] [*] [#4 TYPE ADDR ¦ SENSORS] KI-DDOS (C), SIGA2-COS w/SIGA-AB4G BASE, SIGA2-COS w/SIGA-AB4G-LF BASE, SIGA2-COS w/SIGA-AB4GT BASE, SIGA2-COS w/SIGA-IB BASE, SIGA2-COS w/SIGA-RB BASE, SIGA2-COS w/SIGA-SB BASE, SIGA2-HCOS
c5452bcf-4346-4b94-8293-7902b009e5ba | NFPA 170 FLOW DETECTOR |  |  | North | Notifier |  | Flow Detector |  |  |  | Module | TRUE | WFD25 | + | Waterflow Detector, Schedule 10/40, 2-1/2" | 1 | [6 empty] | FALSE | FALSE |  |  |  |  | #FFFF0000 | FA-NFPA 170 FLOW DETECTOR | 1 | FALSE | FALSE | FALSE | 1700 | [13 empty] | FALSE | [7 empty] | THOR\acont | 2024-09-08 17:27 | 20191121 AC Detector without base | [Det-Tronics, Edwards, Kidde, Notifier] [IDC] 01 30-3013, 30-3013 w/FMM-101, Q3013D, 5621 (C), 5622 (C), 5623 (C), 5624 (C), BNG-1, BNG-1F, BNG-1FTS, BNG-1R, BNG-1SP, BNG-1TS, BNG-1TSL, BNG-1TSR, BNG-1TSRL, CP-651 (C), HD-601 (C), HD-602 (C), HD-603 (C), [Farenhyt, Generic, N/A, Notifier, Potter, Silent Knight] [AUX POWER] [BELL POWER ++] FURNISHED BY OTHERS, PS10 Series, PS10-EX, VSG, VSR Series, VSR-10, VSR-AT, VSR-C, VSR-CF, VSR-FE-2, VSR-FEX Series, VSR-S Series, VSR-SF, VSR-SFG, VSR-SFT, VSR-SG, VSR
0f005869-9403-4951-b08b-79068861ba84 | NFPA 170 HORN STROBE CEILING |  |  | North | Hochiki |  | Horn/Strobe |  |  |  | Module | TRUE | ASWP-2475C-FR |  | NOTIFICATION, HORNSTROBE, RED, CEILING, 15CD, WP | 1 | 0 | 0.168 |  |  |  |  | FALSE | TRUE |  | *Refer to Install Sheet |  |  | #FF0070C0 | FA-NFPA 170 HORN STROBE CEILING | 1 | FALSE | FALSE | FALSE | 2013 | [13 empty] | FALSE |  |  | C¦WP |  |  |  |  | THOR\acont | 2024-09-08 17:27 |  | [Eaton Wheelock, Hochiki] [NAC] [24VDC, MED DB UL 1971] ASWP-2475C-FR (C), ASWP-2475C-FW (C) [Eaton Wheelock, Hochiki] [NAC] [24VDC, LOW DB UL 1971] ASWP-2475C-FR (C), ASWP-2475C-FW (C) [Eaton Wheelock, Hochiki] [NAC] [24VDC, HIGH DB UL 1638 @ –40°F] ASWP-2475C-FR (C), ASWP-2475C-FW (C), ASWP-2475W-FR, ASWP-2475W-FW [Eaton Wheelock, Hochiki] [NAC] [24VDC, HIGH DB UL 1638 @ 77°F] ASWP-2475C-FR (C), ASWP-2475C-FW (C), ASWP-2475W-FR, ASWP-2475W-FW [Eaton Wheelock, Hochiki] [NAC] [24VDC, LOW DB UL 1638 @ –40°F] ASWP-2475C-FR (C), ASWP-2475C-FW (C), ASWP-2475W-FR, ASWP-2475W-FW [Eaton Wheelock, Hochiki] [NAC] [24VDC, MED DB UL 1638 @ –40°F] ASWP-2475C-FR (C), ASWP-2475C-FW (C), ASWP-2475W-FR, ASWP-2475W-FW [Eaton Wheelock, Hochiki] [NAC] [24VDC, HIGH DB UL 1971] ASWP-2475C-FR (C), ASWP-2475C-FW (C) [Eaton Wheelock, Hochiki] [NAC] [24VDC, MED DB UL 1638 @ 77°F] ASWP-2475C-FR (C), ASWP-2475C-FW (C), ASWP-2475W-FR, ASWP-2475W-FW [Eaton Wheelock, Hochiki] [NAC] [24VDC, LOW DB UL 1638 @ 77°F] ASWP-2475C-FR (C), ASWP-2475C-FW (C), ASWP-2475W-FR, ASWP-2475W-FW
635f454b-1072-44b2-98b6-790bc44d9348 | NFPA 170 HORN |  |  | North | Eaton Wheelock |  | Horn |  |  |  | Module | TRUE | MT-12/24-R |  | Multi-Tone Horn, red | 1 | 0 | 0.092 |  |  |  |  | FALSE | FALSE |  |  |  |  | #FF0070C0 | FA-NFPA 170 HORN | 1 | FALSE | FALSE | FALSE | 2010 | [13 empty] | FALSE | [7 empty] | THOR\acont | 2024-09-08 17:27 |  | [Eaton Wheelock, Hochiki] [NAC] [24VDC, Code 3 Horn, HI] MT-12/24-R, MT-12/24-W, MTWP-2475C-FR (C), MTWP-2475C-FW (C), MTWP-2475W-FR, MTWP-2475W-FW, MTWP-24MCCH-FR (C), MTWP-24MCCH-FW (C) [Eaton Wheelock, Hochiki] [NAC] [24VDC, Code 3 Horn, STD] MT-12/24-R, MT-12/24-W, MTWP-2475C-FR (C), MTWP-2475C-FW (C), MTWP-2475W-FR, MTWP-2475W-FW, MTWP-24MCCH-FR (C), MTWP-24MCCH-FW (C)
a78fd19b-f1f4-4744-a61a-790c80908f07 |  |  |  | North | MIRCOM |  | Cards & Components |  |  |  | Card | TRUE | FX-2003-6DS Main Board | + | FX-2003-6DS Main Board | 1 | 0.23 | 0.38 |  |  |  |  | TRUE | [5 empty] | #FFFFFFFF |  |  | FALSE | FALSE | FALSE | [14 empty] | FALSE | [5 empty] | AULAPTOP-PC\Aulaptop | 2018-10-11 05:43 | THOR\acont | 2024-10-09 10:48 | Cloned from MIRCOM FX-2003-12NDS |  | [MIRCOM] FX-2003-6DS Main Board
9cad5f4b-82fa-4d53-a8bb-790f4a292b5c | NFPA 170 HORN STROBE |  |  | North | Eaton Wheelock |  | Horn/Strobe |  |  |  | Module | TRUE | ASWP-2475W-FW |  | NOTIFICATION, HORNSTROBE, WHITE, WALL, WP | 1 | 0 | 0.168 |  |  |  |  | FALSE | FALSE |  |  |  |  | #FF0070C0 | FA-NFPA 170 HORN STROBE | 1 | FALSE | FALSE | FALSE | 2012 | [13 empty] | FALSE |  |  | WP |  |  | AULAPTOP-PC\Aulaptop | 2019-05-31 04:59 | THOR\acont | 2024-09-08 17:27 | Cloned from Wheelock ASWP-2475W-FR | [Eaton Wheelock, Hochiki] [NAC] [24VDC, HIGH DB UL 1638 @ 77°F] ASWP-2475C-FR (C), ASWP-2475C-FW (C), ASWP-2475W-FR, ASWP-2475W-FW [Eaton Wheelock, Hochiki] [NAC] [24VDC, MED DB UL 1638 @ –40°F] ASWP-2475C-FR (C), ASWP-2475C-FW (C), ASWP-2475W-FR, ASWP-2475W-FW [Eaton Wheelock, Hochiki] [NAC] [24VDC, HIGH DB] ASWP-2475W-FR, ASWP-2475W-FW [Eaton Wheelock, Hochiki] [NAC] [24VDC, MED DB UL 1638 @ 77°F] ASWP-2475C-FR (C), ASWP-2475C-FW (C), ASWP-2475W-FR, ASWP-2475W-FW [Eaton Wheelock, Hochiki] [NAC] [24VDC, LOW DB UL 1638 @ –40°F] ASWP-2475C-FR (C), ASWP-2475C-FW (C), ASWP-2475W-FR, ASWP-2475W-FW [Eaton Wheelock, Hochiki] [NAC] [24VDC, HIGH DB UL 1638 @ –40°F] ASWP-2475C-FR (C), ASWP-2475C-FW (C), ASWP-2475W-FR, ASWP-2475W-FW [Eaton Wheelock, Hochiki] [NAC] [24VDC, LOW DB UL 1638 @ 77°F] ASWP-2475C-FR (C), ASWP-2475C-FW (C), ASWP-2475W-FR, ASWP-2475W-FW [Eaton Wheelock, Hochiki] [NAC] [20VDC, HIGH DB] ASWP-2475W-FR, ASWP-2475W-FW
0aef107c-70ff-4bea-9ed0-7916154a6fa2 | NFPA 170 SPEAKER CEILING |  |  | North | Bogen |  | Speaker |  |  |  | Module | TRUE | CSD2X2L |  | Ceiling Speaker | 1 | [6 empty] | TRUE | TRUE |  |  |  |  | #FF0070C0 | FA-NFPA 170 SPEAKER CEILING | 1 | FALSE | FALSE | FALSE | 2019 | [19 empty] | DESKTOP-QMKR22O\aucon | 2020-05-20 08:10 | THOR\acont | 2024-09-08 17:27 |  | [Bogen] [AUDIO 25v, AUDIO 70.7v] [25V AUDIO, 70V AUDIO] CSD2X2L (C), MB8TSL, MB8TSLVR, MB8TSQ, MB8TSQVR
91b7788d-9159-4ce3-88a2-791bc6017d6c |  |  |  | North | Edwards |  | Cards & Components |  |  |  | Card | TRUE | 4-LCDAUDTEL | n | Separate LCD for Mic/FT | 1 | 0.04 | 0.093 |  |  |  |  | TRUE | [5 empty] | #FFFFFFFF |  |  | FALSE | FALSE | FALSE | [20 empty] | DESKTOP-7SAL8M7\acont | 2019-12-13 12:52 | THOR\acont | 2024-10-09 10:48
406efd44-651a-4b78-9c9a-79249b689ffe | NFPA 170 STROBE CEILING |  |  | North | Siemens |  | Strobe |  |  |  | Module | TRUE | ZR-HMC-CW | 500-636176 | Z STROBE HI MULTI-CANDELA CEILING WHITE | 1 | [7 empty] | TRUE |  |  |  |  | #FF0070C0 | FA-NFPA 170 STROBE CEILING | 1 | FALSE | FALSE | FALSE | 2022 | [16 empty] | C |  |  | DESKTOP-7SAL8M7\acont | 2019-08-13 09:04 | THOR\acont | 2024-09-08 17:27 | B,T | [Siemens] [NAC] [DC] ZR-HMC-CR (C), ZR-HMC-CW (C)
8b97a5a1-00ad-45d5-9137-79285c7d4e78 |  |  |  | North | Siemens | [5 empty] | Module | TRUE | 20/20MI-12SF | S54430-F2-A1 | MINI IR3 FLM DET 10-40M PLG SS FM | 1 | [12 empty] | #FFFFFFFF |  |  | FALSE | FALSE | FALSE | [20 empty] | DESKTOP-7SAL8M7\acont | 2019-08-13 09:04 | THOR\acont | 2024-10-09 10:48
fe8f5f21-a145-4b2a-b267-792a140b386d | NFPA 170 FIRE ALARM CONTROL UNIT | RISER FACP |  | North | Simplex |  | Fire Alarm Control Unit |  |  |  | Assembly | TRUE | 4010-9401 | ++ | Basic Control Unit with 2x40 LCD Operator Interface and one two-loop Isolated IDNet2 Communications Channel, Class A or Class B operation, with support for up to 250 addressable IDNet points | 1 | [6 empty] | FALSE | [5 empty] | #FFFF0000 | FA-NFPA 170 FIRE ALARM CONTROL UNIT | 1 | FALSE | FALSE | FALSE | 202 | [8 empty] | 7,12,18,26,33,55,65,110 |  |  |  |  | TRUE | [5 empty] | THOR\acont | 2024-01-24 11:17 | THOR\acont | 2024-09-08 17:27 | Cloned from Simplex 4010-9402
897dd9eb-df3d-4cb0-a29b-793098ac49f6 | NFPA 170 MANUAL PULL |  |  | North | Kidde |  | Manual Station |  |  |  | Module | TRUE | K-270A-SPO | ++ | Pull Station, single pole, cast metal, wire leads | 1 | [6 empty] | FALSE | [5 empty] | #FFFF0000 | FA-NFPA 170 MANUAL PULL | 1 | FALSE | FALSE | FALSE | 957 | [13 empty] | FALSE | [5 empty] | DESKTOP-7EIEB7A\acont | 2023-05-17 09:22 | THOR\acont | 2024-09-08 17:27 | Cloned from Kidde K-270-DPO CLONED | [Edwards, Kidde, Monaco Enterprises] [IDC] 01 1534-1, 200-GAOF, 270A-DPO, 270A-SPO, 270-DOC, 270-DOC-B, 270-DOC-F, 270-DPO, 270-GAO, 270-GAOB, 270-GAO-DOC, 270-GAO-DOCF, 270P-DPO, 270P-SPO, 270-SPO, 270-SPOW, 270-SPOWB, 270-SPOWF, 271-KR1/SR/GS, 276A-REL
722bf6ae-505a-4c1b-89fb-79315fe852ba |  |  |  | North | Notifier |  | Hardware |  |  |  | Hardware | TRUE | BAT-12140 | + | (1) 12V 14 AH BATTERY | 1 | [6 empty] | FALSE | [5 empty] | #FFFFFFFF |  |  | FALSE | FALSE | FALSE | [14 empty] | FALSE | [5 empty] | DESKTOP-7EIEB7A\acont | 2021-04-06 17:06 | THOR\acont | 2024-10-09 10:48 | Cloned from Power Sonic PS-12140
8ca2adff-e48c-4c89-80ec-79358e521736 | NFPA 170 CELL COMM | RISER CELL COMM |  | North | Honeywell |  | Cellular Communicator |  |  |  | Assembly | TRUE | HON-CGW-MBB | ++ | CLSS Gateway with the enclosure | 1 |  |  |  |  | 24 | 18 | TRUE | [5 empty] | #FFFF0000 | FA-NFPA 170 CELL COMM | 1 | FALSE | FALSE | FALSE | 250 | [13 empty] | FALSE | [5 empty] | DESKTOP-7EIEB7A\acont | 2023-02-09 07:02 | THOR\acont | 2024-09-08 17:27 | Cloned from Honeywell HON-CGW-MBB (VZW)
18d5f787-858d-477b-8a99-793701c733fa | NFPA 170 HEAT CO DETECTOR |  |  | North | Autocall |  | Heat/CO Detector |  |  |  | Module | TRUE | A4098-9733 w/A4098-9770 | + | Heat Sensor w/CO Base, Standard operation | 1 | 0.0008 | 0.001 |  |  |  |  | TRUE | TRUE |  |  |  |  | #FFFF0000 | FA-NFPA 170 HEAT CO DETECTOR | 1 | FALSE | FALSE | FALSE | 1408 | [16 empty] | CO |  |  | DESKTOP-7EIEB7A\acont | 2022-04-16 07:42 | THOR\acont | 2024-09-08 17:27 | Cloned from Autocall A4098-9754 w/A4098-9770 | [Autocall, Simplex] [IDNet] [SENSORS ++] 4098-9714 (C), 4098-9714 w/4098-9770 (C), 4098-9714 w/4098-9771 (C), 4098-9714 w/4098-9772 (C), 4098-9714 w/4098-9773 (C), 4098-9714 w/4098-9780 (C), 4098-9714 w/4098-9789 (C), 4098-9714 w/4098-9791 (C), 4098-9714
07d766d6-7fb9-4191-9a9b-794054722f88 | NFPA 170 STROBE WALL |  |  | North | Eaton Wheelock |  | Strobe |  |  |  | Module | TRUE | XB1602460RNNR | + | Explosionproof Strobe - Red Lens, Red Finish | 1 | 0 | 0 |  |  |  |  | FALSE | [5 empty] | #FF0070C0 | FA-NFPA 170 STROBE WALL | 1 | FALSE | FALSE | FALSE | 2023 | [13 empty] | FALSE |  |  | XP |  |  | DESKTOP-7SAL8M7\acont | 2019-11-06 08:27 | THOR\acont | 2024-09-08 17:27 | Cloned from Edwards 116DEGEXA-FJ | [Eaton Wheelock] [NAC] [24 VDC] XB16, XB1602460ANNR, XB1602460ANNW, XB1602460RNNR, XB1602460RNNW
40ac2548-8026-4b78-b5d6-794a35af8222 |  |  |  | North | Bosch | [5 empty] | Module | TRUE | TX3-200-8U-A | * | TELEPHONE ENTRY - ELECTRONIC DIRECTORY | 1 | [12 empty] | #FFFFFFFF |  |  | FALSE | FALSE | FALSE | [20 empty] | DESKTOP-7EIEB7A\acont | 2021-08-13 06:25 | THOR\acont | 2024-10-09 10:48
2057e9d2-1e01-4ed3-a3b9-794a3fcfd74d |  |  |  | North | Siemens | [5 empty] | Module | TRUE | RSW-1 | 500-685607 | RESET SWITCH | 1 | [12 empty] | #FFFFFFFF |  |  | FALSE | FALSE | FALSE | [20 empty] | DESKTOP-7SAL8M7\acont | 2019-08-13 09:04 | THOR\acont | 2024-10-09 10:48
ca258af2-9804-4332-9454-795870ac8799 |  |  |  | North | Bosch | [5 empty] | Module | TRUE | SE88WALLMNT | * | SECURITY ESCORT WALL MOUNT | 1 | [12 empty] | #FFFFFFFF |  |  | FALSE | FALSE | FALSE | [20 empty] | DESKTOP-7EIEB7A\acont | 2021-08-13 06:25 | THOR\acont | 2024-10-09 10:48
46bd4b2e-56e4-47ad-b58d-795929e33fdb | NFPA 170 HORN STROBE |  |  | North | Kidde |  | Horn/Strobe |  |  |  | Module | TRUE | WGAVRA | ++ | Outdoor rated horn-strobe, red, alert | 1 | [6 empty] | FALSE | [5 empty] | #FF0070C0 | FA-NFPA 170 HORN STROBE | 1 | FALSE | FALSE | FALSE | 2012 | [13 empty] | FALSE |  |  | WP |  |  | THOR\acont | 2024-12-19 13:51 | THOR\acont | 2024-12-19 13:57 | Cloned from Edwards WGAVRA | [Edwards, Kidde] [NAC] [VDC, TEMPORAL] WGAVRA, WGAVRF, WGAVRF-FR, WGAVRF-SP, WGAVRN, WGAVWA, WGAVWF, WGAVWF-FR, WGAVWF-SP, WGAVWN
fdb4885d-4b90-4bf0-b20b-796d5b670d70 | NFPA 170 SPEAKER CEILING |  |  | North | Edwards |  | Speaker |  |  |  | Module | TRUE | GCHFWF-S2 |  | 25V Speaker, White, FIRE | 1 | [6 empty] | FALSE | TRUE |  |  |  |  | #FF0070C0 | FA-NFPA 170 SPEAKER CEILING | 1 | FALSE | FALSE | FALSE | 2019 | [13 empty] | FALSE |  |  | C |  |  |  |  | THOR\acont | 2024-09-08 17:27 |  | [Edwards, Kidde] [AUDIO 25v] [25V AUDIO] EGCF-S2VMH (C), G4F-S2, G4F-S2V1575, G4F-S2VM, G4HFRF-S2, G4HFRF-S2VMC, G4HFRN-S2, G4HFRN-S2VMC, G4HFWA-S2, G4HFWA-S2VMA, G4HFWA-S2VMC, G4HFWF-S2, G4HFWF-S2VMC, G4HFWN-S2, G4HFWN-S2VMA, G4HFWN-S2VMC, G4RF-S2, G4RF
5ebc6195-16b6-4503-871c-7979b7d107b6 |  |  |  | North | Kidde |  | Cards & Components |  |  |  | Card | TRUE | VM-SLC-HC |  | High Capacity Loop Expansion Module. For use with circuits that contain more than 90 isolators. | 1 | [6 empty] | TRUE | [5 empty] | #FFFFFFFF |  |  | FALSE | FALSE | FALSE | [14 empty] | FALSE | [7 empty] | THOR\acont | 2024-10-09 10:48 |  |  | [Kidde] VM-SLC, VM-SLC-HC
c4c469cc-aa40-4c2a-b2e1-7983b59cb63a | NFPA 170 STROBE CEILING |  |  | North | Edwards |  | Strobe |  |  |  | Module | TRUE | GCVHRF |  | Strobe, running man, red, FIRE, high cd | 1 | [6 empty] | FALSE | TRUE |  |  |  |  | #FF0070C0 | FA-NFPA 170 STROBE CEILING | 1 | FALSE | FALSE | FALSE | 2022 | [13 empty] | FALSE |  |  | C |  |  | THOR\acont | 2024-09-17 10:03 | THOR\acont | 2024-10-09 10:48 | Cloned from Edwards GCVRF | [Edwards, Kidde] [NAC] [24 VDC] EGCSVHRF (C), EGCSVHRF-FR (C), EGCSVHRF-SP (C), EGCSVHRN (C), EGCSVHWA (C), EGCSVHWF (C), EGCSVHWF-FR (C), EGCSVHWF-SP (C), EGCSVHWN (C), EGCVHRF (C), EGCVHRF-FR (C), EGCVHRF-SP (C), EGCVHRN (C), EGCVHWA (C), [Edwards, Kidde] [NAC] [24 FWR] EGCSVHRF (C), EGCSVHRF-FR (C), EGCSVHRF-SP (C), EGCSVHRN (C), EGCSVHWA (C), EGCSVHWF (C), EGCSVHWF-FR (C), EGCSVHWF-SP (C), EGCSVHWN (C), EGCVHRF (C), EGCVHRF-FR (C), EGCVHRF-SP (C), EGCVHRN (C), EGCVHWA (C),
886f9c90-e19b-498c-a6b2-7985c010ed17 | NFPA 170 STROBE WALL |  |  | North | Gentex |  | Strobe |  |  |  | Module | TRUE | GES3-12WW |  | Selectable Candela, Low Profile Evacuation Strobe, White | 1 | 0 | 0.116 |  |  |  |  | FALSE | [5 empty] | #FF0070C0 | FA-NFPA 170 STROBE WALL | 1 | FALSE | FALSE | FALSE | 2023 | [13 empty] | FALSE | [5 empty] | DESKTOP-7EIEB7A\acont | 2021-11-04 10:52 | THOR\acont | 2024-09-08 17:27 | Cloned from Gentex GES3-24WW | [Gentex] [NAC] [UL MAX] GES3-12WR, GES3-12WW
7c94607b-d711-4365-bbee-799503e2aff4 |  |  |  | North | Edwards |  | Cards & Components |  |  |  | Card | TRUE | FSUIM |  | Remote Interface Module for a System Interface | 1 | 0.053 | 0.114 |  |  |  |  | TRUE | [5 empty] | #FFFFFFFF |  |  | FALSE | FALSE | FALSE | [14 empty] | FALSE | [7 empty] | THOR\acont | 2024-10-09 10:48 |  | [Edwards] [RS-485] FSRA10 Mainboard, FSRA10C Mainboard, FSRRM24, FSRSI, FSRZI-A, FSRZI-SA, FSUIM
3decf6fd-c794-4aa8-8a82-79a46ca4baee |  |  |  | North | Edwards |  | Hardware |  |  |  | Hardware | TRUE | 2-WB3R |  | OBSOLETE - Red Wallbox | 1 | [6 empty] | FALSE | [5 empty] | #FFFFFFFF |  |  | FALSE | FALSE | FALSE | [14 empty] | FALSE | [7 empty] | THOR\acont | 2024-10-09 10:48
99b58e79-4fb2-407a-bd26-79a73d8368db |  |  |  | North | Potter | [5 empty] | Module | TRUE | RD13 Series |  | Residential Riser | 1 | [6 empty] | FALSE | [5 empty] | #FFFFFFFF |  |  | FALSE | FALSE | FALSE | [14 empty] | FALSE | [7 empty] | THOR\acont | 2024-10-09 10:48
674e0d4c-4129-4dd4-ad5a-79afaff4440f | NFPA 170 HEAT DETECTOR |  |  | North | Fenwal |  | Heat Detector |  |  |  | Module | TRUE | 12-F27121-000-06-0T | ++ | DETECT-A-FIRE Vertical Detector, 325°F (163°C), Brass Head, Close on Rise | 1 | [6 empty] | FALSE | TRUE |  |  |  |  | #FFFF0000 | FA-NFPA 170 HEAT DETECTOR | 1 | FALSE | FALSE | FALSE | 1403 | [13 empty] | FALSE |  |  | 325° |  |  | THOR\acont | 2024-02-20 12:47 | THOR\acont | 2024-09-08 17:27 | Cloned from Fenwal 12-E27121-000-04-0T | [Fenwal] [IDC] 01 12-E27121-000-04-0T (C), 12-F27121-000-06-0T (C), 12-X27020-000 (C), 12-X27020-001 (C), 12-X27021-000 (C), 12-X27021-001 (C), 12-X27121-000-600 (C), 12-X27121-001-600 (C), 27020-0 140°F (C), 27020-0 190°F (C), 27020-1 140°F (C), 27021-0
91c03b30-6af5-46cf-8a6a-79b19926b9cc | CADGEN KEYPAD |  |  | North | Honeywell |  | Keypad Interface |  |  |  | Module | TRUE | 6460W | ++ | White and Grey Custom Alpha Keypad (Honeywell Home branded) | 1 | 0.04 | 0.15 |  |  |  |  | FALSE | [5 empty] | #FFFF0000 | FA-CADGEN KEYPAD | 1 | FALSE | FALSE | FALSE | [14 empty] | FALSE | [5 empty] | DESKTOP-7EIEB7A\acont | 2023-01-30 11:10 | THOR\acont | 2024-09-08 17:27 | Cloned from Honeywell 6460SC | [Honeywell] [KEYPAD] [*] 4208SN, 4208SNF, 4208U, 5881ENHC, 5883H, 6160, 6160CR-2, 6290W, 6460S, 6460SC, 6460W, 6460WC
5fddd732-0212-4621-8a2a-79b4a7b1b2de | NFPA 170 HORN |  |  | North | Kidde |  | Horn |  |  |  | Module | TRUE | G4LFWF-H | + | Low Frequency(520hz) horn, White, FIRE | 1 | 0 | 0.16 |  |  |  |  | FALSE | [5 empty] | #FF0070C0 | FA-NFPA 170 HORN | 1 | FALSE | FALSE | FALSE | 2021 | [13 empty] | FALSE |  |  | LF |  |  | DESKTOP-7SAL8M7\acont | 2020-01-02 08:13 | THOR\acont | 2024-09-08 17:27 | Cloned from Edwards G4LFWF-H | [Edwards, Kidde] [NAC] [24 VFWR, CONTINUOUS LOW DB] G4LFRF-H, G4LFRN-H, G4LFWF-H, G4LFWN-H [Edwards, Kidde] [NAC] [16 VDC, CONTINUOUS HIGH DB] G4LFRF-H, G4LFRN-H, G4LFWF-H, G4LFWN-H [Edwards, Kidde] [NAC] [16 VFWR, CONTINUOUS HIGH DB] G4LFRF-H, G4LFRN-H, G4LFWF-H, G4LFWN-H [Edwards, Kidde] [NAC] [24 VDC, CONTINUOUS HIGH DB] G4LFRF-H, G4LFRN-H, G4LFWF-H, G4LFWN-H [Edwards, Kidde] [NAC] [24 VDC, TEMPORAL HIGH DB] G4LFRF-H, G4LFRN-H, G4LFWF-H, G4LFWN-H [Edwards, Kidde] [NAC] [24 VFWR, TEMPORAL HIGH DB] G4LFRF-H, G4LFRN-H, G4LFWF-H, G4LFWN-H [Edwards, Kidde] [NAC] [16 VFWR, TEMPORAL HIGH DB] G4LFRF-H, G4LFRN-H, G4LFWF-H, G4LFWN-H [Edwards, Kidde] [NAC] [24 VDC, TEMPORAL LOW DB] G4LFRF-H, G4LFRN-H, G4LFWF-H, G4LFWN-H [Edwards, Kidde] [NAC] [16 VDC, CONTINUOUS LOW DB] G4LFRF-H, G4LFRN-H, G4LFWF-H, G4LFWN-H [Edwards, Kidde] [NAC] [24 VFWR, TEMPORAL LOW DB] G4LFRF-H, G4LFRN-H, G4LFWF-H, G4LFWN-H [Edwards, Kidde] [NAC] [24 VFWR, CONTINUOUS HIGH DB] G4LFRF-H, G4LFRN-H, G4LFWF-H, G4LFWN-H [Edwards, Kidde] [NAC] [16 VDC, CONTINUOUS LOW DB] G4LFRF-H, G4LFRN-H, G4LFWF-H, G4LFWN-H [Edwards, Kidde] [NAC] [16 VDC, TEMPORAL HIGH DB] G4LFRF-H, G4LFRN-H, G4LFWF-H, G4LFWN-H [Edwards, Kidde] [NAC] [16 VDC, TEMPORAL HIGH DB] G4LFRF-H, G4LFRN-H, G4LFWF-H, G4LFWN-H [Edwards, Kidde] [NAC] [16 VFWR, TEMPORAL LOW DB] G4LFRF-H, G4LFRN-H, G4LFWF-H, G4LFWN-H [Edwards, Kidde] [NAC] [24 VDC, CONTINUOUS LOW DB] G4LFRF-H, G4LFRN-H, G4LFWF-H, G4LFWN-H [Edwards, Kidde] [NAC] [16 VDC, TEMPORAL LOW DB] G4LFRF-H, G4LFRN-H, G4LFWF-H, G4LFWN-H [Edwards, Kidde] [NAC] [16 VFWR, CONTINUOUS LOW DB] G4LFRF-H, G4LFRN-H, G4LFWF-H, G4LFWN-H
2cbf29fd-1c10-4011-8994-79bc0116afda |  |  |  | North | Cornell |  | Cards & Components |  |  |  | Card | TRUE | 2009 |  | Amplifier Card | 1 | [6 empty] | TRUE | [5 empty] | #FFFFFFFF |  |  | FALSE | FALSE | FALSE | [20 empty] | HOMEAUGUSTXPS-1\aucon | 2021-05-05 06:15 | THOR\acont | 2024-10-09 10:48 | Cloned from Cornell 8010-300
ac0d216f-5de6-45a1-875c-79bde70ab0c5 |  |  |  | North | Monaco Enterprises |  | Cards & Components |  |  |  | Card | TRUE | 729-151-00 |  | BASE,DET:24VDC,6.2" DIA,4W | 1 | [6 empty] | TRUE | FALSE |  |  |  |  | #FFFFFFFF |  |  | FALSE | FALSE | FALSE | [14 empty] | FALSE | [5 empty] | DESKTOP-7SAL8M7\acont | 2020-02-23 09:32 | THOR\acont | 2024-10-09 10:48 | Cloned from Notifier B112LP
d4f7a0ee-dfce-424c-8554-79be7e82e99f | NFPA 170 FIRE ALARM CONTROL UNIT | RISER FACP |  | North | Autocall |  | Fire Alarm Control Unit |  |  |  | Assembly | TRUE | A100-9111 | ++ | 4100ES Master Controller Assembly with LCD and operator interface, 9 A system power supply/battery charger (SPS), three NACs, auxiliary relay, and external RUI+ (isolated or un-isolated) communications interface | 1 | 0 | 0 |  |  |  |  | TRUE | [5 empty] | #FFFF0000 | FA-NFPA 170 FIRE ALARM CONTROL UNIT | 1 | FALSE | FALSE | FALSE | 202 | [8 empty] | 7,12,18,33,50,110 |  |  |  |  | TRUE | [5 empty] | DESKTOP-0D6CQVA\lousc | 2019-06-13 18:48 | THOR\acont | 2024-09-08 17:27
cbaf0628-954d-4176-9a70-79c024e6931e |  |  |  | North | Siemens |  | Hardware |  |  |  | Hardware | TRUE | FHA3602-Z1 | ++ | Semi flush mount bezel for FC361 Series | 1 | [12 empty] | #FFFFFFFF |  |  | FALSE | FALSE | FALSE | [20 empty] | DESKTOP-7EIEB7A\acont | 2021-11-19 10:16 | THOR\acont | 2024-10-09 10:48
1fc29b92-e4c7-4da4-b5ab-79c3935c90b7 | NFPA 170 REMOTE ANNUNCIATOR | RISER ANNUNCIATOR |  | North | Fike |  | Remote Annunciator |  |  |  | Module | TRUE | FIK-RA-100 | ++ | LCD Annunciator in red cabinet | 1 | 0.025 | 0.05 |  |  | 24 |  | FALSE |  |  |  | Flush Mount: 12.25” x 11.5” x 7/8” (31.1 cm x 29.2 cm x 2.2 cm) Inside Wall: 9.375” x 8.375” x 2” (23.8 cm x 21.3 cm x 5.1 cm) Surface Mount (including trim ring): 12.25” x 11.5” x 3” (31.1 cm x 29.2 cm x 2.2 cm) |  | #FFFF0000 | FA-NFPA 170 REMOTE ANNUNCIATOR | 1 | FALSE | FALSE | FALSE | 255 | [13 empty] | FALSE | [5 empty] | DESKTOP-7EIEB7A\acont | 2023-01-04 10:43 | THOR\acont | 2024-09-08 17:27 | Cloned from Fike FIK-RA-2000 | [Fike] [SBUS] [*] [SBUS ++] FIK-5824, FIK-5865-3, FIK-5865-4, FIK-5880, FIK-6815, FIK-RA-100, FIK-RA-1000R, FIK-RA-2000
c560233b-8366-4ee9-b62a-79c81500bf91 |  |  |  | North | Edwards |  | Hardware |  |  |  | Hardware | TRUE | FW-RACKKB |  | Keyboard, Rack Mount, uses 2 EIA Spaces | 1 | [6 empty] | FALSE | [5 empty] | #FFFFFFFF |  |  | FALSE | FALSE | FALSE | [14 empty] | FALSE | [7 empty] | THOR\acont | 2024-10-09 10:48
a14acd26-4b0b-4644-96cc-79ce9cfbe6b7 | NFPA 170 ADDRESSABLE INPUT MONITOR MODULE |  |  | North | Farenhyt |  | Addressable Module |  |  |  | Module | TRUE | IDP-MONITOR-2 | ++ | Dual Monitoring Module | 2 | 0.00075 | 0.00075 |  |  |  |  | FALSE | [5 empty] | #FFFF0000 | FA-NFPA 170 ADDRESSABLE INPUT MONITOR MODULE | 1 | FALSE | FALSE | FALSE | 1000 | [13 empty] | FALSE |  |  | D |  |  | DESKTOP-7EIEB7A\acont | 2023-02-27 07:10 | THOR\acont | 2024-09-08 17:27 | Cloned from Silent Knight SK-MONITOR-2 | [Farenhyt, Silent Knight] [SLC MODULES/SENSORS] [#2 SLC ++] IDP-ACCLIMATE (C), IDP-BEAM (C), IDP-CONTROL-6, IDP-MON-10, IDP-MONITOR-2, IDP-RELAY-6, IDP-RELAYMON-2, IDP-ZONE, IDP-ZONE-6, OSI-RI-SK (C), SK-ACCLIMATE (C), SK-BEAM (C), SK-CONTROL-6, SK-MON-1 [Farenhyt, Silent Knight] [SLC MODULES SENSORS] [*] [#1 SHARED ADDR ¦ MODULES] HFS-MM, Hood System/IDP-MINIMON, IDP-CONTROL, IDP-CONTROL-6, IDP-MINIMON, IDP-MON-10, IDP-MONITOR, IDP-MONITOR-2, IDP-PULL-DA, IDP-PULL-SA, IDP-RELAY, IDP-RELAY-6, IDP-RELAYMO [Farenhyt] [SLC IDP MODULES] [*] [#3 TYPE ADDR ¦ MODULES] CO1224TR w/ IDP-MINIMON, CO1224TR w/ IDP-MONITOR, Hood System/IDP-MINIMON, IDP-CONTROL, IDP-CONTROL-6, IDP-MINIMON, IDP-MON-10, IDP-MONITOR, IDP-MONITOR-2, IDP-PULL-DA, IDP-PULL-SA, IDP-RELAY, IDP [Farenhyt] [SLC SK MODULES] [#2 MODULES ++] IDP-CONTROL-6, IDP-MON-10, IDP-MONITOR-2, IDP-RELAY-6, IDP-RELAYMON-2, IDP-ZONE-6 | [Farenhyt, Silent Knight] IDP-MONITOR-2, IDP-RELAYMON-2, SK-MONITOR-2, SK-RELAYMON-2
fe380127-0503-4dbb-8b61-79d70171bfce | NFPA 170 HORN |  |  | North | Edwards |  | Horn |  |  |  | Module | TRUE | WGAWF-SP | ++ | Outdoor rated horn, white, fuego | 1 | [6 empty] | FALSE | [5 empty] | #FF0070C0 | FA-NFPA 170 HORN | 1 | FALSE | FALSE | FALSE | 2010 | [13 empty] | FALSE |  |  | WP |  |  | THOR\acont | 2024-04-09 06:58 | THOR\acont | 2024-09-08 17:27 | Cloned from Edwards WGARF-SP | [Edwards, Kidde] [NAC] [VDC, TEMPORAL] WGARA, WGARF, WGARF-FR, WGARF-SP, WGARN, WGAWA, WGAWF, WGAWF-FR, WGAWF-SP, WGAWN
c2b04a87-0713-478a-8edd-79e40be68eca | NFPA 170 SMOKE DETECTOR |  |  | North | System Sensor |  | Smoke Detector |  |  |  | Module | TRUE | 7251 | ++ | Intelligent Laser Photoelectric Smoke Detector, low profile | 1 | 0.00033 | 0.0065 |  |  |  |  | FALSE | TRUE |  |  |  |  | #FFFF0000 | FA-NFPA 170 SMOKE DETECTOR | 1 | FALSE | FALSE | FALSE | 1408 | [13 empty] | FALSE | [7 empty] | THOR\acont | 2024-09-08 17:27 | 20191121 AC Detector without base | [Honeywell, Notifier, System Sensor] [SLC SENSORS] [*] [#4 TYPE ADDR ¦ SENSORS] 2251B (C), 2251-COPTIR (C), 2251-COPTIR w/B200S-WH (C), 2251TB (C), 2251TMB (C), 5251B (C), 5251B-WP (C), 5251H (C), 5251RB (C), 5251RB-WP (C), 7251 (C), 7251DH (C), DH200LP [Honeywell, Notifier, System Sensor] [SLC MODULES SENSORS] [*] [#2 SHARED ADDR ¦ SENSORS] 2251B (C), 2251-COPTIR (C), 2251-COPTIR w/B200S-WH (C), 2251TB (C), 2251TMB (C), 5251B (C), 5251B-WP (C), 5251H (C), 5251RB (C), 5251RB-WP (C), 7251 (C), 7251DH (C)
72a17c32-1737-49e8-a50b-79ecec53e99d |  |  |  | North | Edwards |  | Hardware |  |  |  | Hardware | TRUE | MN-FNSCABSD1 |  | Blank SD card that can be PC formatted. | 1 | [6 empty] | FALSE | [5 empty] | #FFFFFFFF |  |  | FALSE | FALSE | FALSE | [14 empty] | FALSE | [7 empty] | THOR\acont | 2024-10-09 10:48
321ced34-f5e3-4409-91ff-79ed5b8e7a32 | NFPA 170 HORN STROBE CEILING |  |  | North | Eaton Wheelock |  | Horn/Strobe |  |  |  | Module | TRUE | HSWC60 | F | Horn/Strobe Ceiling, Exceder Series, White | 1 | [6 empty] | FALSE | TRUE |  |  |  |  | #FF0070C0 | FA-NFPA 170 HORN STROBE CEILING | 1 | FALSE | FALSE | FALSE | 2013 | [13 empty] | FALSE |  |  | C |  |  |  |  | THOR\acont | 2024-09-08 17:27
0688b3a5-415a-4031-b65b-79f5c12bd236 | NFPA 170 HORN STROBE |  |  | North | Siemens |  | Horn/Strobe |  |  |  | Module | TRUE | AS-HMC-W | 500-636013 | AS HORN HI MULTI CANDELA WHITE | 1 | [12 empty] | #FF0070C0 | FA-NFPA 170 HORN STROBE | 1 | FALSE | FALSE | FALSE | 2012 | [19 empty] | DESKTOP-7SAL8M7\acont | 2019-08-13 09:04 | THOR\acont | 2024-09-08 17:27 | B,T | [Siemens] [NAC] [DC, HIGH DB] AS-HMC-CR (C), AS-HMC-CW (C), AS-HMC-R, AS-HMC-W
9f4c2955-2f0d-4806-8ffc-79fc1bb026a3 |  |  |  | North | Bosch | [5 empty] | Module | TRUE | B465-MRV-1640 | * | Kit w/B465/B10R/D1640/B46/D8004/B444-V | 1 | [12 empty] | #FFFFFFFF |  |  | FALSE | FALSE | FALSE | [20 empty] | DESKTOP-7EIEB7A\acont | 2021-08-13 06:25 | THOR\acont | 2024-10-09 10:48
4e9b10c9-1108-462d-acac-79fcc2974605 |  |  |  | North | Edwards |  | Cards & Components |  |  |  | Card | TRUE | SIGA-UIO6 |  | Universal Input-Output Module Board - Six Module Positions | 1 | [6 empty] | TRUE | [5 empty] | #FFFFFFFF |  |  | FALSE | FALSE | FALSE | [14 empty] | FALSE | [7 empty] | THOR\acont | 2024-10-09 10:48
7e94e9d1-5cbf-457a-ab59-79fe5609e785 | NFPA 170 EM STROBE WALL |  |  | North | System Sensor |  | Strobe |  |  |  | Module | TRUE | SEP-SPSWL | ++ | Universal Expander Plate, Amber Lens, Full Candela Range, Wall-mounted, White, Alert. Compatible with all L-Series wall notification appliances. | 1 | 0 | 0.245 |  |  |  |  | FALSE | [5 empty] | #FF0070C0 | FA-NFPA 170 EM STROBE WALL | 1 | FALSE | FALSE | FALSE | 2012 | [13 empty] | FALSE | [5 empty] | DESKTOP-7EIEB7A\acont | 2023-08-08 11:48 | THOR\acont | 2024-09-08 17:27 | Cloned from System Sensor P2RL | [System Sensor] [NAC] [24VDC, UL MAX] SEP-SPSWL, SEP-SPSWL-P [System Sensor] [NAC] [24VFWR, UL MAX] SEP-SPSWL, SEP-SPSWL-P
610e34ed-39be-40f5-9cfa-7a0186bfa8cc |  |  |  | North | Bosch |  | Hardware |  |  |  | Hardware | TRUE | D137 | ++ | Accessory mounting bracket for enclosure | 1 | [12 empty] | #FFFFFFFF |  |  | FALSE | FALSE | FALSE | [20 empty] | DESKTOP-7EIEB7A\acont | 2021-08-13 06:25 | THOR\acont | 2024-10-09 10:48
1a13a569-d0de-400a-9fed-7a02105f2741 |  |  |  | North | Kidde |  | Cards & Components |  |  |  | Card | TRUE | VM-MFK |  | Master Firefighters’ Telephone Kit. Includes single riser interface (Class B or A), and master telephone. Requires VM-PMI for mounting. | 1 | [6 empty] | TRUE | [5 empty] | #FFFFFFFF |  |  | FALSE | FALSE | FALSE | [14 empty] | FALSE | [7 empty] | THOR\acont | 2024-10-09 10:48
c11caab1-5a80-49f2-9f83-7a053d900c76 | NFPA 170 HORN STROBE |  |  | North | Eaton Wheelock |  | Horn/Strobe |  |  |  | Module | TRUE | AS-24MCW-FR |  | Horn Strobe, 24 volt, red, Selectable, | 1 | 0 | 0.382 |  |  |  |  | FALSE | FALSE |  |  |  |  | #FF0070C0 | FA-NFPA 170 HORN STROBE | 1 | FALSE | FALSE | FALSE | 2012 | [13 empty] | FALSE | [7 empty] | THOR\acont | 2024-09-08 17:27 |  | [Eaton Wheelock] [NAC] AS-24MCW-FR, AS-24MCW-FW
c8532ed0-7a0e-42d3-bc0f-7a0b26a219d2 | NFPA 170 TTL |  |  | North | Space Age Electronics |  | Miscellaneous |  |  |  | Module | TRUE | SSU00470 | Accessories | TTS Tool-Less Terminal Strip - Black | 1 | 0 | 0 |  |  |  |  | TRUE |  | Surface Mounted |  |  |  | #FFFF0000 | FA-NFPA 170 TTL | 1 | FALSE | FALSE | FALSE | 205 | [19 empty] | DESKTOP-7EIEB7A\acont | 2023-06-05 09:32 | THOR\acont | 2024-09-08 17:27 | Cloned from Space Age Electronics SSU00536 | [Generic, N/A, Space Age Electronics] [JUNCTION PASSTHROUGH] [#5] CLASS A RETURN, END OF LINE DEVICE, END OF LINE RESISTOR, FIBER PATCH PANEL, FIRE ALARM TERMINAL CABINET, FURNISHED BY OTHERS, FURNISHED BY OTHERS, JUNCTION BOX, JUNCTION BOX CEILING, LINE [Generic, N/A, Space Age Electronics] [JUNCTION PASSTHROUGH] [#8] CLASS A RETURN, END OF LINE DEVICE, END OF LINE RESISTOR, FIBER PATCH PANEL, FIRE ALARM TERMINAL CABINET, FURNISHED BY OTHERS, FURNISHED BY OTHERS, JUNCTION BOX, JUNCTION BOX CEILING, LINE [Generic, N/A, Space Age Electronics] [JUNCTION PASSTHROUGH] 02 [ALL DEVICES ++] CLASS A RETURN, END OF LINE DEVICE, END OF LINE RESISTOR, FIBER PATCH PANEL, FIRE ALARM TERMINAL CABINET, FURNISHED BY OTHERS, FURNISHED BY OTHERS, JUNCTION BOX, JUNCTION BO [Generic, N/A, Space Age Electronics] [JUNCTION PASSTHROUGH] [#6] CLASS A RETURN, END OF LINE DEVICE, END OF LINE RESISTOR, FIBER PATCH PANEL, FIRE ALARM TERMINAL CABINET, FURNISHED BY OTHERS, FURNISHED BY OTHERS, JUNCTION BOX, JUNCTION BOX CEILING, LINE [Generic, N/A, Space Age Electronics] [JUNCTION PASSTHROUGH] [#3] CLASS A RETURN, END OF LINE DEVICE, END OF LINE RESISTOR, FIBER PATCH PANEL, FIRE ALARM TERMINAL CABINET, FURNISHED BY OTHERS, FURNISHED BY OTHERS, JUNCTION BOX, JUNCTION BOX CEILING, LINE [Generic, N/A, Space Age Electronics] [JUNCTION PASSTHROUGH] [#7] CLASS A RETURN, END OF LINE DEVICE, END OF LINE RESISTOR, FIBER PATCH PANEL, FIRE ALARM TERMINAL CABINET, FURNISHED BY OTHERS, FURNISHED BY OTHERS, JUNCTION BOX, JUNCTION BOX CEILING, LINE [Generic, N/A, Space Age Electronics] [JUNCTION PASSTHROUGH] [#4] CLASS A RETURN, END OF LINE DEVICE, END OF LINE RESISTOR, FIBER PATCH PANEL, FIRE ALARM TERMINAL CABINET, FURNISHED BY OTHERS, FURNISHED BY OTHERS, JUNCTION BOX, JUNCTION BOX CEILING, LINE [Generic, N/A, Space Age Electronics] [JUNCTION PASSTHROUGH] [#2] CLASS A RETURN, END OF LINE DEVICE, END OF LINE RESISTOR, FIBER PATCH PANEL, FIRE ALARM TERMINAL CABINET, FURNISHED BY OTHERS, FURNISHED BY OTHERS, JUNCTION BOX, JUNCTION BOX CEILING, LINE
8bb8f218-7c54-49d1-bf44-7a128b722901 |  |  |  | North | Edwards |  | Hardware |  |  |  | Hardware | TRUE | 454747ARE |  | 16/2 Solid Twisted,OS, Red-Jacket FPLP (Plenum) | 1 | [6 empty] | FALSE | [5 empty] | #FFFFFFFF |  |  | FALSE | FALSE | FALSE | [14 empty] | FALSE | [7 empty] | THOR\acont | 2024-10-09 10:48
b4b33e2a-4f0a-43ec-84da-7a1af2333473 | NFPA 170 HEAT DETECTOR |  |  | North | Firelite |  | Heat Detector |  |  |  | Module | TRUE | H365HT w/B200S-WH | + | White, Low-profile 190°F fixed thermal sensor, Sounder Base | 1 | 0.0002 | 0.0045 |  |  |  |  | FALSE | TRUE |  |  |  |  | #FFFF0000 | FA-NFPA 170 HEAT DETECTOR | 1 | FALSE | FALSE | FALSE | 1403 | [13 empty] | FALSE |  |  | 190° |  |  | DESKTOP-7SAL8M7\acont | 2019-03-28 05:42 | THOR\acont | 2024-09-08 17:27 | 20191121 AC Detector with base | [Firelite, System Sensor] [SLC SENSORS] [*] [#4 TYPE ADDR ¦ SENSORS] AD355 w/B200SR-LF-WH (C), AD355 w/B200SR-WH (C), AD355 w/B210LP (C), AD355 w/B224BI-WH (C), AD355 w/B224RB-WH (C), AD355 w/B501 (C), BEAM355 (C), BEAM355S (C), CP355 w/B200SR-WH (C), CP [Firelite, System Sensor] [SLC MODULES SENSORS] [*] [#2 SHARED ADDR ¦ SENSORS] AD355 w/B200SR-LF-WH (C), AD355 w/B200SR-WH (C), AD355 w/B210LP (C), AD355 w/B224BI-WH (C), AD355 w/B224RB-WH (C), AD355 w/B501 (C), BEAM355 (C), BEAM355S (C), CP355 w/B200SR- [Firelite] [AUX POWER] AD355 w/B200SR-WH (C), CP355 w/B200SR-WH (C), H355 w/B200SR (C), H355HT w/B200SR (C), H355R w/B200SR (C), H365 w/B200S-WH (C), H365HT w/B200S-WH (C), H365R w/B200S-WH (C), SD355 w/B200SR (C), SD355CO w/B200S-WH (C), SD355T w/B200SR
3ffc5e25-ac71-4582-bdc4-7a1e51269896 |  |  |  | North | Siemens | [5 empty] | Module | TRUE | REP-1 | 500-892954 | RS-485 NETWORK REPEATER | 1 | [12 empty] | #FFFFFFFF |  |  | FALSE | FALSE | FALSE | [20 empty] | DESKTOP-7SAL8M7\acont | 2019-08-13 09:04 | THOR\acont | 2024-10-09 10:48
9e0e2e6c-8c24-4041-b935-7a28b9d51444 | NFPA 170 FIRE ALARM CONTROL UNIT | RISER FACP |  | North | Hochiki |  | Fire Alarm Control Unit |  |  |  | Assembly | TRUE | LA401K1-60 |  | FireNET L@TITUDE Analog Addressable Fire Alarm Control Panel, 4 Slot Deep Plex-Door Enclosure, 5.25 A 115V, 2-Loop Panel Module, Hochiki Protocol, Network Module, and Media Gateway™, Black, 48 Zone LEDs | 1 | [6 empty] | FALSE |  |  | *Refer to Install Sheet | 16.5in (W) x 23.2in (H) x 8in (D) | KM5FCRD (Optional Semi-Flush Mounting Kit) | #FFFF0000 | FA-NFPA 170 FIRE ALARM CONTROL UNIT | 1 | FALSE | FALSE | FALSE | 202 | [8 empty] | 7,12,18,28 |  |  | 5.25 |  | TRUE | [5 empty] | DESKTOP-GHR3H5U\Anthony | 2019-11-27 08:00 | THOR\acont | 2024-09-08 17:27
a8eb45f6-fc27-4e23-a99a-7a29a5b30cdf | DETECTOR_MULTI CRITERIA |  |  | North | System Sensor |  | Multi Criteria Detector |  |  |  | Module | TRUE | 2251-COPTIR | ++ | Advanced Multi-Criteria Fire Detector | 1 | 0.0003 | 0.007 |  |  |  |  | FALSE | TRUE |  |  |  |  | #FFFF0000 | FA-DETECTOR_MULTI CRITERIA | 1 | FALSE | FALSE | FALSE | [14 empty] | FALSE | [7 empty] | THOR\acont | 2024-09-08 17:27 | 20191121 AC Detector without base | [Honeywell, Notifier, System Sensor] [SLC SENSORS] [*] [#4 TYPE ADDR ¦ SENSORS] 2251B (C), 2251-COPTIR (C), 2251-COPTIR w/B200S-WH (C), 2251TB (C), 2251TMB (C), 5251B (C), 5251B-WP (C), 5251H (C), 5251RB (C), 5251RB-WP (C), 7251 (C), 7251DH (C), DH200LP [Honeywell, Notifier, System Sensor] [SLC MODULES SENSORS] [*] [#2 SHARED ADDR ¦ SENSORS] 2251B (C), 2251-COPTIR (C), 2251-COPTIR w/B200S-WH (C), 2251TB (C), 2251TMB (C), 5251B (C), 5251B-WP (C), 5251H (C), 5251RB (C), 5251RB-WP (C), 7251 (C), 7251DH (C)
3beab09d-4ae9-441c-8163-7a329842948b |  |  |  | North | Honeywell |  | Cards & Components |  |  |  | Card | TRUE | VA301C CARD |  | Main Circuit Card | 1 | [6 empty] | TRUE | [5 empty] | #FFFFFFFF |  |  | FALSE | FALSE | FALSE | [20 empty] | OFFICE-ALIENWIN\AugWin7 | 2021-09-08 10:04 | THOR\acont | 2024-10-09 10:48 |  |  | [Honeywell] VA301C CARD
2c39249b-130e-4fa3-8be8-7a3742e92e2f |  |  |  | North | Siemens |  | Hardware |  |  |  | Hardware | TRUE | ST-# |  | ST SAMPLING TUBE (TBD) | 1 | [6 empty] | FALSE | [5 empty] | #FFFFFFFF |  |  | FALSE | FALSE | FALSE | [14 empty] | FALSE | [5 empty] | DESKTOP-7SAL8M7\acont | 2020-12-04 11:32 | THOR\acont | 2024-10-09 10:48 | Cloned from Siemens ST-50
eef93107-34b1-4df6-a8e7-7a3ac1c5107c | NFPA 170 ADDRESSABLE OUTPUT MODULE |  |  | North | Monaco Enterprises |  | Addressable Control/Relay |  |  |  | Module | TRUE | 729-225-00 | + | MODULE:CONTROL,SUPERVISED,INTELLIGENT | 1 | 0.0004 | 0.0055 |  |  |  |  | FALSE | [5 empty] | #FFFF0000 | FA-NFPA 170 ADDRESSABLE OUTPUT MODULE | 1 | FALSE | FALSE | FALSE | 1100 | [13 empty] | FALSE |  |  | CM |  |  | XPS-17-9710\August | 2023-12-07 16:18 | THOR\acont | 2024-09-08 17:27 | Cloned from Monaco Enterprises 729-158-00 | [Monaco Enterprises] [SLC MODULES] 01 [*] 708-026-01, 708-031-00, 729-142-00, 729-143-00, 729-144-00, 729-158-00, 729-159-00, 729-165-00, 729-182-00, 729-217-00, 729-218-00, 729-221-00, 729-225-00 [MIRCOM, Monaco Enterprises] [AUX POWER] [AUX] 729-158-00, 729-225-00, MIX-100S [Monaco Enterprises] [SLC MODULES SENSORS] 01 [*] 708-026-01, 708-031-00, 721-121-00 w/B200SR-LF-WH (C), 721-121-00 w/B200SR-WH (C), 721-121-00 w/B210LP (C), 721-121-00 w/B224RB-WH (C), 721-121-00 w/B501 (C), 721-124-00 w/B200SR-LF-WH (C), 721-124-00 w/B | [MIRCOM, Monaco Enterprises, System Sensor] 729-158-00, 729-225-00, M500S, MIX-M500FP, MIX-M500S
13ea90d1-38d7-45bc-b24e-7a3d6d9b1e1e |  |  |  | North | Bosch | [5 empty] | Module | TRUE | NDA-U-WMTG-RO | * | ***(Ross)PENDANT WALL MOUNT GANG BOX | 1 | [12 empty] | #FFFFFFFF |  |  | FALSE | FALSE | FALSE | [20 empty] | DESKTOP-7EIEB7A\acont | 2021-08-13 06:25 | THOR\acont | 2024-10-09 10:48
5debdae9-f856-49ee-8874-7a452a13af5d |  |  |  | North | Potter | [5 empty] | Module | TRUE | DPCMS-RM |  | Riser Mount Corrosion Monitoring Station for Dry Systems | 1 | [6 empty] | FALSE | [5 empty] | #FFFFFFFF |  |  | FALSE | FALSE | FALSE | [14 empty] | FALSE | [7 empty] | THOR\acont | 2024-10-09 10:48
f0ae29f0-4514-4e76-ae09-7a4ad10ec53a | NFPA 170 GAS DETECTOR |  |  | North | Macurco |  | Gas Detection |  |  |  | Module | TRUE | CM-6 | ++ | Carbon Monoxide (CO) | 1 | 0.023 | 0.075 |  |  |  |  | FALSE | [5 empty] | #FFFF0000 | FA-NFPA 170 GAS DETECTOR | 1 | FALSE | FALSE | FALSE | 1402 | [13 empty] | FALSE |  |  | CO, NO2 |  |  | DESKTOP-7EIEB7A\acont | 2023-01-13 10:12 | THOR\acont | 2024-09-08 17:27 | Cloned from Macurco CX-6 | [Honeywell, Macurco] [AUX POWER] [*] [24VDC] 8100 EC, C7233A, C7263A, CD-6G, CD-6H, CD-6MC, CM-15, CM-15A, CM-6, CM-E1, CM-E1-FTG, CM-E1-RF, CM-E1-RS, CM-S1, CX-6, EX-CO-1000P-O, GD-2B, TXP-T40, XNX-UTAV-RNCB1 [Honeywell, Macurco] [RS-485] [DATA INPUT] 8100 EC, C7233A, C7263A, CD-6G, CD-6H, CD-6MC, CM-15, CM-15A, CM-6, CM-E1, CM-E1-FTG, CM-E1-RF, CM-E1-RS, CM-S1, CX-6, EX-CO-1000P-O, GD-2B, XNX-UTAV-RNCB1 [Honeywell, Macurco] [IDC] [#1 ALARM] 8100 EC, C7233A, C7263A, CD-6G, CD-6H, CD-6MC, CM-15, CM-15A, CM-6, CM-E1, CM-E1-FTG, CM-E1-RF, CM-E1-RS, CM-S1, CX-6, EX-CO-1000P-O, GD-2B, TXP-T40, XNX-UTAV-RNCB1
d58d9a71-a1ef-4594-b0ba-7a4ce8618626 | NFPA 170 HORN |  |  | North | Autocall |  | Horn |  |  |  | Module | TRUE | A59AO-APPLWW-O | ++ | Notification Appliances, Wall Mount Horn, White | 1 | 0 | 0 |  |  |  |  | TRUE | [5 empty] | #FF0070C0 | FA-NFPA 170 HORN | 1 | FALSE | FALSE | FALSE | 2023 | [16 empty] | WP |  |  | THOR\acont | 2024-03-15 08:21 | THOR\acont | 2024-09-08 17:27 | Cloned from Autocall A59AO-APPLWW | [Autocall] [IDNac] [23 VDC RMS, UL 464 CODED LOW] A59AO-APPLWR, A59AO-APPLWR-O, A59AO-APPLWW, A59AO-APPLWW-O [Autocall] [IDNac] [23 VDC RMS, UL 464 CODED HIGH] A59AO-APPLWR, A59AO-APPLWR-O, A59AO-APPLWW, A59AO-APPLWW-O
e5b9dda9-cec8-489a-9e0e-7a4d09430b2e |  |  |  | North | Edwards |  | Cards & Components |  |  |  | Card | TRUE | ANS25MDR2 |  | 25W Audio Notification Panel, Red | 1 | 0.18 | 1 |  |  |  |  | TRUE | [5 empty] | #FFFFFFFF |  |  | FALSE | FALSE | FALSE | [14 empty] | FALSE | [7 empty] | THOR\acont | 2024-10-09 10:48
b7c55f84-89cd-4b52-9d08-7a571f3eaa30 | NFPA 170 SPEAKER STROBE CEILING |  |  | North | Hochiki |  | Speaker/Strobe |  |  |  | Module | TRUE | HSSPK24CLPR |  | Speaker/Strobe, 24 VDC, Ceiling Mount, Red, Fire | 1 | 0 | 0.12 |  |  |  |  | FALSE | TRUE |  | *Refer to Install Sheet |  |  | #FF0070C0 | FA-NFPA 170 SPEAKER STROBE CEILING | 1 | FALSE | FALSE | FALSE | 2020 | [13 empty] | FALSE |  |  | C |  |  | DESKTOP-7SAL8M7\acont | 2019-12-02 09:55 | THOR\acont | 2024-09-08 17:27 | Cloned from Gentex SSPK24CLPR | [Gentex, Hochiki, Potter] [AUDIO 25v] [25V AUDIO] CSPKSTR-24AR (C), CSPKSTR-24AW (C), CSPKSTR-24BR (C), CSPKSTR-24BW (C), CSPKSTR-24GR (C), CSPKSTR-24GW (C), CSPKSTR-24RR (C), CSPKSTR-24RW (C), FASPKR-R (C), FASPKR-W (C), FASPKR-WR, FASPKR-WW, FASPK-WPR, [Gentex, Hochiki, Potter] [AUDIO 70.7v] [70V AUDIO] CSPKSTR-24AR (C), CSPKSTR-24AW (C), CSPKSTR-24BR (C), CSPKSTR-24BW (C), CSPKSTR-24GR (C), CSPKSTR-24GW (C), CSPKSTR-24RR (C), CSPKSTR-24RW (C), FASPKR-R (C), FASPKR-W (C), FASPKR-WR, FASPKR-WW, FASPK-WP [Gentex, Hochiki] [NAC] [UL MAX] HSSPK24CLPPR (C), HSSPK24CLPPW (C), HSSPK24CLPR (C), HSSPK24CLPW (C), SSPK24CLPAR (C), SSPK24CLPAW (C), SSPK24CLPR (C), SSPK24CLPW (C) [Hochiki] [NAC] [24 VDC] HSSPK24CLPPR (C), HSSPK24CLPPW (C), HSSPK24CLPR (C), HSSPK24CLPW (C)
3b433e37-6543-4795-b1a3-7a5730e397be |  |  |  | North | Potter | [5 empty] | Module | TRUE | BSC |  | Break Safe Contacts | 1 | [6 empty] | FALSE | [5 empty] | #FFFFFFFF |  |  | FALSE | FALSE | FALSE | [14 empty] | FALSE | [7 empty] | THOR\acont | 2024-10-09 10:48
54db4eb3-2c44-467e-878c-7a576773dc31 | NFPA 170 SMOKE DETECTOR |  |  | North | MIRCOM |  | Smoke Detector |  |  |  | Module | TRUE | MIX-2351AP w/B300-6 | ++ | Intelligent Photoelectric smoke detector - UL | 1 | 0.0002 | 0.0045 |  |  |  |  | FALSE | TRUE |  |  |  |  | #FFFF0000 | FA-NFPA 170 SMOKE DETECTOR | 1 | FALSE | FALSE | FALSE | 1408 | [13 empty] | FALSE |  |  | P |  |  | DESKTOP-7EIEB7A\acont | 2023-05-12 10:13 | THOR\acont | 2024-09-08 17:27 | Cloned from MIRCOM MIX-2351RAP | [MIRCOM] [SLC MODULES SENSORS] [*] [#2 SHARED ADDR ¦ SENSORS] DNR w/MIX-2251BR (C), DNR w/MIX-2351RAP (C), MIX-1251AP w/B200SR-LF-WH (C), MIX-1251AP w/B200SR-WH (C), MIX-1251AP w/B210LP (C), MIX-1251AP w/B224RB-WH (C), MIX-1251AP w/B501 (C), MIX-1251B w/ [MIRCOM] [SLC SENSORS] [*] [#4 TYPE ADDR ¦ SENSORS] DNR w/MIX-2251BR (C), DNR w/MIX-2351RAP (C), MIX-1251AP w/B200SR-LF-WH (C), MIX-1251AP w/B200SR-WH (C), MIX-1251AP w/B210LP (C), MIX-1251AP w/B224RB-WH (C), MIX-1251AP w/B501 (C), MIX-1251B w/B200SR-LF-
fc4a7136-cc7d-47dd-91d7-7a5b77d37357 | NFPA 170 FIRE ALARM CONTROL UNIT | RISER FACP |  | North | Honeywell |  | Fire Alarm Control Unit |  |  |  | Assembly | TRUE | VISTA-250FBPT | + | VISTA® Commercial Partitioned Fire and Burglary Alarm Control Panel | 1 | [6 empty] | FALSE | [5 empty] | #FFFF0000 | FA-NFPA 170 FIRE ALARM CONTROL UNIT | 1 | FALSE | FALSE | FALSE | 202 | [8 empty] | 7,12,17.2,34.4 | 1 |  | 2.3 |  | TRUE | [7 empty] | THOR\acont | 2024-09-08 17:27
42ea0d1f-2376-40e4-882c-7a5dcbedf60d |  |  |  | North | Rath Area of Refuge | Area of Refuge | Cards & Components |  |  |  | Card | TRUE | 2500-205FM MAIN CARD |  | SmartRescue Base Station Main Card | 1 | [6 empty] | TRUE | [5 empty] | #FFFFFFFF |  |  | FALSE | FALSE | FALSE | [14 empty] | FALSE | [5 empty] | DESKTOP-7SAL8M7\acont | 2020-09-14 14:37 | THOR\acont | 2024-10-09 10:48 | Cloned from Rath Area of Refuge 2500-210B MAIN CARD | [Rath Area of Refuge] [AUX POWER] [*] 2100-956RR, 2100-956RR MAIN CARD, 2100-956RR MAIN CARD-2, 2100-956SR, 2100-958NSR, 2100-984LR, 2500-205B MAIN CARD, 2500-205FM MAIN CARD, 2500-205PSS MAIN CARD, 2500-210B MAIN CARD, 2500-210FM MAIN CARD, 2500-UPSMONI [Rath Area of Refuge] [IDC] 01 2500-12RCF MAIN CARD, 2500-16RCF MAIN CARD, 2500-205B MAIN CARD, 2500-205FM MAIN CARD, 2500-205PSS MAIN CARD, 2500-210B MAIN CARD, 2500-210FM MAIN CARD, 2500-210PSS MAIN CARD, 2500-28RCF MAIN CARD, 2500-56XNC, 2500-56XRC, 2 | [Rath Area of Refuge] 2500-205B MAIN CARD, 2500-205FM MAIN CARD, 2500-205PSS MAIN CARD
d647719a-53b8-47c0-b142-7a67bd35e897 | NFPA 170 GAS DETECTOR |  |  | North | Apollo |  | Gas Detection |  |  |  | Module | TRUE | CM-E1-CMD |  | CARBON MONOXIDE DETECTOR | 1 | 0.001 | 0.001 |  |  |  |  | FALSE | [5 empty] | #FFFF0000 | FA-NFPA 170 GAS DETECTOR | 1 | FALSE | FALSE | FALSE | 1402 | [13 empty] | FALSE |  |  | CO |  |  |  |  | THOR\acont | 2024-09-08 17:27 | 20191121 AC Detector without base | [Apollo] [IDC] 01 CM-E1-CMD, FAN [Apollo] [AUX POWER] CM-E1-CMD
e8df0a21-a139-47cd-90f0-7a70724c3dd3 | NFPA 170 DOCUMENT BOX |  |  | North | Monaco Enterprises |  | Miscellaneous |  |  |  | Assembly | TRUE | 081-261-01 | + | Cabinet Assembly, Record Document Storage with digital storage Uses same key as Monaco Fire Alarm Control Panel (C415A). | 1 | [6 empty] | FALSE | [5 empty] | #FFFF0000 | FA-NFPA 170 DOCUMENT BOX | 1 | FALSE | FALSE | FALSE | [9 empty] | 7,12,18 |  |  |  |  | TRUE | [5 empty] | DESKTOP-7SAL8M7\acont | 2020-04-02 11:08 | THOR\acont | 2024-09-08 17:27 | Cloned from Space Age Electronics SSU00685
04e9e8b0-4b3f-47da-8543-7a83433964f5 |  |  |  | North | Kidde | [5 empty] | Module | TRUE | GSA-SB4 |  | Signature 4 in. detector mounting base, includes GSA-TS4 trim skirt | 1 | [6 empty] | FALSE | [5 empty] | #FFFFFFFF |  |  | FALSE | FALSE | FALSE | [14 empty] | FALSE | [5 empty] | AULAPTOP-PC\Aulaptop | 2018-09-03 13:55 | THOR\acont | 2024-10-09 10:48
4361b03c-5e78-4d46-8558-7a834518f65e |  |  |  | North | Siemens | [5 empty] | Module | TRUE | PBR-1192 | 500-695079 | FLT REFLECTOR PKG (20CM X 20CM) | 1 | [12 empty] | #FFFFFFFF |  |  | FALSE | FALSE | FALSE | [20 empty] | DESKTOP-7SAL8M7\acont | 2019-08-13 09:04 | THOR\acont | 2024-10-09 10:48
d7395dae-1271-4a01-a527-7a877e4b725e |  |  |  | North | Kidde |  | Cards & Components |  |  |  | Card | TRUE | VS4-R Mainboard |  | Mainboard for VS4-R assembly | 1 | 0.227 | 0.392 |  |  |  |  | TRUE | [5 empty] | #FFFFFFFF |  |  | FALSE | FALSE | FALSE | [14 empty] | FALSE | [7 empty] | THOR\acont | 2024-10-09 10:48 |  | [Edwards, Kidde, Macurco] [IDC] [#3 SUPERVISORY] 2IDC, 76-600000-001 Main Board, 76-800xxx-xxx Main Board, 77-600000-901 Main Board, 84-732001-901 Main Board, DVP-120 Mainboard, EST1-2Z Mainboard, FSP1004G Mainboard, FSP1004G-2 Mainboard, FSP1004GD Mainb [Edwards, Kidde, Macurco] [IDC] [#2 TROUBLE] 2IDC, 76-600000-001 Main Board, 76-800xxx-xxx Main Board, 77-600000-901 Main Board, 84-732001-901 Main Board, DVP-120 Mainboard, EST1-2Z Mainboard, FSP1004G Mainboard, FSP1004G-2 Mainboard, FSP1004GD Mainboard [Edwards, Kidde] [VAC ] 2IDC, 76-600000-001 Main Board, 76-800xxx-xxx Main Board, 77-600000-901 Main Board, 84-732001-901 Main Board, APS10A Mainboard, APS6A Mainboard, BPS10A Mainboard, BPS10A/230 Mainboard, BPS6A Mainboard, BPS6A/230 Mainboard, EST1-2Z [Edwards, Kidde, Macurco] [IDC] [#1 ALARM] 2IDC, 76-600000-001 Main Board, 76-800xxx-xxx Main Board, 77-600000-901 Main Board, 84-732001-901 Main Board, DVP-120 Mainboard, EST1-2Z Mainboard, FSP1004G Mainboard, FSP1004G-2 Mainboard, FSP1004GD Mainboard, | [Edwards, Kidde] FX-1000 Mainboard, FX-1000D Mainboard, FX-64RD Mainboard, iO1000G Mainboard, iO1000G-2 Mainboard, iO1000G-2-PG Mainboard, iO1000G-2-SP Mainboard, iO1000GC Mainboard, iO1000GD Mainboard, iO1000G-F Mainboard, iO1000G-PG Mainboard, iO1000G-S [Edwards] IO-SDC2 [Edwards, Kidde] FX-1000 Mainboard, FX-1000D Mainboard, FX-64RD Mainboard, iO1000G Mainboard, iO1000G-2 Mainboard, iO1000G-2-PG Mainboard, iO1000G-2-SP Mainboard, iO1000GC Mainboard, iO1000GD Mainboard, iO1000G-F Mainboard, iO1000G-PG Mainboard, iO1000G-S [Kidde] VS4-R Mainboard [Edwards, Kidde] FX-1000 Mainboard, FX-1000D Mainboard, iO1000G Mainboard, iO1000G-2 Mainboard, iO1000G-2-PG Mainboard, iO1000G-2-SP Mainboard, iO1000GC Mainboard, iO1000GD Mainboard, iO1000G-F Mainboard, iO1000G-PG Mainboard, iO1000G-SP Mainboard, iO1000 [Edwards, Kidde] FX-64R Mainboard, FX-64RD Mainboard, iO64G Mainboard, iO64G-2 Mainboard, iO64G-2-PG Mainboard, iO64G-2-SP Mainboard, iO64GD Mainboard, iO64GL Mainboard, iO64GL-F Mainboard, iO64G-PG Mainboard, iO64G-SP Mainboard, iO64R Mainboard, iO64R-2 [Kidde] VS4-G Mainboard, VS4-G-2 Mainboard, VS4-G-2-PG Mainboard, VS4-G-2-SP Mainboard, VS4-GC Mainboard, VS4-GD Mainboard, VS4-G-F Mainboard, VS4-G-PG Mainboard, VS4-G-SP Mainboard, VS4-R Mainboard, VS4-R-2 Mainboard, VS4-RD Mainboard
72ef4097-33f0-45cf-b3db-7a88626b500e | NFPA 170 STROBE WALL |  |  | North | Potter |  | Strobe |  |  |  | Module | TRUE | S-24WW | ++ | Strobe, 24 VDC, White | 1 | 0 | 0.103 |  |  |  |  | FALSE | FALSE |  |  |  |  | #FF0070C0 | FA-NFPA 170 STROBE WALL | 1 | FALSE | FALSE | FALSE | 2023 | [13 empty] | FALSE | [7 empty] | THOR\acont | 2024-09-08 17:27 |  | [Janus, Potter] [NAC] [24 VDC] S-24WR, S-24WW [Janus, Potter] [NAC] [UL MAX] S-24WR, S-24WW
8016b950-1b1a-4833-9089-7a933d6871b1 | NFPA 170 SMOKE DETECTOR |  |  | North | Notifier |  | Smoke Detector |  |  |  | Module | TRUE | 30-3013 w/FMM-101, Q3013D | + | Explosion-Proof Smoke Detector w/Monitor Module, Housing | 1 | 0.00035 | 0.0006 |  |  |  |  | FALSE | FALSE |  |  |  |  | #FFFF0000 | FA-NFPA 170 SMOKE DETECTOR | 1 | FALSE | FALSE | FALSE | 1401 | [13 empty] | FALSE |  |  | XP |  |  | DESKTOP-7EIEB7A\acont | 2021-01-29 10:13 | THOR\acont | 2024-09-08 17:27 | Cloned from Notifier 30-2056B | [Det-Tronics, Edwards, Kidde, Notifier] [AUX POWER] 30-3013, 30-3013 w/FMM-101, Q3013D [Det-Tronics, Edwards, Kidde, Notifier] [IDC] 01 30-3013, 30-3013 w/FMM-101, Q3013D, 5621 (C), 5622 (C), 5623 (C), 5624 (C), BNG-1, BNG-1F, BNG-1FTS, BNG-1R, BNG-1SP, BNG-1TS, BNG-1TSL, BNG-1TSR, BNG-1TSRL, CP-651 (C), HD-601 (C), HD-602 (C), HD-603 (C), [Honeywell, Notifier, System Sensor] [SLC MODULES SENSORS] [*] [#1 SHARED ADDR ¦ MODULES] 30-3013 w/FMM-101, Q3013D, ACM-8R, ACPS-610, AMPS-24, AMPS-24E, EM-1M, EM-1MI, EM-1MM, EM-1MMI, EM-1R, EM-1RI, EM-1SR, EM-1SRI, FCM-1, FCM-1-REL, FD7044 MM-101, FDM [Honeywell, Notifier, System Sensor] [SLC MODULES] [*] [#3 TYPE ADDR ¦ MODULES] 30-3013 w/FMM-101, Q3013D, ACM-8R, ACPS-610, AMPS-24, AMPS-24E, EM-1M, EM-1MI, EM-1MM, EM-1MMI, EM-1R, EM-1RI, EM-1SR, EM-1SRI, FCM-1, FCM-1-REL, FD7044 MM-101, FDM-1, FDRM-1
f2dd49a0-c818-4834-ba04-7aa8bb4f54d6 | NFPA 170 SMOKE DETECTOR |  |  | North | Apollo |  | Smoke Detector |  |  |  | Module | FALSE | SX-OSE-SPW |  | BEAM DETECTOR EMITTER - 24VDC REQ | 1 | 0.009 | 0.009 |  |  |  |  | FALSE | TRUE |  |  |  |  | #FFFF0000 | FA-NFPA 170 SMOKE DETECTOR | 1 | FALSE | FALSE | FALSE | 1408 | [13 empty] | FALSE |  |  | E |  |  |  |  | THOR\acont | 2024-09-08 17:27 | 20191121 AC Detector without base | [Apollo] [AUX POWER] SX-OSE-SPW (C), SX-OSID-90 (C)
5daff306-bb92-421f-b116-7aa9c8a2483c |  |  |  | North | Hochiki |  | Cards & Components |  |  |  | Card | TRUE | S560 |  | 16 Channel I/O Interface Card | 1 | [6 empty] | TRUE | [5 empty] | #FFFFFFFF |  |  | FALSE | FALSE | FALSE | [20 empty] | DESKTOP-GHR3H5U\Anthony | 2019-11-27 07:37 | THOR\acont | 2024-10-09 10:48 | Cloned from Hochiki S758
15661968-04a0-4d77-9c2d-7aa9ea747fdb | NFPA 170 ADDRESSABLE OUTPUT MODULE |  |  | North | Fike |  | Addressable Control/Relay |  |  |  | Module | TRUE | 55-043 | + | Relay Module Non-Isolator Version | 1 | 0.00058 | 0.002 |  |  |  |  | FALSE | [5 empty] | #FFFF0000 | FA-NFPA 170 ADDRESSABLE OUTPUT MODULE | 1 | FALSE | FALSE | FALSE | 1100 | [13 empty] | FALSE |  |  | R |  |  |  |  | THOR\acont | 2024-09-08 17:27 |  | [Fike] [SLC FIKE] [*] [#1 SHARED ADDR ¦ ALL] 20-1063, 20-1064, 20-1343, 55-019/020 (C), 55-021 (C), 55-023 (C), 55-041, 55-042, 55-043, 55-045, 55-046, 55-047, 55-048, 55-050, 55-052, 55-055, 55-056, 55-060, 55-061, 60-1028 (C), 60-1039 (C), 60-1040 (C), [Fike] [AUX POWER, RELAY] [RELAY INPUT ++] 55-043 [Fike] [AUX POWER] 20-1063, 20-1064, 20-1343, 55-019/020 (C), 55-021 (C), 55-023 (C), 55-043, 55-047, 55-048, 55-050, 55-055, 55-056, 55-060, 55-061, 60-1028 (C), 60-1039 (C), 60-1040 (C), 63-028/029 (C), 63-1021 (C), 63-1052 (C), 63-1053 (C), 63-1056 (C | [Fike] 10-2204, 55-043
aedf0681-7e74-4a27-b172-7aac511b3632 |  |  |  | North | Edwards |  | Hardware |  |  |  | Hardware | TRUE | LKC-5 |  | HALON - Ceiling Orientation | 1 | [6 empty] | FALSE | [5 empty] | #FFFFFFFF |  |  | FALSE | FALSE | FALSE | [14 empty] | FALSE | [7 empty] | THOR\acont | 2024-10-09 10:48
cbc66dc9-718e-440d-bad8-7ab5c0e85537 | NFPA 170 ADDRESSABLE OUTPUT MODULE |  |  | North | Potter |  | Addressable Control/Relay |  |  |  | Module | TRUE | PAD100-NAC | + | Notification Appliance Circuit | 1 | 0.0002 | 0.0002 |  |  |  |  | FALSE | [5 empty] | #FFFF0000 | FA-NFPA 170 ADDRESSABLE OUTPUT MODULE | 1 | FALSE | FALSE | FALSE | 1100 | [13 empty] | FALSE | [5 empty] | DESKTOP-7EIEB7A\acont | 2021-03-09 12:33 | THOR\acont | 2024-09-08 17:27 | Cloned from Potter PAD100-NAC | [Potter] [SLC PAD] [*] [#1 SHARED ADDR ¦ MODULES] PAD100-DIM, PAD100-DIM CL-A, PAD100-LED, PAD100-LEDK, PAD100-MIM, PAD100-NAC, PAD100-OROI, PAD100-PSDA, PAD100-PSSA, PAD100-RM, PAD100-SIM, PAD100-SM, PAD100-TRTI, PAD100-TRTI CL-A, PAD100-ZM, PAD100-ZM C [Potter] [AUX POWER] PAD100-NAC [Potter] [NAC] PAD100-NAC | [Potter] PAD100-NAC
aec02050-a837-457b-a072-7ac311e25ab1 | NFPA 170 PROTECTED PREMISES CONTROL UNIT |  |  | North | Block Definition Only |  | Control Unit |  |  |  | Module | TRUE | NFPA 170 PROTECTED PREMISES CONTROL UNIT |  | NFPA 170 PROTECTED PREMISES CONTROL UNIT | 1 | [12 empty] | #FFFF0000 | FA-NFPA 170 PROTECTED PREMISES CONTROL UNIT | 1 | FALSE | FALSE | FALSE | 209 | [19 empty] | AULAPTOP-PC\Aulaptop | 2020-03-26 07:41 | THOR\acont | 2024-09-08 17:27
a6751b07-4555-4118-850b-7ac7a05097e9 |  |  |  | North | Bosch | [5 empty] | Module | TRUE | NDI-4502-AL-RO | * | Camera ***(Ross) Flexidome 4000I 2Mp Network Dome Camera With Night Vision | 1 | [12 empty] | #FFFFFFFF |  |  | FALSE | FALSE | FALSE | [20 empty] | DESKTOP-7EIEB7A\acont | 2021-08-13 06:25 | THOR\acont | 2024-10-09 10:48
b018df99-4449-4acc-95ff-7acc112a0567 | NFPA 170 LCD ANNNUNCIATOR DISPLAY | RISER ANNUNCIATOR |  | North | Edwards |  | LCD Annunciator |  |  |  | Module | TRUE | RLCD-CR |  | LCD Ann, 4x20 LCD, w/common LEDs & Ctrls, red | 1 | 0.098 | 0.113 |  |  |  |  | FALSE | [5 empty] | #FFFF0000 | FA-NFPA 170 LCD ANNNUNCIATOR DISPLAY | 1 | FALSE | FALSE | FALSE | 257 | [8 empty] | 7,12,18 |  |  |  |  | FALSE | [7 empty] | THOR\acont | 2024-09-08 17:27 |  | [Edwards, Kidde] [RS-485] GCI (C), GCIX (C), K-RLCD-C, K-RLCD-CR, K-RLCD-R, RLCD, RLCD-C, RLCD-CF, RLCD-C-PG, RLCD-CR, RLCD-C-SP, RLCD-F, RLCD-PG, RLCD-SP, RLED24 Mainboard, RLED24R Mainboard, RLED-C Mainboard, RLED-CF Mainboard, RLED-CR Mainboard [Edwards, Kidde] [AUX POWER] [*] K-RLCD-C, K-RLCD-CR, K-RLCD-R, RLCD, RLCD-C, RLCD-CF, RLCD-C-PG, RLCD-CR, RLCD-C-SP, RLCD-F, RLCD-PG, RLCD-SP
3b690adc-251e-4271-a6b6-7ad0bf0c89f9 |  |  |  | North | HID | Security/Access Control |  |  |  |  | Module | TRUE | 169 |  |  | 1 | [12 empty] | #FFFFFFFF |  |  | FALSE | FALSE | FALSE | [20 empty] | THOR\acont | 2024-03-12 21:20 | THOR\acont | 2024-10-09 10:48
61edbfca-8b31-4b44-a9cf-7ad8c4d34741 | NFPA 170 HORN STROBE |  |  | North | Siemens |  | Horn/Strobe |  |  |  | Module | TRUE | MTH-15-115-W-WP | 500-636081 | MULTI TONE HORN 15CD 115V WHITE | 1 | [12 empty] | #FF0070C0 | FA-NFPA 170 HORN STROBE | 1 | FALSE | FALSE | FALSE | 2012 | [19 empty] | DESKTOP-7SAL8M7\acont | 2019-08-13 09:04 | THOR\acont | 2024-09-08 17:27 | B,T
a43655a6-d660-4dd5-bea2-7adb9633800f | NFPA 170 SOLENOID VALVE |  |  | North | BERMAD |  | Solenoid |  |  |  | Module | TRUE | BE370D-U-B5-87N | ++ | 3-way solenoid valve, Ex d standard type | 1 | 0 | 0.333 |  |  |  |  | FALSE | [5 empty] | #FFFF0000 | FA-NFPA 170 SOLENOID VALVE | 1 | FALSE | FALSE | FALSE | 1701 | [13 empty] | FALSE | [5 empty] | THOR\acont | 2024-08-02 12:14 | THOR\acont | 2024-09-08 17:27 | Cloned from BERMAD BE370D-B2-88 CLONED CLONED | [ASCO, BERMAD, Fenwal, Generic, Pyro-Chem, Skinner, Viking] [AUX POWER, RELEASING] [*] [INPUT TYPE] 11601, 11602, 13215, 13843, 13844, 486500-01, 73218BN4UN00, 8210G009, BE370D-B2-87, BE370D-B2-88, BE370D-B5-87, BE370D-B5-87N, BE370D-B5-88, BE370D-B5-88N
8e4bc2e8-a6db-4350-8d9c-7adc816f253a |  |  |  | North | HID | Security/Access Control |  |  |  |  | Module | TRUE | 5365E |  |  | 1 | [12 empty] | #FFFFFFFF |  |  | FALSE | FALSE | FALSE | [20 empty] | THOR\acont | 2024-03-12 21:20 | THOR\acont | 2024-10-09 10:48
f7acacea-5ee5-4a15-8ab2-7adcd2cda18f | NFPA 170 FIRE ALARM CONTROL UNIT | RISER FACP |  | North | Fike |  | Fire Alarm Control Unit |  |  |  | Assembly | TRUE | 10-070 |  | CyberCat 50 Addressable Fire Alarm Control Panel | 1 | [6 empty] | FALSE | [5 empty] | #FFFF0000 | FA-NFPA 170 FIRE ALARM CONTROL UNIT | 1 | FALSE | FALSE | FALSE | 202 | [8 empty] | 7,18,33,40,75 |  |  |  |  | TRUE | [7 empty] | THOR\acont | 2024-09-08 17:27
b703857b-000e-44a0-b86b-7ae26527d9b9 | NFPA 170 SMOKE DETECTOR |  |  | North | Hochiki |  | Smoke Detector |  |  |  | Module | TRUE | SLR-24V w/HSC-220L LATCHING LED BASE | SLR-24V w/HSC-220L LATCHING LED BASE | PHOTOELECTRIC SMOKE DETECTOR w/ LATCHING LED BASE | 1 |  | 0.223 |  |  |  |  | TRUE | TRUE |  | *Refer to Install Sheet |  |  | #FFFF0000 | FA-NFPA 170 SMOKE DETECTOR | 1 | FALSE | FALSE | FALSE | 1408 | [16 empty] | L |  |  | DESKTOP-0D6CQVA\lousc | 2019-10-06 17:46 | THOR\acont | 2024-09-08 17:27 | from Hochiki SOC-24V w/HSC-220L LATCHING LED BASE | [Hochiki] [IDC] 02 [IDC] SLR-24H w/HSC-220L LATCHING LED BASE (C), SLR-24H w/HSC-220R - 2 WIRE RELAY BASE (C), SLR-24H w/HSC-221L LATCHING LED BASE (C), SLR-24H w/HSC-221R - 2 WIRE RELAY BASE (C), SLR-24H w/HSC-224L LATCHING LED BASE (C), SLR-24H w/HSC-2
4334d34f-ed7a-4fe0-82d8-7aef3eebb919 | NFPA 170 STROBE WALL |  |  | North | Edwards |  | Strobe |  |  |  | Module | TRUE | G1R-CVM |  | Chime-Strobe, running man, red, 15, 30, 75, 110 cd | 1 | 0 | 0.097 |  |  |  |  | FALSE | [5 empty] | #FF0070C0 | FA-NFPA 170 STROBE WALL | 1 | FALSE | FALSE | FALSE | 2023 | [13 empty] | FALSE | [7 empty] | THOR\acont | 2024-09-08 17:27 |  | [Edwards, Kidde] [NAC] [24 VDC, LOW DB] EG1F-CVM, G1-CVM, G1F-CVM, G1R-CVM, G1RF-CVM, G1WA-CVMA, G1WN-CVMA [Edwards, Kidde] [NAC] [16 VDC, HIGH DB] EG1F-CVM, G1-CVM, G1F-CVM, G1R-CVM, G1RF-CVM, G1WA-CVMA, G1WN-CVMA [Edwards, Kidde] [NAC] [16 VDC, LOW DB] EG1F-CVM, G1-CVM, G1F-CVM, G1R-CVM, G1RF-CVM, G1WA-CVMA, G1WN-CVMA [Edwards, Kidde] [NAC] [24 VDC, HIGH DB] EG1F-CVM, G1-CVM, G1F-CVM, G1R-CVM, G1RF-CVM, G1WA-CVMA, G1WN-CVMA
4b5e2606-31ca-4252-83af-7af15470ba53 |  |  |  | North | Edwards |  | Hardware |  |  |  | Hardware | TRUE | CV10927 |  | ¾” CPVC socket end cap, Bag of 25 | 1 | [6 empty] | FALSE | [5 empty] | #FFFFFFFF |  |  | FALSE | FALSE | FALSE | [14 empty] | FALSE | [7 empty] | THOR\acont | 2024-10-09 10:48
37de2a07-5a74-4778-bb08-7af41b775af7 | NFPA 170 ADDRESSABLE INPUT MONITOR MODULE |  |  | North | Siemens |  | Addressable Module |  |  |  | Module | TRUE | HTRI-M | 500-034000 | Mini Single Input Module | 1 | 0.0013 | 0.0013 |  |  |  |  | FALSE | [5 empty] | #FFFF0000 | FA-NFPA 170 ADDRESSABLE INPUT MONITOR MODULE | 1 | FALSE | FALSE | FALSE | 1000 | [13 empty] | FALSE | [5 empty] | DESKTOP-7SAL8M7\acont | 2018-09-19 06:27 | THOR\acont | 2024-09-08 17:27 | Cloned from Siemens HTRI-S | [Siemens] [SLC MODULES SENSORS] [*] [#1 SHARED ADDR ¦ MODULES] AD-11P (C), FDBZ492 w/OP921 (C), FDBZ492-HR w/FDO421 (C), FDBZ492-HR w/OP921 (C), FDBZ492-R (C), FDCIO422, HCP, HCP-Z, HFPO-11, HFPT-11, HMS-D, HMS-DE, HMS-DP, HMS-DZ, HMS-S, HMS-SA, HMS-SE, | [Siemens] HTRI-M, HTRI-R, HTRI-S, XTRI-M, XTRI-R, XTRI-S
95677075-8608-4575-bdb9-7afb8c3ff214 |  |  |  | North | Edwards |  | Hardware |  |  |  | Hardware | TRUE | QS-1-VR-R |  | OBSOLETE - Red Key-Locked Door for 1 Option Card Space Cabinet | 1 | [6 empty] | FALSE | [5 empty] | #FFFFFFFF |  |  | FALSE | FALSE | FALSE | [14 empty] | FALSE | [7 empty] | THOR\acont | 2024-10-09 10:48
0d71de68-147a-4f04-8761-7b06ac3addfc | EMP5 PANEL | 4-CAB8D-DR MOUNTED ON 3-CAB5B |  | North | Edwards |  | Enclosure |  |  |  | Assembly | TRUE | EMP-5 |  | Emergency Paging Panel | 1 | [6 empty] | TRUE | [5 empty] | #FFFF0000 | FA-EMP5 PANEL | 1 | FALSE | FALSE | FALSE | [20 empty] | DESKTOP-GMPDMH3\14022 | 2021-04-22 10:34 | THOR\acont | 2024-09-08 17:27
17e678ef-3155-4532-88cc-7b077f990f89 | NFPA 170 SPEAKER STROBE |  |  | North | Siemens |  | Speaker/Strobe |  |  |  | Module | TRUE | SE-MC-W | 500-636026++ | SE Speaker / Speaker-Strobe: Multi-Candela, White | 1 | [6 empty] | FALSE | [5 empty] | #FF0070C0 | FA-NFPA 170 SPEAKER STROBE | 1 | FALSE | FALSE | FALSE | 2019 | [13 empty] | FALSE | [7 empty] | THOR\acont | 2024-09-08 17:27 |  | [Siemens] [AUDIO 25v] [25V AUDIO] SEC-R (C), SEC-W (C), SE-MC-CR (C), SE-MC-CW (C), SE-MC-R, SE-MC-W, SE-R, SE-W [Siemens] [AUDIO 70.7v] [70V AUDIO] SEC-R (C), SEC-W (C), SE-MC-CR (C), SE-MC-CW (C), SE-MC-R, SE-MC-W, SE-R, SE-W [Siemens] [NAC] SE-MC-R, SE-MC-W
8dabc00a-337f-4231-9481-7b0a7fb36196 | NFPA 170 SMOKE DETECTOR |  |  | North | Kidde |  | Smoke Detector |  |  |  | Module | TRUE | DS-PS |  | Photoelectric smoke detector | 1 | 0.00015 | 0.00022 |  |  |  |  | FALSE | TRUE |  |  |  |  | #FFFF0000 | FA-NFPA 170 SMOKE DETECTOR | 1 | FALSE | FALSE | FALSE | 1408 | [13 empty] | FALSE | [5 empty] | DESKTOP-QGO6JOK\acont | 2021-06-04 09:22 | THOR\acont | 2024-09-08 17:27 | Cloned from Kidde KI-PD w/KI-SB BASE | [Edwards, Kidde] [SLC EST MODULES/SENSORS] 01 [*] [iO64] DS-HFS (C), DS-PS (C), FX-HD w/IB4U BASE, FX-HD w/RB4U BASE, FX-HD w/SB4U BASE, FX-HD w/SB4U-LF BASE, FX-HD wB4U BASE, FX-PD w/B4U BASE (C), FX-PD w/IB4U BASE (C), FX-PD w/SB4U BASE (C), FX-PD w/SB [Edwards, Kidde] [SLC EST MODULES SENSORS] [*] [#1 SHARED ADDR ¦ ALL] 06-220023-001, 70-200200-003, 70-407008-001, 70-407008-002, 70-408004-001, 70-417008-001, 70-518004-001, 70-600000-001, 70-600000-002, 70-610001-001, 76-330002-101, 84-330002-001, DS-P [Kidde] [SLC EST SENSORS] [*] [#4 TYPE ADDR ¦ SENSORS] DS-HFS (C), DS-PS (C), FX-HD w/IB4U BASE, FX-HD w/RB4U BASE, FX-HD w/SB4U BASE, FX-HD w/SB4U-LF BASE, FX-HD wB4U BASE, FX-PD w/B4U BASE (C), FX-PD w/IB4U BASE (C), FX-PD w/SB4U BASE (C), FX-PD w/SB4U [Edwards, Kidde] [SLC EST SENSORS] 01 [*] [EST3, iO1000] DS-HFS (C), DS-PS (C), FX-HD w/IB4U BASE, FX-HD w/RB4U BASE, FX-HD w/SB4U BASE, FX-HD w/SB4U-LF BASE, FX-HD wB4U BASE, FX-PD w/B4U BASE (C), FX-PD w/IB4U BASE (C), FX-PD w/SB4U BASE (C), FX-PD w/SB [Kidde] [SLC EST MODULES SENSORS] [*] [#2 SHARED ADDR ¦ SENSORS] DS-HFS (C), DS-PS (C), FX-HD w/IB4U BASE, FX-HD w/RB4U BASE, FX-HD w/SB4U BASE, FX-HD w/SB4U-LF BASE, FX-HD wB4U BASE, FX-PD w/B4U BASE (C), FX-PD w/IB4U BASE (C), FX-PD w/SB4U BASE (C), FX
99dd632f-5940-41da-bc74-7b0bcdbe7ff4 | NFPA 170 MANUAL PULL |  |  | North | Notifier |  | Manual Station |  |  |  | Module | TRUE | NBG-12LXSP | ++ | Addressable Pull Station | 1 | 0.000375 | 0.0003 |  |  |  |  | FALSE | FALSE |  |  |  |  | #FFFF0000 | FA-NFPA 170 MANUAL PULL | 1 | FALSE | FALSE | FALSE | 957 | [13 empty] | FALSE | [7 empty] | THOR\acont | 2024-09-08 17:27 |  | [Honeywell, Notifier, System Sensor] [SLC MODULES SENSORS] [*] [#1 SHARED ADDR ¦ MODULES] 30-3013 w/FMM-101, Q3013D, ACM-8R, ACPS-610, AMPS-24, AMPS-24E, EM-1M, EM-1MI, EM-1MM, EM-1MMI, EM-1R, EM-1RI, EM-1SR, EM-1SRI, FCM-1, FCM-1-REL, FD7044 MM-101, FDM [Honeywell, Notifier, System Sensor] [SLC MODULES] [*] [#3 TYPE ADDR ¦ MODULES] 30-3013 w/FMM-101, Q3013D, ACM-8R, ACPS-610, AMPS-24, AMPS-24E, EM-1M, EM-1MI, EM-1MM, EM-1MMI, EM-1R, EM-1RI, EM-1SR, EM-1SRI, FCM-1, FCM-1-REL, FD7044 MM-101, FDM-1, FDRM-1
45f8bf12-de0d-4c2a-a981-7b0c7ca85718 |  |  |  | North | Notifier | [5 empty] | Card | TRUE | BDA-70 |  | Back Up Amplifier | [7 empty] | TRUE |  | SURFACE |  | PROVIDED ("WX"HX"D) | N/A | #FFFFFFFF |  |  | FALSE | FALSE |  |  |  |  | 7165-0028:0224 | [10 empty] | FALSE | [7 empty] | DESKTOP-7EIEB7A\acont | 2023-03-31 12:04
24a59bb3-8e99-4494-a9e9-7b0ce01e0ebc | NFPA 170 FIRE ALARM CONTROL INTERFACE |  |  | North | Simplex |  | Interface |  |  |  | Assembly | TRUE | 4190-9833 | ++ | ES Net external NIC and media cards for TSW, Platinum | 1 | 0.075 | 0.075 | [10 empty] | #FFFF0000 | FA-NFPA 170 FIRE ALARM CONTROL INTERFACE | 1 | FALSE | FALSE | FALSE | [20 empty] | THOR\acont | 2024-02-23 06:11 | THOR\acont | 2024-09-08 17:27 | Cloned from Simplex 4190-9832
a4354c72-66a6-4da9-af91-7b1460dac253 | NFPA 170 STROBE WALL |  |  | North | Potter |  | Strobe |  |  |  | Module | TRUE | CS-24B-WP |  | Strobe, Wall, Red, Blue, Outdoor | 1 | 0 | 0.164 |  |  |  |  | FALSE | FALSE |  |  |  |  | #FF0070C0 | FA-NFPA 170 STROBE WALL | 1 | FALSE | FALSE | FALSE | 2023 |  |  | 7135-0328:0213 | [10 empty] | FALSE | [7 empty] | THOR\acont | 2024-09-08 17:27 |  | [Potter] [NAC] [UL MAX, HIGH DB] CS-24B-WP, CS-24G-WP, CS-24R-WP, CS-24WB-WP, CS-24WG-WP, CS-24WR-WP, CSLP-24B-WP, CSLP-24G-WP, CSLP-24R-WP, CSLP-24WB-WP, CSLP-24WG-WP, CSLP-24WR-WP
ba62b5dd-9dc5-4b76-8bf1-7b2074d1ca3a | NFPA 170 VOICE EVACUATION CONTROL UNIT |  |  | North | Potter |  | Voice Evac Control Unit |  |  |  | Assembly | TRUE | PVX-150/16Z |  | 150W Voice Evacuation System with 16 Speaker Zones | 1 | [6 empty] | FALSE | [5 empty] | #FFFF0000 | FA-NFPA 170 VOICE EVACUATION CONTROL UNIT | 1 | FALSE | FALSE | FALSE | 211 | [8 empty] | 7,12,18 |  |  |  |  | TRUE | [7 empty] | THOR\acont | 2024-09-08 17:27
01dd69e2-b1ac-49f9-bcc7-7b20ac0fc4cd | NFPA 170 MANUAL PULL |  |  | North | Edwards |  | Manual Station |  |  |  | Module | TRUE | MPSR2-D45W-GE |  | Wpf, Double Action Station, DPDT, Cat 45 key reset | 1 | [6 empty] | FALSE | [5 empty] | #FFFF0000 | FA-NFPA 170 MANUAL PULL | 1 | FALSE | FALSE | FALSE | 957 | [13 empty] | FALSE |  |  | WP |  |  |  |  | THOR\acont | 2024-09-08 17:27 |  | [Edwards, Kidde, Monaco Enterprises] [IDC] 01 1534-1, 200-GAOF, 270A-DPO, 270A-SPO, 270-DOC, 270-DOC-B, 270-DOC-F, 270-DPO, 270-GAO, 270-GAOB, 270-GAO-DOC, 270-GAO-DOCF, 270P-DPO, 270P-SPO, 270-SPO, 270-SPOW, 270-SPOWB, 270-SPOWF, 271-KR1/SR/GS, 276A-REL
f4fce974-1d5d-46d1-bf2d-7b231735e2af | NFPA 170 NOTIFICATION CIRCUIT EXTENDER PANEL | RISER NAC |  | North | Altronix |  | Notification Circuit Extender Panel |  |  |  | Assembly | TRUE | AL600ULACM | + | 10 Amp, 8 Output 24 Volt Power Supply | 1 | [6 empty] | FALSE |  |  |  | 15.5” x 12” x 4.5” (393.7mm x 304.8mm x 114.3mm) |  | #FFFF0000 | FA-NFPA 170 NOTIFICATION CIRCUIT EXTENDER PANEL | 1 | FALSE | FALSE | FALSE | 212 | [8 empty] | 7,12,18,40 |  |  | 10 |  | TRUE | [5 empty] | XPS-17-9710\August | 2024-04-04 16:54 | THOR\acont | 2024-09-08 17:27 | Cloned from Altronix FireSwitch108
09d53396-ccf7-4e08-b65f-7b255dbca604 | NFPA 170 DUCT SMOKE DETECTOR |  |  | North | Kidde |  | Duct Smoke Detector |  |  |  | Assembly | TRUE | SD-2W |  | SuperDuct Photo Detector - Conventional | 1 |  | 0.1 |  |  |  |  | FALSE | TRUE |  |  |  |  | #FFFF0000 | FA-NFPA 170 DUCT SMOKE DETECTOR | 1 | FALSE | FALSE | FALSE | 1400 | [13 empty] | FALSE | [5 empty] | DESKTOP-7SAL8M7\acont | 2020-08-05 12:21 | THOR\acont | 2024-09-08 17:27 | Cloned from Edwards SD-2W | [Edwards, Kidde] [IDC] 05 SD-2W (C) [Edwards, Kidde] [AUX POWER] ESD-4WJ, SD-2W (C) | [Edwards, Kidde] FX-PDD, GSA-SD, KI-DDOS, KI-SDH, KI-SDHR, SD-2W, SIGA-DDOS, SIGA-SD
036beb1d-9d7c-45c8-8ff7-7b25c13f2a43 | NFPA 170 HEAT DETECTOR |  |  | North | Edwards |  | Heat Detector |  |  |  | Module | TRUE | EC2-H w/EC2-RB4 BASE | + | Heat detector, 135 fixed/ROR | 1 |  | 0.06 |  |  |  |  | FALSE | TRUE |  |  |  |  | #FFFF0000 | FA-NFPA 170 HEAT DETECTOR | 1 | FALSE | FALSE | FALSE | 1408 | [13 empty] | FALSE | [5 empty] | DESKTOP-7EIEB7A\acont | 2022-07-19 07:33 | THOR\acont | 2024-09-08 17:27 | Cloned from Edwards EC2-OSH w/EC2-RB4 BASE | [Edwards] [IDC] 01 [*] EC2-H w/EC2-RB BASE (C), EC2-H w/EC2-RB4 BASE (C), EC2-H w/EC2-SB BASE (C), EC2-H w/EC2-SB4 BASE (C), EC2-OS w/EC2-RB BASE (C), EC2-OS w/EC2-RB4 BASE (C), EC2-OS w/EC2-SB BASE (C), EC2-OS w/EC2-SB4 BASE (C), EC2-OSH w/EC2-RB BASE (
47f3d335-7411-4d37-852b-7b2d4cefd994 |  |  |  | North | Autocall |  | Cards & Components |  |  |  | Card | TRUE | A100-9620 |  | A100 Master Controller, Info-Alarm Display | 1 | 0.225 | 0.225 |  |  |  |  | TRUE | [5 empty] | #FFFFFFFF |  |  | FALSE | FALSE | FALSE | [20 empty] | DESKTOP-0D6CQVA\lousc | 2019-06-15 07:24 | THOR\acont | 2024-10-09 10:48 | Cloned from AutoCall A100-1242
76e29dd6-5f5e-4d7b-8556-7b34c2d34238 | NFPA 170 STROBE CEILING |  |  | North | Edwards |  | Strobe |  |  |  | Module | TRUE | GCVHWF-FR |  | Strobe, running man, white, FEU/FIRE, high cd | 1 | [6 empty] | FALSE | TRUE |  |  |  |  | #FF0070C0 | FA-NFPA 170 STROBE CEILING | 1 | FALSE | FALSE | FALSE | 2022 | [13 empty] | FALSE |  |  | C |  |  | THOR\acont | 2024-09-17 12:33 | THOR\acont | 2024-10-09 10:48 | Cloned from Edwards GCVHRF CLONED CLONED CLONED CLONED | [Edwards, Kidde] [NAC] [24 VDC] EGCSVHRF (C), EGCSVHRF-FR (C), EGCSVHRF-SP (C), EGCSVHRN (C), EGCSVHWA (C), EGCSVHWF (C), EGCSVHWF-FR (C), EGCSVHWF-SP (C), EGCSVHWN (C), EGCVHRF (C), EGCVHRF-FR (C), EGCVHRF-SP (C), EGCVHRN (C), EGCVHWA (C), [Edwards, Kidde] [NAC] [24 FWR] EGCSVHRF (C), EGCSVHRF-FR (C), EGCSVHRF-SP (C), EGCSVHRN (C), EGCSVHWA (C), EGCSVHWF (C), EGCSVHWF-FR (C), EGCSVHWF-SP (C), EGCSVHWN (C), EGCVHRF (C), EGCVHRF-FR (C), EGCVHRF-SP (C), EGCVHRN (C), EGCVHWA (C),
52d3c046-4431-4e18-bc97-7b3cd1cb0d5a |  |  |  | North | Edwards |  | Cards & Components |  |  |  | Card | TRUE | 3-MODCOMP | + | Modem Communicator, Dialer & TAP Protocol | 1 | 0.06 | 0.095 |  |  | 24 |  | TRUE | [5 empty] | #FFFFFFFF |  |  | FALSE | FALSE | FALSE | [22 empty] | THOR\acont | 2024-10-09 10:48 |  | [Edwards] [DACT] 01 [ALL DEVICES ++] 3-MODCOM, 3-MODCOMP [Edwards] [DACT] [#2] 3-MODCOM, 3-MODCOMP | [Edwards, Kidde] 3-MODCOM, 3-MODCOMP, DLD, SA-DACT, VM-DACT
c7ce11ae-634b-47d2-adb0-7b3dc3aec248 |  |  |  | North | Edwards |  | Hardware |  |  |  | Hardware | TRUE | QSC-5-G-1 |  | OBSOLETE - FAP w/ 5 Option Card Spaces, Gray | 1 | [6 empty] | FALSE | [5 empty] | #FFFFFFFF |  |  | FALSE | FALSE | FALSE | [14 empty] | FALSE | [7 empty] | THOR\acont | 2024-10-09 10:48
f9e83f54-d549-41d5-93d6-7b3df48ba2c3 |  |  |  | North | Notifier |  | Cards & Components |  |  |  | Card | TRUE | NFC-CE4 (25V) | + | Speaker Circuit/Zone Expander Module | 1 | 0.02 | 0.18 |  |  |  |  | TRUE | FALSE |  |  |  |  | #FFFFFFFF |  |  | FALSE | FALSE | FALSE | [14 empty] | FALSE | [5 empty] | DESKTOP-7SAL8M7\acont | 2019-10-02 17:27 | THOR\acont | 2024-10-09 10:48 |  |  | [Notifier] NFC-CE4 (25V)
133d84e1-acaf-4fda-985b-7b479f037b63 |  |  |  | North | Advanced |  | Hardware |  |  |  | Hardware | TRUE | Mxp-511 | ++ | Access Enable Key Switch | 1 | [6 empty] | TRUE | [5 empty] | #FFFFFFFF |  |  | FALSE | FALSE | FALSE | [20 empty] | DESKTOP-7EIEB7A\acont | 2023-02-13 07:16 | THOR\acont | 2024-10-09 10:48 | Cloned from Advanced AX-APS-BB1
f71a6269-be36-4f73-9afa-7b47c70290ef |  |  |  | North | HID | Security/Access Control |  |  |  |  | Module | TRUE | 6008B |  |  | 1 | [12 empty] | #FFFFFFFF |  |  | FALSE | FALSE | FALSE | [20 empty] | THOR\acont | 2024-03-12 21:20 | THOR\acont | 2024-10-09 10:48
c4c27fcb-3d1a-4f29-b500-7b55480e52e1 | NFPA 170 AMPLIFIER RACK | ENCOMPASS90250A RISER |  | North | Gamewell FCI |  | Amplifier |  |  |  | Assembly | TRUE | 90250A-801 | ++ | Encompass LT 300W Cabinet | 1 | [6 empty] | TRUE | [5 empty] | #FFFF0000 | FA-NFPA 170 AMPLIFIER RACK | 1 | FALSE | FALSE | FALSE | [17 empty] | 5 AMP REQ'D |  |  | THOR\acont | 2025-02-12 11:07 |  |  | Cloned from Ultra Electronics 90250A-801 | [Gamewell FCI, Ultra Electronics] [AUX POWER] [*] 90250A-801
f43a29c3-6cdd-43e4-8e8e-7b55b3cf9d3f | NFPA 170 MANUAL PULL |  |  | North | NAPCO |  | Manual Station |  |  |  | Module | TRUE | FWC-CNV-PULL2K | ++ | Manual pull station, conventional | 1 | [6 empty] | TRUE | [5 empty] | #FFFF0000 | FA-NFPA 170 MANUAL PULL | 1 | FALSE | FALSE | FALSE | 957 | [19 empty] | THOR\acont | 2024-01-10 09:17 | THOR\acont | 2024-09-08 17:27 | Cloned from NAPCO FWC-CNV-PULL CLONED | [NAPCO] [IDC] 02 [IDC ++] FWC-CNV-PULL, FWC-CNV-PULL2, FWC-CNV-PULL2K, FWC-CNV-PULLK
2081da54-c390-42f2-91f3-7b5cc1f907c6 | NFPA 170 AMPLIFIER RACK | RISER AMP |  | North | Farenhyt |  | Amplifier |  |  |  | Assembly | TRUE | ECS-50W (50W, 70V) | + | Distributed (Remote) Audio Amplifier, 50 watts a | 1 | [6 empty] | FALSE | [5 empty] | #FFFF0000 | FA-NFPA 170 AMPLIFIER RACK | 1 | FALSE | FALSE | FALSE | 300 | [8 empty] | 7,12,18,26,33 |  |  |  | 50 | TRUE | [5 empty] | DESKTOP-7EIEB7A\acont | 2021-12-08 14:03 | THOR\acont | 2024-09-08 17:27 | Cloned from Firelite ECC-50DA (50W, 70V)
8de429cb-982c-4779-be0d-7b628276ded8 | CADGEN MOTION DETECTOR CEILING |  |  | North | Bosch |  | Motion Detector |  |  |  | Module | TRUE | DS937 | ++ | Motion detector 360° ceiling 50ft (15m) | 1 | 0.017 | 0.017 | [5 empty] | TRUE |  |  |  |  | #FFFF0000 | FA-CADGEN MOTION DETECTOR CEILING | 1 | FALSE | FALSE | FALSE | [20 empty] | DESKTOP-7EIEB7A\acont | 2022-07-26 13:50 | THOR\acont | 2024-09-08 17:27 | Cloned from Bosch DS939-CHI | [BluePoint, Bosch, Honeywell] [AUX POWER] [*] [12VDC ++] BP01-302, BP01-303, D125B, D185, DS1101i, DS1102i, DS1103i, DS1108i, DS936 (C), DS9360 (C), DS936B (C), DS936-CHI (C), DS936-FRA (C), DS937 (C), DS9370 (C), DS9371 (C), DS939 (C), DS939-CHI (C), EN [Bosch, Optex] [IDC] 01 [INPUT] DS1101i, DS1102i, DS1103i, DS1108i, DS936 (C), DS9360 (C), DS936B (C), DS936-CHI (C), DS936-FRA (C), DS937 (C), DS9370 (C), DS9371 (C), DS939 (C), DS939-CHI (C), FX-360 (C), ISC-BDL2-W12G, ISC-BDL2-W12GE, ISC-BDL2-W12HE, I [Bosch, Optex] [ACCESS CONTROL INPUT] [*] [INPUT] DS1101i, DS1102i, DS1103i, DS1108i, DS936 (C), DS9360 (C), DS936B (C), DS936-CHI (C), DS936-FRA (C), DS937 (C), DS9370 (C), DS9371 (C), DS939 (C), DS939-CHI (C), FX-360 (C), ISC-BDL2-W12G, ISC-BDL2-W12GE,
a9da38bd-26cb-4ee0-acef-7b654838eb4d | NFPA 170 SMOKE DETECTOR |  |  | North | Gamewell FCI |  | Smoke Detector |  |  |  | Module | TRUE | ASD-PTL3 w/B200SR-LF-WH | + | Photoelectric smoke detector with thermal sensing, bright white, Velociti w/ Standard low frequency sounder base, bright white | 1 | 0.0002 | 0.0045 |  |  |  |  | FALSE | TRUE | FLUSH |  | 4" SQ. DEEP | 3 "O" PLASTER RING | #FFFF0000 | FA-NFPA 170 SMOKE DETECTOR | 1 | FALSE | FALSE | FALSE | 1408 | [13 empty] | FALSE |  |  | T, LF |  |  | DESKTOP-7SAL8M7\acont | 2019-04-25 06:47 | THOR\acont | 2024-09-08 17:27 | 20191121 AC Detector with base | [Gamewell FCI] [AUX POWER] ASD-PL3 w/B200SR-LF-WH (C), ASD-PL3-IV w/B200SR-LF-IV (C), ASD-PTL3 w/B200SR-LF-WH (C), ASD-PTL3-IV w/B200SR-LF-IV (C), ATD-L3 w/B200SR-LF-WH (C), ATD-L3H w/B200SR-LF-WH (C), ATD-L3H-IV w/B200SR-LF-IV (C), ATD-L3-IV w/B200SR-LF [Gamewell FCI] [SLC MODULES SENSORS] [*] [#2 SHARED ADDR ¦ SENSORS] ADPF (C), ASD-PL2F w/B200S-LF-WH (C), ASD-PL2F w/B210LP (C), ASD-PL2FR (C), ASD-PL3 w/B200S-LF-WH (C), ASD-PL3 w/B200SR-LF-WH (C), ASD-PL3 w/B200SR-WH (C), ASD-PL3 w/B224BI-WH (C), ASD-P [Gamewell FCI] [SLC SENSORS] [*] [#4 TYPE ADDR ¦ SENSORS] ADPF (C), ASD-PL2F w/B200S-LF-WH (C), ASD-PL2F w/B210LP (C), ASD-PL2FR (C), ASD-PL3 w/B200S-LF-WH (C), ASD-PL3 w/B200SR-LF-WH (C), ASD-PL3 w/B200SR-WH (C), ASD-PL3 w/B224BI-WH (C), ASD-PL3 w/B224R
83bc1041-9229-464c-90bc-7b76fd4c125c |  |  |  | North | Edwards |  | Cards & Components |  |  |  | Card | TRUE | SIGA-MCC1 | ++ | Signal Module /w 1 Riser in, 1 Output Ckt, Cl 'B' - UIO Mount | 1 | 0.000223 | 0.0001 |  |  |  |  | TRUE | [5 empty] | #FFFFFFFF |  |  | FALSE | FALSE | FALSE | [14 empty] | FALSE | [7 empty] | THOR\acont | 2024-10-09 10:48 |  | [Edwards, Kidde] [SLC EST MODULES] 01 [*] [EST3, iO1000 ] FX-2WIRE, FX-IDC1A, FX-IDC1B, FX-IDC2B, FX-IDCWS, FX-ISO, FX-NAC, GSA-CC1, GSA-CC1S, GSA-CC2, GSA-CT1, GSA-CT2, GSA-IO, GSA-MAB, GSA-MCC1, GSA-MCC1S, GSA-MCC2, GSA-MCT2, GSA-MIO, GSA-MM1, GSA-MRM1 [Edwards, Kidde] [SLC EST MODULES SENSORS] [*] [#1 SHARED ADDR ¦ MODULES] GSA-UIO2R, GSA-UIO6, GSA-UIO6R, RZI16-2, SIGA-270, SIGA-270P, SIGA-278, SIGA-AA30, SIGA-AA50, SIGA-CC1, SIGA-CC1S, SIGA-CC2, SIGA-CC2A, SIGA-CR, SIGA-CR2, SIGA-CRH, SIGA-CRR, SIGA- [Edwards, Kidde] [AUDIO 25v, AUDIO 70.7v, AUX POWER, FFT, HORN, NAC] [RISER INPUT] ANSZM4B2A, FX-NAC, GSA-CC1, GSA-CC1S, GSA-CC2, GSA-MAB, GSA-MCC1, GSA-MCC1S, GSA-MCC2, GSA-MRM1, GSA-RM1, GSA-UM, SIGA-CC1, SIGA-CC1S, SIGA-CC2, SIGA-CC2A, SIGA-MAB, SIGA- [Edwards, Kidde] [SLC EST MODULES] [*] [#3 TYPE ADDR ¦ MODULES] GSA-UIO2R, GSA-UIO6, GSA-UIO6R, RZI16-2, SIGA-270, SIGA-270P, SIGA-278, SIGA-AA30, SIGA-AA50, SIGA-CC1, SIGA-CC1S, SIGA-CC2, SIGA-CC2A, SIGA-CR, SIGA-CR2, SIGA-CRH, SIGA-CRR, SIGA-CT1, SIGA- [Edwards, Kidde] [SLC EST MODULES/SENSORS] 02 [*] [iO64] 70-417008-001, FX-2WIRE, FX-IDC1A, FX-IDC1B, FX-IDC2B, FX-IDCWS, FX-NAC, GSA-CC1, GSA-CC1S, GSA-CC2, GSA-CT1, GSA-CT2, GSA-IO, GSA-MAB, GSA-MCC1, GSA-MCC1S, GSA-MCC2, GSA-MCT2, GSA-MIO, GSA-MM1, GS | [Apollo, Edwards, Kidde] 55000-825ADV , FX-NAC, GSA-CC1, GSA-CC1S, GSA-CC2, GSA-MAB, GSA-MCC1, GSA-MCC1S, GSA-MCC2, GSA-UM, SIGA-CC1, SIGA-CC1S, SIGA-CC2, SIGA-CC2A, SIGA-MAB, SIGA-MCC1, SIGA-MCC1S, SIGA-MCC2, SIGA-MCC2A, SIGA-UM
c30fde86-7b21-4449-8fe0-7b7d612604af | NFPA 170 HEAT DETECTOR |  |  | North | Monaco Enterprises |  | Heat Detector |  |  |  | Module | TRUE | 722-121-00 w/B224RB-WH | + | DETECTOR,HEAT:135 F,FIXED,INTELLIGENT,LOW PROFILE,HEAD | 1 | 0.0003 | 0.0065 |  |  |  |  | FALSE | TRUE |  |  |  |  | #FFFF0000 | FA-NFPA 170 HEAT DETECTOR | 1 | FALSE | FALSE | FALSE | 1403 | [13 empty] | FALSE |  |  | 135° |  |  | DESKTOP-7SAL8M7\acont | 2020-02-23 09:24 | THOR\acont | 2024-09-08 17:27 | Cloned from MIRCOM MIX-5251B w/B224RB | [Monaco Enterprises] [SLC MODULES/SENSORS] 01 [*] 721-121-00 w/B200SR-LF-WH (C), 721-121-00 w/B200SR-WH (C), 721-121-00 w/B210LP (C), 721-121-00 w/B224RB-WH (C), 721-121-00 w/B501 (C), 721-124-00 w/B200SR-LF-WH (C), 721-124-00 w/B200SR-WH (C), 721-124-00 [Monaco Enterprises] [SLC MODULES SENSORS] 01 [*] 708-026-01, 708-031-00, 721-121-00 w/B200SR-LF-WH (C), 721-121-00 w/B200SR-WH (C), 721-121-00 w/B210LP (C), 721-121-00 w/B224RB-WH (C), 721-121-00 w/B501 (C), 721-124-00 w/B200SR-LF-WH (C), 721-124-00 w/B [Monaco Enterprises] [SLC SENSORS] 01 [*] 721-121-00 w/B200SR-LF-WH (C), 721-121-00 w/B200SR-WH (C), 721-121-00 w/B210LP (C), 721-121-00 w/B224RB-WH (C), 721-121-00 w/B501 (C), 721-124-00 w/B200SR-LF-WH (C), 721-124-00 w/B200SR-WH (C), 721-124-00 w/B210L [Monaco Enterprises] [SLC SENSORS] 01 [*] 721-121-00 w/B200SR-LF-WH (C), 721-121-00 w/B200SR-WH (C), 721-121-00 w/B210LP (C), 721-121-00 w/B224RB-WH (C), 721-121-00 w/B501 (C), 721-124-00 w/B200SR-LF-WH (C), 721-124-00 w/B200SR-WH (C), 721-124-00 w/B210L
8e09bf49-1680-4c16-b4cb-7b81c981a2a8 | NFPA 170 SPEAKER STROBE CEILING |  |  | North | Autocall |  | Speaker/Strobe |  |  |  | Module | TRUE | A49HFV-APPLC | + | Ceiling mount Addressable High fidelity S/V appliance only. | 1 | 0 | 0 |  |  |  |  | TRUE | TRUE |  |  |  |  | #FF0070C0 | FA-NFPA 170 SPEAKER STROBE CEILING | 1 | FALSE | FALSE | FALSE | 2019 | [16 empty] | C |  |  | DESKTOP-7EIEB7A\acont | 2021-04-29 14:40 | THOR\acont | 2024-09-08 17:27 | Cloned from AutoCall A49HFV-APPLC w/A49SVC-CWFIRE | [Autocall, Simplex] [AUDIO 25v] [25V AUDIO] 49HF-APPLC (C), 49HF-APPLC-BA (C), 49HFV-APPLC (C), 49HFV-APPLC-BA (C), 49HFVH-APPLC (C), 49HFVH-APPLC-BA (C), 49SO-APPLC (C), 49SO-APPLC-BA (C), 49SO-APPLC-O (C), 49SO-APPLC-O-BA (C), 49SV-APPLC (C), 49SV-APPL [Autocall, Simplex] [AUDIO 70.7v] [70V AUDIO] 49HF-APPLC (C), 49HF-APPLC-BA (C), 49HFV-APPLC (C), 49HFV-APPLC-BA (C), 49HFVH-APPLC (C), 49HFVH-APPLC-BA (C), 49SO-APPLC (C), 49SO-APPLC-BA (C), 49SO-APPLC-O (C), 49SO-APPLC-O-BA (C), 49SV-APPLC (C), 49SV-AP [Autocall, Simplex] [IDNac] [23VDC] 49HFV-APPLC (C), 49HFV-APPLC-BA (C), 49SV-APPLC (C), 49SV-APPLC-BA (C), 49VO-APPLC (C), 49VO-APPLC-BA (C), A49HFV-APPLC (C), A49HFV-APPLC-BA (C), A49SV-APPLC (C), A49SV-APPLC-BA (C), A49VO-APPLC (C), A49VO-APPLC-BA (C)
6be95980-8e7b-44db-8575-7b84fe8620e8 |  |  |  | North | Siemens |  | Hardware |  |  |  | Hardware | TRUE | CAB3-RB | 500-634942 | LARGE SIZE (3 ROW) ENCLOSURE BACKBOX - RED FIELD MOUNTED | 1 | [12 empty] | #FFFFFFFF |  |  | FALSE | FALSE | FALSE | [20 empty] | DESKTOP-7SAL8M7\acont | 2019-08-13 09:04 | THOR\acont | 2024-10-09 10:48
29f036c4-3103-48ae-9d4c-7b86ab784a8a |  |  |  | North | STI |  | Hardware |  |  |  | Hardware | TRUE | STI-9705R |  | Horn/Strobe/Speaker Damage Stopper® - Red | 1 | [6 empty] | FALSE | [5 empty] | #FFFFFFFF |  |  | FALSE | FALSE | FALSE | [14 empty] | FALSE | [5 empty] | DESKTOP-7SAL8M7\acont | 2020-09-14 15:47 | THOR\acont | 2024-10-09 10:48 | Cloned from STI STI-13220FR
540730d2-5df9-4506-b303-7b9121881f0e |  |  |  | North | Edwards |  | Hardware |  |  |  | Hardware | TRUE | F-TRIM35R |  | Semi-flush Trim ring for FS302 and FS502, Red | 1 | [6 empty] | FALSE | [5 empty] | #FFFFFFFF |  |  | FALSE | FALSE | FALSE | [14 empty] | FALSE | [7 empty] | THOR\acont | 2024-10-09 10:48
6d1eb6b9-e91b-4d5c-ba76-7b93209e3cab | NFPA 170 HORN STROBE |  |  | North | Calibration Technologies Inc. |  | Horn/Strobe |  |  |  | Module | TRUE | SHA-24-Red |  | Horn/Strobe Red Lens | 1 | 0 | 0 |  |  |  |  | FALSE | FALSE |  |  |  |  | #FF0070C0 | FA-NFPA 170 HORN STROBE | 1 | FALSE | FALSE | FALSE | 2012 | [13 empty] | FALSE |  |  | WP |  |  | THOR\acont | 2024-10-31 09:00 | THOR\acont | 2024-10-31 09:01 | Cloned from Macurco SHA-24-Blue | [Calibration Technologies Inc.] [NAC] [24VDC] SHA-24-Amber, SHA-24-Blue, SHA-24-Clear, SHA-24-Green, SHA-24-Red
62002f4a-8694-41f8-8520-7b96f6a4e3a3 | NFPA 170 STROBE WALL |  |  | North | Siemens |  | Strobe |  |  |  | Module | TRUE | ST-75-W-WP | 500-636107 | STROBE WEATHERPROOF WHITE - WALL | 1 | [12 empty] | #FF0070C0 | FA-NFPA 170 STROBE WALL | 1 | FALSE | FALSE | FALSE | 2023 | [19 empty] | DESKTOP-7SAL8M7\acont | 2019-08-13 09:04 | THOR\acont | 2024-09-08 17:27 | B,T | [Siemens] [NAC] [16 VDC] ST-75-CR-WP (C), ST-75-CW-WP (C), ST-75-R-WP, ST-75-W-WP
bde42ccd-0b95-43e0-9487-7b98346b1c4b |  |  |  | North | Edwards |  | Hardware |  |  |  | Hardware | TRUE | G4ARF-FR-CVR | ++ | Replacement Appliance Cover, Horn, Red, FEU | 1 | [12 empty] | #FFFFFFFF |  |  | FALSE | FALSE | FALSE | [20 empty] | THOR\acont | 2024-06-05 08:40 | THOR\acont | 2024-10-09 10:48 | Cloned from Edwards G4ARA-CVR CLONED
8ee3ccb4-6e4d-413c-9625-7b9f635cff5b |  |  |  | North | Monaco Enterprises |  | Hardware |  |  |  | Hardware | TRUE | 729-187-00 |  | MOUNT:MULTI-MOUNT KIT FOR SINGLE ENDED REFLECTED SMOKE DETECTOR | 1 | [6 empty] | FALSE | FALSE |  |  |  |  | #FFFFFFFF |  |  | FALSE | FALSE | FALSE | [14 empty] | FALSE | [5 empty] | DESKTOP-7SAL8M7\acont | 2020-02-23 09:45 | THOR\acont | 2024-10-09 10:48 | Cloned from System Sensor BEAMMMK
26b52766-64ed-44c6-b4d4-7ba4f666fc07 | NFPA 170 HEAT DETECTOR |  |  | North | Gamewell FCI |  | Heat Detector |  |  |  | Module | TRUE | ATD-L3R-IV w/B501-IV | + | Thermal heat detector, 135°F rate of rise, ivory, Velociti/CLIP w/ 4" Flangeless mounting base, ivory | 1 | 0.0002 | 0.0045 |  |  |  |  | FALSE | TRUE | FLUSH |  | 4" SQ. DEEP | 3 "O" PLASTER RING | #FFFF0000 | FA-NFPA 170 HEAT DETECTOR | 1 | FALSE | FALSE | FALSE | 1403 | [13 empty] | FALSE |  |  | 135°, 4" |  |  | DESKTOP-7SAL8M7\acont | 2019-05-06 10:45 | THOR\acont | 2024-09-08 17:27 | 20191121 AC Detector with base | [Gamewell FCI] [SLC MODULES SENSORS] [*] [#2 SHARED ADDR ¦ SENSORS] ADPF (C), ASD-PL2F w/B200S-LF-WH (C), ASD-PL2F w/B210LP (C), ASD-PL2FR (C), ASD-PL3 w/B200S-LF-WH (C), ASD-PL3 w/B200SR-LF-WH (C), ASD-PL3 w/B200SR-WH (C), ASD-PL3 w/B224BI-WH (C), ASD-P [Gamewell FCI] [SLC SENSORS] [*] [#4 TYPE ADDR ¦ SENSORS] ADPF (C), ASD-PL2F w/B200S-LF-WH (C), ASD-PL2F w/B210LP (C), ASD-PL2FR (C), ASD-PL3 w/B200S-LF-WH (C), ASD-PL3 w/B200SR-LF-WH (C), ASD-PL3 w/B200SR-WH (C), ASD-PL3 w/B224BI-WH (C), ASD-PL3 w/B224R
df2b995b-c850-4d8d-9149-7baa52cb5715 | NFPA 170 FIRE ALARM CONTROL UNIT | RISER FACP |  | North | DMP |  | Fire Alarm Control Unit |  |  |  | Assembly | TRUE | XR150DFC-R |  | XR150 Fire Control Panel | 1 | [6 empty] | FALSE | FALSE |  |  |  |  | #FFFF0000 | FA-NFPA 170 FIRE ALARM CONTROL UNIT | 1 | FALSE | FALSE | FALSE | 202 | [8 empty] | 7,12,18 |  |  |  |  | TRUE | [5 empty] | DESKTOP-7EIEB7A\acont | 2022-03-21 13:57 | THOR\acont | 2024-09-08 17:27 | Cloned from DMP XR550
34b39de8-0a4d-4025-8541-7baf159ffb27 |  |  |  | North | Farenhyt |  | Cards & Components |  |  |  | Card | TRUE | 6815 | ++ | SLC Loop Expander | 1 | 0.078 | 0.078 |  |  |  |  | TRUE | [5 empty] | #FFFFFFFF |  |  | FALSE | FALSE | FALSE | [14 empty] | FALSE | [5 empty] | ALIENWIN10\AugWin7 | 2019-11-04 13:12 | THOR\acont | 2024-10-09 10:48 | Cloned from Farenhyt 5815XL IDP PROTOCOL | [Farenhyt] [SBUS] [*] [SBUS ++] 5815XL, 6815, ECS-RCU, RA-100, RA-1000, RA-1000R, RA-2000 | [Farenhyt, Silent Knight] 5815XL, 5815XL w/RMK5815, 6815, 6815 w/RMK5815
3b99f6b7-3396-41d6-8ebc-7bb921071571 |  |  |  | North | Hochiki |  | Cards & Components |  |  |  | Card | TRUE | Fireswitch108 Main Board |  |  | 1 | 0.18 | 0.2 |  |  |  |  | TRUE | [5 empty] | #FFFFFFFF |  |  | FALSE | FALSE | FALSE | [14 empty] | FALSE | [5 empty] | DESKTOP-7SAL8M7\acont | 2020-08-05 08:50 | THOR\acont | 2024-10-09 10:48 | Cloned from Altronix Fireswitch108 Main Board | [Altronix, Hochiki, LifeSafety Power] [NAC Trigger] AL1024ULM MAIN CARD, AL1024ULX Main Board, AL125UL Main Board, AL300ULX Main Board, AL400ULX Main Board, AL400ULXJ Main Board (24VDC), AL600ULACM Main Board, AL600ULXR Main Board, eFlow104N Main Board, | [Altronix, Hochiki] Fireswitch108 Main Board
320e60fc-466e-44de-9cc9-7bbbb2a479cb | NFPA 170 MANUAL PULL |  |  | North | Bosch |  | Manual Station |  |  |  | Module | TRUE | FMM-7045 | ++ | Multiplex manual station, single, red | 1 | 0.00055 | 0.00055 | [6 empty] | 4 SQ. DEEP BOX w/SINGLE GANG RING |  |  |  | #FFFF0000 | FA-NFPA 170 MANUAL PULL | 1 | FALSE | FALSE | FALSE |  |  |  | 7150-1615:0122 | [16 empty] | DESKTOP-7EIEB7A\acont | 2021-08-13 06:25 | THOR\acont | 2024-09-08 17:27 |  | [Bosch] [SLC MUX BOSCH] [*] [#1 ++] D341/D7044M, D5601/D7044M, D7044, D7044M, D7050, D7050 w/D7050-B6 BASE (C), D7050TH w/D7050-B6 BASE (C), D7052, D7053, DS7432, DS7457i, DS7457iF, DS7460I, DS7461I, DS7465I, FMM-7045, FMM-7045-D
5eb0718e-d9cc-4f0f-a8d3-7bbeff7a9a08 | NFPA 170 SMOKE DETECTOR |  |  | North | MIRCOM |  | Smoke Detector |  |  |  | Module | TRUE | MIX-3000 w/ MIX-2001HT |  | ADDRESSABLE IONIZATION DETECTOR w/ MIX-2001HT SOUNDER BASE | 1 | 0.0003 | 0.0003 |  |  |  |  | FALSE | TRUE |  |  |  |  | #FFFF0000 | FA-NFPA 170 SMOKE DETECTOR | 1 | FALSE | FALSE | FALSE | 1408 | [13 empty] | FALSE | [7 empty] | THOR\acont | 2024-09-08 17:27 | 20191121 AC Detector with base | [MIRCOM] [SLC MODULES SENSORS] [*] [#2 SHARED ADDR ¦ SENSORS] DNR w/MIX-2251BR (C), DNR w/MIX-2351RAP (C), MIX-1251AP w/B200SR-LF-WH (C), MIX-1251AP w/B200SR-WH (C), MIX-1251AP w/B210LP (C), MIX-1251AP w/B224RB-WH (C), MIX-1251AP w/B501 (C), MIX-1251B w/ [MIRCOM] [SLC SENSORS] [*] [#4 TYPE ADDR ¦ SENSORS] DNR w/MIX-2251BR (C), DNR w/MIX-2351RAP (C), MIX-1251AP w/B200SR-LF-WH (C), MIX-1251AP w/B200SR-WH (C), MIX-1251AP w/B210LP (C), MIX-1251AP w/B224RB-WH (C), MIX-1251AP w/B501 (C), MIX-1251B w/B200SR-LF-
fd4206f2-6f33-4aa0-b2a9-7bc19af7ca75 | NFPA 170 HORN STROBE |  |  | North | Gentex |  | Horn/Strobe |  |  |  | Module | TRUE | GHSLF110R |  | Low Frequency Horn Strobe, Red, Wall | 1 | 0 | 0.326 |  |  |  |  | FALSE | [5 empty] | #FF0070C0 | FA-NFPA 170 HORN STROBE | 1 | FALSE | FALSE | FALSE | 2012 | [13 empty] | FALSE |  |  | LF |  |  |  |  | THOR\acont | 2024-09-08 17:27 |  | [Gentex, Hochiki] [NAC] [UL MAX, HIGH DB, TEMPORAL 3] GHSLF110R, GHSLF110W, HHSLF110R, HHSLF110W [Gentex, Hochiki] [NAC] [UL MAX, HIGH DB, TEMPORAL 4] GHSLF110R, GHSLF110W, HHSLF110R, HHSLF110W
4fbf5cfb-78bb-43f9-8865-7bc644340fd5 | NFPA 170 SMOKE HEAT DETECTOR |  |  | North | Kidde |  | Smoke/Heat Detector |  |  |  | Module | TRUE | KIR-PHD w/KI-ABLT BASE | ++ | Intelligent Multisensor Smoke and Heat Detector | 1 | 5.1e-05 | 6.8e-05 |  |  |  |  | FALSE | TRUE |  |  |  |  | #FFFF0000 | FA-NFPA 170 SMOKE HEAT DETECTOR | 1 | FALSE | FALSE | FALSE | 1408 | [13 empty] | FALSE | [5 empty] | DESKTOP-7EIEB7A\acont | 2023-05-24 19:04 | THOR\acont | 2024-09-08 17:27 | Cloned from Kidde KI-PHD w/KI-ABLT BASE | [Edwards, Kidde] [SLC EST SENSORS] 01 [*] [EST3, iO1000] DS-HFS (C), DS-PS (C), FX-HD w/IB4U BASE, FX-HD w/RB4U BASE, FX-HD w/SB4U BASE, FX-HD w/SB4U-LF BASE, FX-HD wB4U BASE, FX-PD w/B4U BASE (C), FX-PD w/IB4U BASE (C), FX-PD w/SB4U BASE (C), FX-PD w/SB [Edwards, Kidde] [SLC EST MODULES/SENSORS] 01 [*] [iO64] DS-HFS (C), DS-PS (C), FX-HD w/IB4U BASE, FX-HD w/RB4U BASE, FX-HD w/SB4U BASE, FX-HD w/SB4U-LF BASE, FX-HD wB4U BASE, FX-PD w/B4U BASE (C), FX-PD w/IB4U BASE (C), FX-PD w/SB4U BASE (C), FX-PD w/SB [Kidde] [SLC EST MODULES SENSORS] [*] [#2 SHARED ADDR ¦ SENSORS] DS-HFS (C), DS-PS (C), FX-HD w/IB4U BASE, FX-HD w/RB4U BASE, FX-HD w/SB4U BASE, FX-HD w/SB4U-LF BASE, FX-HD wB4U BASE, FX-PD w/B4U BASE (C), FX-PD w/IB4U BASE (C), FX-PD w/SB4U BASE (C), FX [Kidde] [AUX POWER] [24VDC TC3/TC4 HIGH] KI-COD w/KI-ABLT BASE (C), KI-HCD w/KI-ABLT BASE, KI-HRD w/KI-ABLT BASE, KI-OSCD w/KI-ABLT BASE, KI-OSD w/KI-ABLT BASE, KI-PCD w/KI-ABLT BASE (C), KI-PD w/KI-ABLT BASE (C), KI-PHCD w/KI-ABLT BASE (C), KI-PHD w/KI- [Kidde] [AUX POWER] [24VDC TC4 HIGH] KI-COD w/KI-ABLT BASE (C), KI-HCD w/KI-ABLT BASE, KI-HRD w/KI-ABLT BASE, KI-OSCD w/KI-ABLT BASE, KI-OSD w/KI-ABLT BASE, KI-PCD w/KI-ABLT BASE (C), KI-PD w/KI-ABLT BASE (C), KI-PHCD w/KI-ABLT BASE (C), KI-PHD w/KI-ABLT [Kidde] [AUX POWER] [24VDC STEADY LOW] KI-COD w/KI-ABLT BASE (C), KI-HCD w/KI-ABLT BASE, KI-HRD w/KI-ABLT BASE, KI-OSCD w/KI-ABLT BASE, KI-OSD w/KI-ABLT BASE, KI-PCD w/KI-ABLT BASE (C), KI-PD w/KI-ABLT BASE (C), KI-PHCD w/KI-ABLT BASE (C), KI-PHD w/KI-AB [Kidde] [AUX POWER] [24VDC TC3/TC4 LOW] KI-COD w/KI-ABLT BASE (C), KI-HCD w/KI-ABLT BASE, KI-HRD w/KI-ABLT BASE, KI-OSCD w/KI-ABLT BASE, KI-OSD w/KI-ABLT BASE, KI-PCD w/KI-ABLT BASE (C), KI-PD w/KI-ABLT BASE (C), KI-PHCD w/KI-ABLT BASE (C), KI-PHD w/KI-A [Kidde] [SLC EST SENSORS] [*] [#4 TYPE ADDR ¦ SENSORS] DS-HFS (C), DS-PS (C), FX-HD w/IB4U BASE, FX-HD w/RB4U BASE, FX-HD w/SB4U BASE, FX-HD w/SB4U-LF BASE, FX-HD wB4U BASE, FX-PD w/B4U BASE (C), FX-PD w/IB4U BASE (C), FX-PD w/SB4U BASE (C), FX-PD w/SB4U [Kidde] [AUX POWER] [24VDC STEADY HIGH] KI-COD w/KI-ABLT BASE (C), KI-HCD w/KI-ABLT BASE, KI-HRD w/KI-ABLT BASE, KI-OSCD w/KI-ABLT BASE, KI-OSD w/KI-ABLT BASE, KI-PCD w/KI-ABLT BASE (C), KI-PD w/KI-ABLT BASE (C), KI-PHCD w/KI-ABLT BASE (C), KI-PHD w/KI-A [Kidde] [AUX POWER] [24VDC TC4 LOW] KI-COD w/KI-ABLT BASE (C), KI-HCD w/KI-ABLT BASE, KI-HRD w/KI-ABLT BASE, KI-OSCD w/KI-ABLT BASE, KI-OSD w/KI-ABLT BASE, KI-PCD w/KI-ABLT BASE (C), KI-PD w/KI-ABLT BASE (C), KI-PHCD w/KI-ABLT BASE (C), KI-PHD w/KI-ABLT
9ed9e70b-4f41-491c-b3f8-7bc7c123b159 | NFPA 170 STROBE WALL |  |  | North | Siemens |  | Strobe |  |  |  | Module | TRUE | SL2SWR-ALB | S54329-F202-A1++ | Strobe, Wall, Blue, Red, Alert | 1 | [12 empty] | #FF0070C0 | FA-NFPA 170 STROBE WALL | 1 | FALSE | FALSE | FALSE | 2023 | [19 empty] | DESKTOP-7EIEB7A\acont | 2023-08-02 11:47 | THOR\acont | 2024-09-08 17:27 | Cloned from Siemens SL2SWR-ALA | [Siemens] [NAC] [16.0 – 33.0 VDC] SL2SPSWR-AL, SL2SPSWR-ALA, SL2SPSWR-F, SL2SPSWR-FB, SL2SPSWR-M, SL2SPSWR-N, SL2SPSWR-NA, SL2SPSWW-AL, SL2SPSWW-ALA, SL2SPSWW-F, SL2SPSWW-FB, SL2SPSWW-M, SL2SPSWW-N, SL2SPSWW-NA, SL2SWR-A, SL2SWR-AL, SL2SWR-ALA, SL2SWR-AL
bc195b8a-870c-4d41-8f59-7bcb0b0e5486 | NFPA 170 SPEAKER WALL |  |  | North | Eaton Wheelock |  | Speaker |  |  |  | Module | TRUE | ET70-W |  | Speaker, 1/8 to 8 watts | 1 | [6 empty] | FALSE | FALSE |  |  |  |  | #FF0070C0 | FA-NFPA 170 SPEAKER WALL | 1 | FALSE | FALSE | FALSE | 2021 | [13 empty] | FALSE | [7 empty] | THOR\acont | 2024-09-08 17:27 |  | [Bosch, Eaton Wheelock, Hochiki] [AUDIO 70.7v] [70V AUDIO] ET-1080-R, ET-1080-W, ET70-24MCW-FR, ET70-24MCW-FR, ET70-24MCW-FW, ET70-24MCWH-FR, ET70-24MCWH-FW, ET70-24MCWH-FW, ET70-24W-FR, ET70-R, ET70-R, ET70-W, ET70-W, ET90-24MCC-FR, ET90-24MCC-FW, ET90- [Bosch, Eaton Wheelock, Hochiki] [AUDIO 25v] [25V AUDIO] ET-1080-R, ET-1080-W, ET70-24MCW-FR, ET70-24MCW-FR, ET70-24MCW-FW, ET70-24MCWH-FR, ET70-24MCWH-FW, ET70-24MCWH-FW, ET70-24W-FR, ET70-R, ET70-R, ET70-W, ET70-W, ET90-24MCC-FR, ET90-24MCC-FW, ET90-24
ae7c9b47-ee78-49a5-9fb0-7bd019adec0c |  |  |  | North | Siemens | [5 empty] | Module | TRUE | DA-303 | 500-093078 | DUCT HOUSING COVER FOR ILP | 1 | [12 empty] | #FFFFFFFF |  |  | FALSE | FALSE | FALSE | [20 empty] | DESKTOP-7SAL8M7\acont | 2019-08-13 09:04 | THOR\acont | 2024-10-09 10:48
967ea19b-6fd6-45f8-a347-7bd1384f721b | NFPA 170 SMOKE DETECTOR |  |  | North | System Sensor |  | Smoke Detector |  |  |  | Module | TRUE | 4WTR-B | ++ | 4-wire i3 Detector with Fixed 135° Thermal Sensor and Form C Relay | 1 | 5e-05 | 0.035 |  |  |  |  | TRUE | TRUE |  |  |  |  | #FFFF0000 | FA-NFPA 170 SMOKE DETECTOR | 1 | FALSE | FALSE | FALSE | 1408 | [16 empty] | 135°¦R |  |  | DESKTOP-7SAL8M7\acont | 2019-04-01 16:16 | THOR\acont | 2024-09-08 17:27 | 20191121 AC Detector without base | [System Sensor] [AUX POWER, RELAY] [RELAY INPUT ++] 4WTR-B (C) [Firelite, Macurco, Notifier, Silent Knight, System Sensor] [IDC] 01 [IDC 4-WIRE ++] 1251B (C), 1412B (C), 1424 (C), 2112/24AT (C), 2112/24S (C), 2112/24TS (C), 2112AITR (C), 2112ATR (C), 2112R (C), 2124AITR (C), 2124ATR (C), 2124R (C), 2151 w/B110RLP (C [Firelite, Macurco, Notifier, Silent Knight, System Sensor] [AUX POWER] [*] [AUX INPUT ++] 1251B (C), 1412B (C), 1424 (C), 2112/24AT (C), 2112/24S (C), 2112/24TS (C), 2112AITR (C), 2112ATR (C), 2112R (C), 2124AITR (C), 2124ATR (C), 2124R (C), 2151 w/B110 | [System Sensor] 4WTR-B
025cd1fa-6a06-4163-929e-7bdcf6f08da5 | NFPA 170 SMOKE HEAT CO DETECTOR |  |  | North | Block Definition Only |  | Smoke/Heat/CO Detector |  |  |  | Module | TRUE | NFPA 170 SMOKE HEAT CO DETECTOR |  | NFPA 170 SMOKE HEAT CO DETECTOR | 1 | [7 empty] | TRUE |  |  |  |  | #FFFF0000 | FA-NFPA 170 SMOKE HEAT CO DETECTOR | 1 | FALSE | FALSE | FALSE | 1410 | [19 empty] | AULAPTOP-PC\Aulaptop | 2020-03-26 07:41 | THOR\acont | 2024-09-08 17:27
8b1c01a6-235c-4e56-a324-7bfef457c8e3 |  |  |  | North | System Sensor |  | Cards & Components |  |  |  | Card | TRUE | B110RLP | ++ | Plug-In Detector Base | 1 | 0.00012 | 0.062 |  |  |  |  | TRUE | FALSE |  |  |  |  | #FFFFFFFF |  |  | FALSE | FALSE | FALSE | [14 empty] | FALSE | [7 empty] | THOR\acont | 2024-10-09 10:48
5f60f642-ff99-49b2-a318-7c0a1f85f006 | NFPA 170 VOICE EVACUATION CONTROL UNIT |  |  | North | Evax |  | Voice Evac Control Unit |  |  |  | Assembly | TRUE | HMX-MP48 | + | Master Panel, 48 Switch Control | 1 | [6 empty] | FALSE | [5 empty] | #FFFF0000 | FA-NFPA 170 VOICE EVACUATION CONTROL UNIT | 1 | FALSE | FALSE | FALSE | 211 | [8 empty] | 7,12,18 |  |  |  |  | TRUE | [5 empty] | DESKTOP-7SAL8M7\acont | 2020-07-16 11:07 | THOR\acont | 2024-09-08 17:27 | Cloned from Hochiki FNVMP48
8bdfb32e-7540-451c-8af2-7c0a407a28f0 |  |  |  | North | Oracle |  | Hardware |  |  |  | Hardware | TRUE | HD12800 | ++ | 12V 80Ah Sealed Lead Acid AGM Battery | 1 | [6 empty] | FALSE | [5 empty] | #FFFFFFFF |  |  | FALSE | FALSE | FALSE | [14 empty] | FALSE | [5 empty] | THOR\acont | 2024-04-08 09:52 | THOR\acont | 2024-10-09 10:48 | Cloned from Oracle HD1290
c12a628b-2d82-4bd0-8763-7c0b7e641e6e | NFPA 170 SMOKE DETECTOR |  |  | North | MIRCOM |  | Smoke Detector |  |  |  | Module | TRUE | MIX-3100 w/ MIX-2000 |  | ADDRESSABLE PHOTOELECTRIC SMOKE DETECTOR w/ MIX-2000 STANDARD BASE | 1 | 0.0003 | 0.0003 |  |  |  |  | FALSE | TRUE |  |  |  |  | #FFFF0000 | FA-NFPA 170 SMOKE DETECTOR | 1 | FALSE | FALSE | FALSE | 1408 | [13 empty] | FALSE | [7 empty] | THOR\acont | 2024-09-08 17:27 | 20191121 AC Detector with base | [MIRCOM] [SLC SENSORS] [*] [#4 TYPE ADDR ¦ SENSORS] DNR w/MIX-2251BR (C), DNR w/MIX-2351RAP (C), MIX-1251AP w/B200SR-LF-WH (C), MIX-1251AP w/B200SR-WH (C), MIX-1251AP w/B210LP (C), MIX-1251AP w/B224RB-WH (C), MIX-1251AP w/B501 (C), MIX-1251B w/B200SR-LF- [MIRCOM] [SLC MODULES SENSORS] [*] [#2 SHARED ADDR ¦ SENSORS] DNR w/MIX-2251BR (C), DNR w/MIX-2351RAP (C), MIX-1251AP w/B200SR-LF-WH (C), MIX-1251AP w/B200SR-WH (C), MIX-1251AP w/B210LP (C), MIX-1251AP w/B224RB-WH (C), MIX-1251AP w/B501 (C), MIX-1251B w/
ee31dec9-0a71-408d-9783-7c1547c4413b | NFPA 170 FIRE ALARM CONTROL UNIT | RISER FACP |  | North | Gamewell FCI |  | Fire Alarm Control Unit |  |  |  | Assembly | TRUE | SLP-BLK |  | S3 Series Panel w/Backbox, HON-CGW-MBB, SLC-PM, LCD-SLP and 7.0 A Power Supply | 1 | [6 empty] | FALSE | [5 empty] | #FFFF0000 | FA-NFPA 170 FIRE ALARM CONTROL UNIT | 1 | FALSE | FALSE | FALSE | 202 | [8 empty] | 7,12,18 |  |  |  |  | TRUE | [5 empty] | DESKTOP-7EIEB7A\acont | 2023-03-20 15:00 | THOR\acont | 2024-09-08 17:27 | Cloned from Gamewell FCI SLP-BLK
dc162d86-0432-4399-bb6c-7c225f6f0e24 | NFPA 170 SPEAKER STROBE |  |  | North | Edwards |  | Speaker/Strobe |  |  |  | Module | TRUE | WG4WN-SVMA |  | 25/70V Speaker/Strobe, white, n/m, amber, 13, 25, 59, 62 cd | 1 | [6 empty] | FALSE | [5 empty] | #FF0070C0 | FA-NFPA 170 SPEAKER STROBE | 1 | FALSE | FALSE | FALSE | 2019 | [13 empty] | FALSE |  |  | WP |  |  |  |  | THOR\acont | 2024-09-08 17:27 |  | [Edwards, Kidde] [AUDIO 70.7v] [70V AUDIO] G4F-S7, G4F-S7V1575, G4F-S7VM, G4HFRF-S7, G4HFRF-S7VMC, G4HFRN-S7, G4HFRN-S7VMC, G4HFWA-S7, G4HFWA-S7VMA, G4HFWA-S7VMC, G4HFWF-S7, G4HFWF-S7VMC, G4HFWN-S7, G4HFWN-S7VMA, G4HFWN-S7VMB, G4HFWN-S7VMC, G4RF-S7, G4RF [Edwards, Kidde] [AUDIO 25v] [25V AUDIO] EGCF-S2VMH (C), G4F-S2, G4F-S2V1575, G4F-S2VM, G4HFRF-S2, G4HFRF-S2VMC, G4HFRN-S2, G4HFRN-S2VMC, G4HFWA-S2, G4HFWA-S2VMA, G4HFWA-S2VMC, G4HFWF-S2, G4HFWF-S2VMC, G4HFWN-S2, G4HFWN-S2VMA, G4HFWN-S2VMC, G4RF-S2, G4RF
4d9293bb-28d0-4311-90fc-7c23dbf63758 | NFPA 170 FIRE ALARM CONTROL UNIT | RISER FACP |  | North | AES |  | Fire Alarm Control Unit |  |  |  | Assembly | TRUE | 7706-ULF | + | 7706-ULF Integrated Fire Monitoring System | 1 | [6 empty] | FALSE |  |  |  | 18.5”H x 14.25”W x 4.75”D |  | #FFFF0000 | FA-NFPA 170 FIRE ALARM CONTROL UNIT | 1 | FALSE | FALSE | FALSE | 202 | [8 empty] | 7,12,18 |  |  |  |  | TRUE | [5 empty] | ALIENWIN10\AugWin7 | 2019-12-17 15:28 | THOR\acont | 2024-09-08 17:27 | Cloned from AES 7788F
aa837a34-08d3-43bd-b27e-7c24ceb5c370 |  |  |  | North | Potter | [5 empty] | Module | TRUE | AMS-7 Series |  | Mini Surface / Press Fit Magnetic Contact | 1 | [6 empty] | FALSE | [5 empty] | #FFFFFFFF |  |  | FALSE | FALSE | FALSE | [14 empty] | FALSE | [7 empty] | THOR\acont | 2024-10-09 10:48
d78d86fe-d85e-4410-93ea-7c2e9f417374 |  |  |  | North | Monaco Enterprises |  | Cards & Components |  |  |  | Card | TRUE | 227-856-MN MAIN BOARD |  | 227-856-MN MAIN BOARD | 1 | [6 empty] | TRUE | [5 empty] | #FFFFFFFF |  |  | FALSE | FALSE | FALSE | [20 empty] | AULAPTOP-PC\Aulaptop | 2019-04-20 02:49 | THOR\acont | 2024-10-09 10:48 |  |  | [Monaco Enterprises] 227-856-MN MAIN BOARD
39ec2735-f0e7-4a17-9050-7c31315fada7 | NFPA 170 MINI HORN |  |  | North | Edwards |  | Horn |  |  |  | Module | TRUE | 683-1CR |  | Horn, mini, c/w signal silence & LED, 1 gang, red | 1 | [6 empty] | FALSE | [5 empty] | #FF0070C0 | FA-NFPA 170 MINI HORN | 1 | FALSE | FALSE | FALSE | 2014 | [13 empty] | FALSE | [7 empty] | THOR\acont | 2024-09-08 17:27
bc2345c6-4391-4755-b985-7c319a301013 | NFPA 170 SPEAKER CEILING |  |  | North | Edwards |  | Speaker |  |  |  | Module | TRUE | 965-1A-8SW |  | 8" Square Cone Speaker, 70Vrms, .5, 1, 2, 4w | 1 | [6 empty] | FALSE | TRUE |  |  |  |  | #FF0070C0 | FA-NFPA 170 SPEAKER CEILING | 1 | FALSE | FALSE | FALSE | 2019 | [13 empty] | FALSE |  |  | C |  |  |  |  | THOR\acont | 2024-09-08 17:27
cac7b89b-c677-492a-ac59-7c36a8ed93c2 | CADGEN CARD READER |  |  | North | HID | Security/Access Control | Card Reader |  |  |  | Module | TRUE | 20K | ++ | Card reader w/Keypad, Mullion/Surface Mount | 1 | 0.065 | 0.25 |  |  | 12 |  | FALSE | [5 empty] | #FFFF0000 | FA-CADGEN CARD READER | 1 | FALSE | FALSE | FALSE | 5000 | [13 empty] | FALSE | [5 empty] | DESKTOP-7EIEB7A\acont | 2023-01-26 09:57 | THOR\acont | 2024-09-08 17:27 | Cloned from HID 20 | [HID, Identive] [CARD READER INPUT] [*] [ALL DEVICES ++] 20, 20K, 40, 40K, 8216ABP00dk, R10, R15, R40, R90, RK40, RP40
82259813-bcdb-401a-b713-7c3dfe887487 |  |  |  | North | Siemens |  | Hardware |  |  |  | Hardware | TRUE | CAB3-BD-OD-LP | 599-050600 | INCLUDES: (1) CAB3-BD, (1) BCL AND (1) OD-LP | 1 | [12 empty] | #FFFFFFFF |  |  | FALSE | FALSE | FALSE | [20 empty] | DESKTOP-7SAL8M7\acont | 2019-08-13 09:04 | THOR\acont | 2024-10-09 10:48
a5e5d898-467f-4a0b-af00-7c4616b09531 | NFPA 170 DUCT SMOKE DETECTOR |  |  | North | Firelite |  | Duct Smoke Detector |  |  |  | Assembly | TRUE | D355PL | + | Intelligent non-relay photoelectric low flow smoke detector housing. Includes SD355R Detector. | 1 | 0.0003 | 0.0065 |  |  |  |  | FALSE | TRUE |  |  |  |  | #FFFF0000 | FA-NFPA 170 DUCT SMOKE DETECTOR | 1 | FALSE | FALSE | FALSE | 1400 | [13 empty] | FALSE | [7 empty] | THOR\acont | 2024-09-08 17:27 | 20191121 AC Detector without base |  | [Bosch, Edwards, Firelite] BEAM355S, D355PL, EC-50R, FAD-325-V2F
de6d69ef-5588-434d-a703-7c49dbc7ef17 | CADGEN STI STOPPER |  |  | North | STI |  | Accessories |  |  |  | Module | TRUE | STI-1221D |  | Strobe Damage Stopper - Cover and open back box, conduit knockout | 1 | [6 empty] | FALSE | [5 empty] | #FFFF0000 | FA-CADGEN STI STOPPER | 1 | FALSE | FALSE | FALSE | [14 empty] | FALSE | [5 empty] | DESKTOP-7EIEB7A\acont | 2022-08-01 08:11 | THOR\acont | 2024-09-08 17:27 | Cloned from Edwards STI-1221A CLONED CLONED
ae7a186f-1ad9-4f5f-9e48-7c4abe24835d | NFPA 170 MANUAL PULL |  |  | North | MIRCOM |  | Manual Station |  |  |  | Module | TRUE | MS-710MP | + | Intelligent Key-Resettable Single Stage Dual Action Manual Station MP- ULC | 1 | 0.002 | 0.0033 |  |  |  |  | FALSE | [5 empty] | #FFFF0000 | FA-NFPA 170 MANUAL PULL | 1 | FALSE | FALSE | FALSE | 957 | [13 empty] | FALSE | [5 empty] | DESKTOP-7EIEB7A\acont | 2022-05-17 09:18 | THOR\acont | 2024-09-08 17:27 | Cloned from MIRCOM MS-701ADU CLONED | [MIRCOM] [SLC MODULES] [*] [#3 TYPE ADDR ¦ MODULES] CR-6, CZ-6, IM-10, MIX-100P, MIX-100R, MIX-100S, MIX-101P, MIX-4040, MIX-4040M, MIX-4041, MIX-4045, MIX-4045-M, MIX-4046, MIX-M500DM, MIX-M500DMAP, MIX-M500FP, MIX-M500M, MIX-M500MAP, MIX-M500R, MIX-M50
43c784b9-8852-4fd9-a7ec-7c56cb06952a | NFPA 170 WIRELESS CONTROL UNIT |  |  | North | NAPCO |  | Wireless Control Unit |  |  |  | Module | TRUE | GEMC-REVC | ++ | Gemini Commercial Wireless 255 point RF Receiver (up to 4 per system, max.) | 1 | 0.042 | 0.042 |  |  | 24 | [7 empty] | #FFFF0000 | FA-NFPA 170 WIRELESS CONTROL UNIT | 1 | FALSE | FALSE | FALSE | [20 empty] | DESKTOP-7SAL8M7\acont | 2020-01-21 11:59 | THOR\acont | 2024-09-08 17:27 |  | [NAPCO] [FIRE BUS NAPCO] [*] GEMC-12V2APS-CF Main Board, GEMC-EZM8, GEMC-FK1, GEMC-FPRINT, GEMC-NAC6 Main Board, GEMC-OUT8, GEMC-REVC, GEMC-RM3008 | [NAPCO] GEMC-REVC
536798a4-d80f-423a-a7d7-7c577c3001e5 | NFPA 170 SPEAKER STROBE |  |  | North | MIRCOM |  | Speaker/Strobe |  |  |  | Module | TRUE | SPPS-204-25 | ++ | Wall mounted speaker strobe 25V white | 1 | [6 empty] | FALSE | [5 empty] | #FF0070C0 | FA-NFPA 170 SPEAKER STROBE | 1 | FALSE | FALSE | FALSE | 2021 | [13 empty] | FALSE | [5 empty] | THOR\acont | 2023-11-28 13:41 | THOR\acont | 2024-09-08 17:27 | Cloned from MIRCOM SPP-204-25R CLONED CLONED CLONED | [MIRCOM] [NAC] [VFWR] SPPS-204-25, SPPS-204-25R, SPPS-204-70, SPPS-204-70R [MIRCOM] [NAC] [VDC] SPPS-204-25, SPPS-204-25R, SPPS-204-70, SPPS-204-70R [MIRCOM] [AUDIO 25v] [25V AUDIO] SPP-204-25, SPP-204-25R, SPPS-204-25, SPPS-204-25R
3a315f13-c5ff-4213-84a6-7c5f410b3fd3 | NFPA 170 CELL COMM | NFPA 170 CELL COMM PS |  | North | NAPCO |  | Cellular Communicator |  |  |  | Module | TRUE | SLE-CDMA-CFB-PS | + | Wireless Commercial Fire Alarm Communicator | 1 | 0.071 | 0.2 |  |  |  |  | FALSE | [5 empty] | #FFFF0000 | FA-NFPA 170 CELL COMM | 1 | FALSE | FALSE | FALSE | 250 | [13 empty] | FALSE | [7 empty] | THOR\acont | 2024-09-08 17:27 |  | [NAPCO, Potter] [DACT] [#1 DACT] IntelliCom-5GA, IntelliCom-5GV, SLE/4G-CDMA-CFB, SLE/4G-CDMA-CFB-PS, SLE/4G-CDMA-FIRE, SLE/4G-CDMAI-FIRE, SLE-CDMA-CFB, SLE-CDMA-CFB-PS, SLE-CDMA-FIRE, SLE-CDMAI-FIRE, SLE-LTEA-CFB-PS Main Card, SLE-LTEAI-CFB-PS Main Card [NAPCO, Potter] [IDC] [#2 PS TRBL] IntelliCom-5GA, IntelliCom-5GV, SLE/4G-CDMA-CFB, SLE/4G-CDMA-CFB-PS, SLE/4G-CDMA-FIRE, SLE/4G-CDMAI-FIRE, SLE-CDMA-CFB, SLE-CDMA-CFB-PS, SLE-CDMA-FIRE, SLE-CDMAI-FIRE, SLE-LTEA-CFB-PS Main Card, SLE-LTEAI-CFB-PS Main Ca [NAPCO, Potter] [IDC] [#1 LINE TRBL] IntelliCom-5GA, IntelliCom-5GV, SLE/4G-CDMA-CFB, SLE/4G-CDMA-CFB-PS, SLE/4G-CDMA-FIRE, SLE/4G-CDMAI-FIRE, SLE-CDMA-CFB, SLE-CDMA-CFB-PS, SLE-CDMA-FIRE, SLE-CDMAI-FIRE, SLE-LTEA-CFB-PS Main Card, SLE-LTEAI-CFB-PS Main [NAPCO, Potter] [AUX POWER] [*] CDMA-FIRE, IntelliCom-5GA, IntelliCom-5GV, SLE/4G-CDMA-CFB, SLE/4G-CDMA-CFB-PS, SLE/4G-CDMA-FIRE, SLE/4G-CDMAI-FIRE, SLE-CDMA-CFB, SLE-CDMA-CFB-PS, SLE-CDMA-FIRE, SLE-CDMAI-FIRE, SLE-LTEV-CB, SLE-LTEV-CB-TF, SLE-LTEV-CFB, [NAPCO, Potter] [DACT] [#2 DACT] IntelliCom-5GA, IntelliCom-5GV, SLE/4G-CDMA-CFB, SLE/4G-CDMA-CFB-PS, SLE/4G-CDMA-FIRE, SLE/4G-CDMAI-FIRE, SLE-CDMA-CFB, SLE-CDMA-CFB-PS, SLE-CDMA-FIRE, SLE-CDMAI-FIRE, SLE-LTEA-CFB-PS Main Card, SLE-LTEAI-CFB-PS Main Card
f3b610d2-7e5b-4649-b4ce-7c5fc1216777 |  |  |  | North | MIRCOM |  | Hardware |  |  |  | Hardware | TRUE | DOX-5014MR |  | RED METAL DOOR FOR BB-5014 | 1 | [6 empty] | FALSE | [5 empty] | #FFFFFFFF |  |  | FALSE | FALSE | FALSE | [14 empty] | FALSE | [7 empty] | THOR\acont | 2024-10-09 10:48
104270ad-1536-4400-adf0-7c678a7cf222 | NFPA 170 FIRE ALARM CONTROL UNIT | RISER FACP |  | North | Hochiki |  | Fire Alarm Control Unit |  |  |  | Assembly | TRUE | LAA03K1-14 |  | FireNET L@TITUDE Analog Addressable Fire Alarm Control Panel, 8 Slot Deep Plex-Door Enclosure, 10.25 A Auto Voltage, 2-Loop Panel Module, Hochiki Protocol, Network Module, and Media Gateway™, Red, Printer / 48 Zone LEDs | 1 | [6 empty] | FALSE |  |  | *Refer to Install Sheet | 16.5in (W) x 23.2in (H) x 8in (D) | KM5FCRD (Optional Semi-Flush Mounting Kit) | #FFFF0000 | FA-NFPA 170 FIRE ALARM CONTROL UNIT | 1 | FALSE | FALSE | FALSE | 202 | [8 empty] | 7,12,18,28,33,40 |  |  | 10.25 |  | TRUE | [5 empty] | DESKTOP-GHR3H5U\Anthony | 2019-11-27 07:05 | THOR\acont | 2024-09-08 17:27
f6b3c7ac-6dee-4b0a-a2c3-7c68b3eece87 | NFPA 170 MANUAL PULL |  |  | North | MIRCOM |  | Manual Station |  |  |  | Module | TRUE | MS-701IDU | + | Alpha Intelligent Addressable Key Resettable Single Action Manual Station | 1 | 0.0004 | 0.0006 |  |  |  |  | FALSE | [5 empty] | #FFFF0000 | FA-NFPA 170 MANUAL PULL | 1 | FALSE | FALSE | FALSE | 957 | [13 empty] | FALSE | [5 empty] | DESKTOP-7SAL8M7\acont | 2019-04-12 09:50 | THOR\acont | 2024-09-08 17:27 | Cloned from MIRCOM MS-710IDU | [MIRCOM] [SLC MODULES] [*] [#3 TYPE ADDR ¦ MODULES] CR-6, CZ-6, IM-10, MIX-100P, MIX-100R, MIX-100S, MIX-101P, MIX-4040, MIX-4040M, MIX-4041, MIX-4045, MIX-4045-M, MIX-4046, MIX-M500DM, MIX-M500DMAP, MIX-M500FP, MIX-M500M, MIX-M500MAP, MIX-M500R, MIX-M50
2b8c4418-8ab0-4db8-983e-7c6d322c41c4 | NFPA 170 SMOKE DETECTOR |  |  | North | Kidde |  | Smoke Detector |  |  |  | Module | TRUE | KI-PCD w/KI-SB BASE | ++ | Photoelectric smoke and carbon monoxide life safety detector, | 1 | 5.1e-05 | 6.8e-05 |  |  |  |  | FALSE | TRUE |  |  |  |  | #FFFF0000 | FA-NFPA 170 SMOKE DETECTOR | 1 | FALSE | FALSE | FALSE | 1408 | [13 empty] | FALSE | [5 empty] | DESKTOP-7SAL8M7\acont | 2020-01-02 08:38 | THOR\acont | 2024-10-08 16:26 | Cloned from Edwards SIGA-PCD w/SIGA-SB BASE | [Edwards, Kidde] [SLC EST MODULES/SENSORS] 01 [*] [iO64] DS-HFS (C), DS-PS (C), FX-HD w/IB4U BASE, FX-HD w/RB4U BASE, FX-HD w/SB4U BASE, FX-HD w/SB4U-LF BASE, FX-HD wB4U BASE, FX-PD w/B4U BASE (C), FX-PD w/IB4U BASE (C), FX-PD w/SB4U BASE (C), FX-PD w/SB [Kidde] [SLC EST MODULES SENSORS] [*] [#2 SHARED ADDR ¦ SENSORS] DS-HFS (C), DS-PS (C), FX-HD w/IB4U BASE, FX-HD w/RB4U BASE, FX-HD w/SB4U BASE, FX-HD w/SB4U-LF BASE, FX-HD wB4U BASE, FX-PD w/B4U BASE (C), FX-PD w/IB4U BASE (C), FX-PD w/SB4U BASE (C), FX [Edwards, Kidde] [SLC EST SENSORS] 01 [*] [EST3, iO1000] DS-HFS (C), DS-PS (C), FX-HD w/IB4U BASE, FX-HD w/RB4U BASE, FX-HD w/SB4U BASE, FX-HD w/SB4U-LF BASE, FX-HD wB4U BASE, FX-PD w/B4U BASE (C), FX-PD w/IB4U BASE (C), FX-PD w/SB4U BASE (C), FX-PD w/SB [Kidde] [SLC EST SENSORS] [*] [#4 TYPE ADDR ¦ SENSORS] DS-HFS (C), DS-PS (C), FX-HD w/IB4U BASE, FX-HD w/RB4U BASE, FX-HD w/SB4U BASE, FX-HD w/SB4U-LF BASE, FX-HD wB4U BASE, FX-PD w/B4U BASE (C), FX-PD w/IB4U BASE (C), FX-PD w/SB4U BASE (C), FX-PD w/SB4U
f250eb2c-2a05-4dd1-ac56-7c747f9eacb8 | NFPA 170 ADDRESSABLE OUTPUT MODULE |  |  | North | Simplex |  | Addressable Control/Relay |  |  |  | Module | TRUE | 4905-9835 | ++ | Temporal Code 4 Module for CO Gas Alarm Notification | 1 | 0 | 0 |  |  |  |  | TRUE | [5 empty] | #FFFF0000 | FA-NFPA 170 ADDRESSABLE OUTPUT MODULE | 1 | FALSE | FALSE | FALSE | 1300 | [19 empty] | DESKTOP-QGO6JOK\acont | 2023-12-19 10:59 | THOR\acont | 2024-09-08 17:27 | Cloned from Autocall A4905-9835 | [Autocall, Simplex] [NAC Trigger] 4905-9835, A4905-9835 [Autocall, Simplex] [NAC] 4905-9835, A4905-9835 | [Autocall, Simplex] 4905-9835, A4905-9835
d03d3fb6-6bee-403b-b845-7c7ec08813a3 |  |  |  | North | Edwards |  | Hardware |  |  |  | Hardware | TRUE | FW-4S |  | Four Seat Web Client (Requires FW V1.5 (or later) and FW-1S) | 1 | [6 empty] | FALSE | [5 empty] | #FFFFFFFF |  |  | FALSE | FALSE | FALSE | [14 empty] | FALSE | [7 empty] | THOR\acont | 2024-10-09 10:48
b909790a-f83f-45ef-8203-7c8247eeac8c | NFPA 170 SMOKE HEAT DETECTOR |  |  | North | Potter |  | Smoke/Heat Detector |  |  |  | Module | TRUE | PAD200-PHD w/PAD100-SPKB | + | Photoelectric Smoke/Heat Detector with Speaker Base with One Form-C Relay Contact | 1 | 0.00045 | 0.00045 |  |  |  |  | FALSE | TRUE |  |  |  |  | #FFFF0000 | FA-NFPA 170 SMOKE HEAT DETECTOR | 1 | FALSE | FALSE | FALSE | 1411 | [13 empty] | FALSE |  |  | SB |  |  | DESKTOP-7EIEB7A\acont | 2021-09-10 06:20 | THOR\acont | 2024-09-08 17:27 | Cloned from Potter PAD100-PHD w/PAD100-SPKB | [Potter] [AUDIO 70.7v] [70V AUDIO] PAD100-CD w/PAD100-SPKB, PAD100-HD w/PAD100-SPKB, PAD100-PD w/PAD100-SPKB (C), PAD100-PHD w/PAD100-SPKB (C), PAD100-PHD w/PAD100-SPKB (Split) (C), PAD100-SPKB, PAD200-PCD w/PAD100-SPKB (C), PAD200-PCD w/PAD100-SPKB (Spl [Potter] [SLC PAD] [*] [#2 SHARED ADDR ¦ SENSORS] PAD100-CD w/PAD100-4DB, PAD100-CD w/PAD100-6DB, PAD100-CD w/PAD100-IB, PAD100-CD w/PAD100-LFSB, PAD100-CD w/PAD100-RB, PAD100-CD w/PAD100-SB, PAD100-CD w/PAD100-SPKB, PAD100-DUCT (C), PAD100-DUCTR (C), PA [Potter] [AUDIO 25v] [25V AUDIO] PAD100-CD w/PAD100-SPKB, PAD100-HD w/PAD100-SPKB, PAD100-PD w/PAD100-SPKB (C), PAD100-PHD w/PAD100-SPKB (C), PAD100-PHD w/PAD100-SPKB (Split) (C), PAD100-SPKB, PAD200-PCD w/PAD100-SPKB (C), PAD200-PCD w/PAD100-SPKB (Split
4197e84b-68eb-4ef0-add4-7c83a286cb42 | NFPA 170 SPEAKER WALL |  |  | North | Edwards |  | Speaker |  |  |  | Module | TRUE | WGSRA | ++ | Outdoor rated speaker, wall, red, alert | 1 | [6 empty] | FALSE | FALSE |  |  |  |  | #FF0070C0 | FA-NFPA 170 SPEAKER WALL | 1 | FALSE | FALSE | FALSE | 2021 | [13 empty] | FALSE |  |  | WP |  |  | THOR\acont | 2024-04-09 09:00 | THOR\acont | 2024-09-08 17:27 | Cloned from Edwards G4SRF | [Edwards, Hochiki, Kidde] [AUDIO 70.7v] [70V AUDIO] EG4SRF, EG4SRN, EG4SVRF, EG4SVRN, EG4SVWA, EG4SVWF, EG4SVWN, EG4SWA, EG4SWF, EG4SWN, G4SRF, G4SRN, G4SVRF, G4SVRN, G4SVWA, G4SVWF, G4SVWN, G4SWA, G4SWF, G4SWN, WGSRA, WGSRF, WGSRF-FR, WGSRF-SP, WGSRN, W [Edwards, Hochiki, Kidde] [AUDIO 25v] [25V AUDIO] EG4SRF, EG4SRN, EG4SVRF, EG4SVRN, EG4SVWA, EG4SVWF, EG4SVWN, EG4SWA, EG4SWF, EG4SWN, G4SRF, G4SRN, G4SVRF, G4SVRN, G4SVWA, G4SVWF, G4SVWN, G4SWA, G4SWF, G4SWN, WGSRA, WGSRF, WGSRF-FR, WGSRF-SP, WGSRN, WGS
b2b2a2e0-25a5-4067-9bac-7c84500320b3 | NFPA 170 SMOKE DETECTOR |  |  | North | Monaco Enterprises |  | Smoke Detector |  |  |  | Module | TRUE | 723-601-00 w/729-210-00 | ++ | Intelligent Photoelectric Smoke Detector, Plug-in, Low Profile, Remote Test in Duct, AP/CLIP, White, Type II, 6.875" Sounder Base | 1 | 0.0002 | 0.002 |  |  |  |  | FALSE | TRUE |  |  |  |  | #FFFF0000 | FA-NFPA 170 SMOKE DETECTOR | 1 | FALSE | FALSE | FALSE | 1408 | [13 empty] | FALSE |  |  | SB |  |  | THOR\acont | 2023-10-02 08:47 | THOR\acont | 2024-09-08 17:27 | Cloned from Monaco Enterprises 723-601-00 w/729-209-00 | [Monaco Enterprises] [AUX POWER] [24VDC, HIGH VOLUME ++] 723-601-00 w/729-210-00 (C) [Monaco Enterprises] [SLC SENSORS] 01 [*] 721-121-00 w/B200SR-LF-WH (C), 721-121-00 w/B200SR-WH (C), 721-121-00 w/B210LP (C), 721-121-00 w/B224RB-WH (C), 721-121-00 w/B501 (C), 721-124-00 w/B200SR-LF-WH (C), 721-124-00 w/B200SR-WH (C), 721-124-00 w/B210L [Monaco Enterprises] [SLC MODULES SENSORS] 01 [*] 708-026-01, 708-031-00, 721-121-00 w/B200SR-LF-WH (C), 721-121-00 w/B200SR-WH (C), 721-121-00 w/B210LP (C), 721-121-00 w/B224RB-WH (C), 721-121-00 w/B501 (C), 721-124-00 w/B200SR-LF-WH (C), 721-124-00 w/B
6a737b8d-a2a7-4b27-a284-7c8cf227b328 |  |  |  | North | Edwards |  | Cards & Components |  |  |  | Card | TRUE | 599 |  | Transformer - Class 2, 120 Vac / 24 Vac - 40VA | 1 | [6 empty] | TRUE | [5 empty] | #FFFFFFFF |  |  | FALSE | FALSE | FALSE | [14 empty] | FALSE | [7 empty] | THOR\acont | 2024-10-09 10:48
5282c198-1f4b-4170-83fb-7c8cf89abd61 | NFPA 170 HEAT DETECTOR |  |  | North | Siemens |  | Heat Detector |  |  |  | Module | TRUE | HI921 w/DB-11 BASE | + | Thermal (Heat) Detector use with DB-11 Detector Base | 1 | 0.0003 | 0.0003 |  |  |  |  | FALSE | [5 empty] | #FFFF0000 | FA-NFPA 170 HEAT DETECTOR | 1 | FALSE | FALSE | FALSE | 1403 | [13 empty] | FALSE | [7 empty] | THOR\acont | 2024-09-08 17:27 | 20191121 AC Detector with base | [Siemens] [SLC MODULES SENSORS] [*] [#2 SHARED ADDR ¦ SENSORS] FDBZ492 w/OP921 (C), FDBZ492-HR w/FDO421 (C), FDBZ492-HR w/OP921 (C), FDO421 (C), FDO421 w/DB-11 BASE (C), FDOT421 w/DB-11 BASE (C), FDOT421 w/DB2-HR BASE (C), FDT421 w/DB-11 BASE, FP-11 w/DB
d3e25435-277a-4861-a36a-7c8e9c787c4b | NFPA 170 END OF LINE DEVICE |  |  | North | Protectowire |  | Cards & Components |  |  |  | Card | TRUE | FireSystem 2000 Main Board (FS2004) | + | 4 Zone Fire Alarm Control Panel Main Board | 1 | 0.069 | 0.1 |  |  |  |  | TRUE | FALSE |  |  |  |  | #FFFF0000 | FA-NFPA 170 END OF LINE DEVICE | 1 | FALSE | FALSE | FALSE | [14 empty] | FALSE | [5 empty] | DESKTOP-7EIEB7A\acont | 2020-12-16 11:21 | THOR\acont | 2024-09-08 17:27 | Cloned from Protectowire FireSystem 2000 Main Board (FS2002) | [Protectowire] [IDC] [#2 TROUBLE] FireSystem 2000 Main Board (FS2002), FireSystem 2000 Main Board (FS2004) [Protectowire] [IDC] [#3 SUPERVISORY] FireSystem 2000 Main Board (FS2002), FireSystem 2000 Main Board (FS2004) [Protectowire] [IDC] [#1 ALARM] FireSystem 2000 Main Board (FS2002), FireSystem 2000 Main Board (FS2004) | [Protectowire] FireSystem 2000 Main Board (FS2004)
e45511e8-6dd3-4fa1-879e-7c9af2796139 |  |  |  | North | Edwards |  | Cards & Components |  |  |  | Card | TRUE | 3-4/3GYWR |  | 4 x 3 Switch, 1 Grn, 1 Yel, 1 White, 1 Red LEDs | 1 | 0.002 | 0.02 |  |  |  |  | TRUE | [5 empty] | #FFFFFFFF |  |  | FALSE | FALSE | FALSE | [14 empty] | FALSE | [7 empty] | THOR\acont | 2024-10-09 10:48
757b2028-5d84-4655-b313-7ca21a92ceac |  |  |  | North | Edwards |  | Hardware |  |  |  | Hardware | TRUE | MN-GVSOL2 |  | HPSA solar charging array for 1600 - 3200 watts with power equalizer and regulator | 1 | [6 empty] | FALSE | [5 empty] | #FFFFFFFF |  |  | FALSE | FALSE | FALSE | [14 empty] | FALSE | [7 empty] | THOR\acont | 2024-10-09 10:48
348ae5d6-ddb7-4c94-96a0-7ca6467235db |  |  |  | North | Siemens | [5 empty] | Module | TRUE | SDH-7A | 500-614191 | 120 VAC SLIDING DOOR | 1 | [12 empty] | #FFFFFFFF |  |  | FALSE | FALSE | FALSE | [20 empty] | DESKTOP-7SAL8M7\acont | 2019-08-13 09:04 | THOR\acont | 2024-10-09 10:48
7527cfe4-a396-4c4b-bca2-7ca789d14ce2 | NFPA 170 MANUAL PULL |  |  | North | Notifier |  | Manual Station |  |  |  | Module | TRUE | RMS-6T-LP-KL (17021) | + | Manual D.P.D.T. Pull Station with Terminal Block with Lift and Pull Dual Action Adaptor with Key Lock Access (Notifier) | 1 | [6 empty] | FALSE | [5 empty] | #FFFF0000 | FA-NFPA 170 MANUAL PULL | 1 | FALSE | FALSE | FALSE | 957 | [13 empty] | FALSE | [5 empty] | DESKTOP-7EIEB7A\acont | 2021-04-30 12:21 | THOR\acont | 2024-09-08 17:27 | Cloned from Potter RMS-6T-EXP-WP-LP | [Notifier] [IDC] 05 RMS-6T-LP-KL (17021) [Notifier, Potter] [IDC] 01 CF-135EWT, CF-135MP, CF-135W, CF-165MP, CF-165W, CF-200EWT, CF-200MP, CF-200W, CF-285MP, CF-285W, CPS-24 w/SB, CR-135EWT, CR-135MP, CR-135W, CR-165MP, CR-165W, CR-200EWT, CR-200MP, CR-200W, DSD-P (C), P32-1T, PS40 Series, PS40
a6c828a5-4a3e-43d5-8536-7cabd13ca0df | NFPA 170 VOICE EVACUATION CONTROL UNIT |  |  | North | Hochiki |  | Voice Evac Control Unit |  |  |  | Assembly | TRUE | EVAX-150EM-H | + | 150W Voice Evacuation Panel w/ mic | 1 | [6 empty] | FALSE |  |  | *Refer to Install Sheet |  |  | #FFFF0000 | FA-NFPA 170 VOICE EVACUATION CONTROL UNIT | 1 | FALSE | FALSE | FALSE | 211 | [8 empty] | 7,12,18 |  |  |  | 150 | TRUE | [5 empty] | DESKTOP-7SAL8M7\acont | 2019-11-05 06:01 | THOR\acont | 2024-09-08 17:27
83a5bf30-a11b-4dc6-93f9-7cacc79e0f56 | NFPA 170 GAS DETECTOR |  |  | North | Potter |  | Gas Detection |  |  |  | Module | TRUE | PAD100-CD w/PAD100-SB | + | Carbon-Monoxide Detector with 6" Base with Sounder Module Included | 1 | 0.0005 | 0.0005 |  |  |  |  | FALSE | [5 empty] | #FFFF0000 | FA-NFPA 170 GAS DETECTOR | 1 | FALSE | FALSE | FALSE | 1402 | [13 empty] | FALSE |  |  | SB |  |  |  |  | THOR\acont | 2024-09-08 17:27 | 20191121 AC Detector with base | [Potter] [SLC PAD] [*] [#2 SHARED ADDR ¦ SENSORS] PAD100-CD w/PAD100-4DB, PAD100-CD w/PAD100-6DB, PAD100-CD w/PAD100-IB, PAD100-CD w/PAD100-LFSB, PAD100-CD w/PAD100-RB, PAD100-CD w/PAD100-SB, PAD100-CD w/PAD100-SPKB, PAD100-DUCT (C), PAD100-DUCTR (C), PA [Potter] [AUX POWER] PAD100-CD w/PAD100-SB, PAD100-HD w/PAD100-SB, PAD100-PD w/PAD100-SB (C), PAD100-PHD w/PAD100-SB (C), PAD100-PHD w/PAD100-SB (Split) (C), PAD200-PCD (C), PAD200-PCD (Split) (C), PAD200-PCD w/PAD100-SB (C), PAD200-PCD w/PAD100-SB (Spli
3d4f6bb5-70b4-401d-9b28-7cb0a502cae0 | NFPA 170 HORN CEILING |  |  | North | Notifier |  | Horn |  |  |  | Module | TRUE | HCRL-LF | + | LF Sounder Strobe, Ceiling, Red | 1 | 0 | 0.047 |  |  |  |  | FALSE | TRUE |  |  |  |  | #FF0070C0 | FA-NFPA 170 HORN CEILING | 1 | FALSE | FALSE | FALSE | 2011 | [13 empty] | FALSE |  |  | LF |  |  | DESKTOP-7SAL8M7\acont | 2020-01-28 08:18 | THOR\acont | 2024-09-08 17:27 | Cloned from System Sensor HCRL-LF | [Notifier] [NAC] [16 VDC. TEMPORAL HIGH] HCRL-LF (C), HCWL-LF (C), HGRL-LF, HGWL-LF, HRL-LF, HWL-LF
34c73dd7-965d-4abd-9a9c-7cb4795e6b1f | NFPA 170 EM SPEAKER STROBE CEILING |  |  | North | Siemens |  | Speaker/Strobe |  |  |  | Module | TRUE | SET-AMC-CW-MNS-ALERT | S54301-Z76-A1+ | MNS Amber Speaker Strobe, multi Candela: Ceiling Mount, White − ‘ALERT’ | 1 | [7 empty] | TRUE |  |  |  |  | #FF0070C0 | FA-NFPA 170 EM SPEAKER STROBE CEILING | 1 | FALSE | FALSE | FALSE | 2005 | [16 empty] | C |  |  | DESKTOP-7SAL8M7\acont | 2019-08-13 09:04 | THOR\acont | 2024-09-08 17:27 | B,T | [Siemens] [NAC] [VDC CEILING] SET-AMC-CR-MNS-ALERT (C), SET-AMC-CW-MNS-ALERT (C), SET-AMC-R-MNS-ALERT, SET-AMC-W-MNS-ALERT, ST-AMC-CR-MNS-ALRT (C), ST-AMC-CW-MNS-ALRT (C), ST-AMC-RETRO-R-MNS, ST-AMC-RETRO-W-MNS, ST-AMC-R-MNS-ALERT, ST-AMC-W-MNS-ALERT [Siemens] [NAC] [VDC WALL] SET-AMC-CR-MNS-ALERT (C), SET-AMC-CW-MNS-ALERT (C), SET-AMC-R-MNS-ALERT, SET-AMC-W-MNS-ALERT, ST-AMC-CR-MNS-ALRT (C), ST-AMC-CW-MNS-ALRT (C), ST-AMC-RETRO-R-MNS, ST-AMC-RETRO-W-MNS, ST-AMC-R-MNS-ALERT, ST-AMC-W-MNS-ALERT [Siemens] [AUDIO 70.7v] [70V AUDIO] SET-AMC-CR-MNS-ALERT (C), SET-AMC-CW-MNS-ALERT (C), SET-AMC-R-MNS-ALERT, SET-AMC-W-MNS-ALERT, SET-CMC-CR-MNS-ALERT (C), SET-CMC-CW-MNS-ALERT (C), SET-CMC-R-MNS-ALERT, SET-CMC-W-MNS-ALERT, SET-CR (C), SET-CW (C), SET-HM [Siemens] [NAC] [VFWR WALL] SET-AMC-CR-MNS-ALERT (C), SET-AMC-CW-MNS-ALERT (C), SET-AMC-R-MNS-ALERT, SET-AMC-W-MNS-ALERT, ST-AMC-CR-MNS-ALRT (C), ST-AMC-CW-MNS-ALRT (C), ST-AMC-RETRO-R-MNS, ST-AMC-RETRO-W-MNS, ST-AMC-R-MNS-ALERT, ST-AMC-W-MNS-ALERT [Siemens] [NAC] [VFWR CEILING] SET-AMC-CR-MNS-ALERT (C), SET-AMC-CW-MNS-ALERT (C), SET-AMC-R-MNS-ALERT, SET-AMC-W-MNS-ALERT, ST-AMC-CR-MNS-ALRT (C), ST-AMC-CW-MNS-ALRT (C), ST-AMC-RETRO-R-MNS, ST-AMC-RETRO-W-MNS, ST-AMC-R-MNS-ALERT, ST-AMC-W-MNS-ALERT [Siemens] [AUDIO 25v] [25V AUDIO] SET-AMC-CR-MNS-ALERT (C), SET-AMC-CW-MNS-ALERT (C), SET-AMC-R-MNS-ALERT, SET-AMC-W-MNS-ALERT, SET-CMC-CR-MNS-ALERT (C), SET-CMC-CW-MNS-ALERT (C), SET-CMC-R-MNS-ALERT, SET-CMC-W-MNS-ALERT, SET-CR (C), SET-CW (C), SET-HMC-
8dfbd566-f6a9-450f-9299-7cb713cb581e | NFPA 170 AREA OF REFUGE MASTER |  |  | North | Cornell |  | Area of Refuge Component |  |  |  | Assembly | TRUE | A-4212 |  | 12 Zone Annunciator Panel | 1 | [6 empty] | TRUE |  |  | BB-42 | 10"H x 17"W x 3.5"D |  | #FF00B050 | FA-NFPA 170 AREA OF REFUGE MASTER | 1 | FALSE | FALSE | FALSE | [20 empty] | HOMEAUGUSTXPS-1\aucon | 2021-05-05 06:35 | THOR\acont | 2024-09-08 17:27 | Cloned from Cornell A-4204
dc4b8202-e1b0-44f9-9900-7cbbfb1fcab4 |  |  |  | North | Bosch |  | Cards & Components |  |  |  | Card | TRUE | D7412G Main Board | + | Fire Alarm Control Panel Main Board | 1 | 0.2 | 0.3 |  |  |  |  | TRUE | [5 empty] | #FFFFFFFF |  |  | FALSE | FALSE | FALSE | [14 empty] | FALSE | [5 empty] | DESKTOP-7EIEB7A\acont | 2022-02-02 13:24 | THOR\acont | 2024-10-09 10:48 | Cloned from Bosch D9412GV4 Main Board |  | [Bosch] D7412G Main Board
00c5ee9c-d3ed-46d5-a2da-7cbdd3edf5d1 |  |  |  | North | Siemens | [5 empty] | Module | TRUE | SB-5AP | 500-688901 | ADAPTER PLATE | 1 | [12 empty] | #FFFFFFFF |  |  | FALSE | FALSE | FALSE | [20 empty] | DESKTOP-7SAL8M7\acont | 2019-08-13 09:04 | THOR\acont | 2024-10-09 10:48
4c7e97e2-3885-4175-91b8-7cc103e05bb4 | NFPA 170 AMPLIFIER RACK | RISER AMP |  | North | Potter |  | Amplifier |  |  |  | Assembly | TRUE | PVC-DPS50 (70V) | + | Distributed Panel, Single Channel, 50W | 1 | [6 empty] | FALSE | [5 empty] | #FFFF0000 | FA-NFPA 170 AMPLIFIER RACK | 1 | FALSE | FALSE | FALSE | 300 | [8 empty] | 7,12,18 |  |  |  | 50 | TRUE | [5 empty] | DESKTOP-7SAL8M7\acont | 2020-11-03 16:06 | THOR\acont | 2024-09-08 17:27 | Cloned from Hochiki FNVDPS50 (70V)
09440521-9f6d-4479-bf9a-7cc22a15cb04 |  |  |  | North | Edwards |  | Hardware |  |  |  | Hardware | TRUE | SA-TRIM1 |  | Semi-flush trim for 64 point cabinet | 1 | [6 empty] | FALSE | [5 empty] | #FFFFFFFF |  |  | FALSE | FALSE | FALSE | [14 empty] | FALSE | [7 empty] | THOR\acont | 2024-10-09 10:48
8b184d1b-06b4-43d8-a940-7cc35b0e3c37 | CADGEN DOOR CONTACT |  |  | North | Bosch |  | Door Contact |  |  |  | Module | TRUE | RFDW-SM | ++ | Wireless surface mount contact | 1 |  |  |  |  | 1.5 | [7 empty] | #FFFF0000 | FA-CADGEN DOOR CONTACT | 1 | FALSE | FALSE | FALSE | [17 empty] | REX |  |  | DESKTOP-7EIEB7A\acont | 2022-07-26 16:50 | THOR\acont | 2024-09-08 17:27 | Cloned from Bosch RFDW-SM-A | [BluePoint, Bosch] [BOSCH WIRELESS] [ALL DEVICES ++] BP01-302, BP02-202M, BP02-202P, BP02-A202M, BP02-A202P, BP02-A202PH, BP03-302, BP03-A102M, BP03-A102P, RFBT-A, RFDL-11, RFDL-11-A, RFDL-11-CHI, RFDW-RM, RFDW-RM-A, RFDW-RM-CHI, RFDW-SM, RFDW-SM-A, RFDW
eb30522e-cacb-4ba7-86e0-7cc36d3242d1 |  |  |  | North | Bosch | [5 empty] | Module | TRUE | AMT-12/24-R | * | MULTITONE HORN, 8 TONES, 12/24 VDC, FLUSH, RED | 1 | [12 empty] | #FFFFFFFF |  |  | FALSE | FALSE | FALSE | [22 empty] | THOR\acont | 2024-10-09 10:48
c17c137b-7bfe-45e7-9242-7cc4d8cc2d7f | NFPA 170 HORN STROBE |  |  | North | Edwards |  | Horn/Strobe |  |  |  | Module | TRUE | G1AVWN |  | Horn/Strobe, Wall, White, None | 1 | [12 empty] | #FF0070C0 | FA-NFPA 170 HORN STROBE | 1 | FALSE | FALSE | FALSE | 2012 | [19 empty] | DESKTOP-7SAL8M7\acont | 2020-02-25 06:42 | THOR\acont | 2024-09-08 17:27 | Cloned from Kidde EG1AVWN | [Edwards, Kidde] [NAC] [16 VDC, HIGH DB] EG1AVRF, EG1AVRN, EG1AVWF, EG1AVWN, G1AVRF, G1AVRN, G1AVWF, G1AVWN [Edwards, Kidde] [NAC] [16 VFWR, LOW ] EG1AVRF, EG1AVRN, EG1AVWF, EG1AVWN, G1AVRF, G1AVRN, G1AVWF, G1AVWN [Edwards, Kidde] [NAC] [16 VFWR, HIGH] EG1AVRF, EG1AVRN, EG1AVWF, EG1AVWN, G1AVRF, G1AVRN, G1AVWF, G1AVWN [Edwards, Kidde] [NAC] [16 VDC, LOW DB] EG1AVRF, EG1AVRN, EG1AVWF, EG1AVWN, G1AVRF, G1AVRN, G1AVWF, G1AVWN
7879b6c7-7ef4-4369-82b3-7cc6e2f2ff22 |  |  |  | North | Kidde |  | Cards & Components |  |  |  | Card | TRUE | VM-DACT |  | Dialer, dual line. | 1 | 0.06 | 0.095 |  |  |  |  | TRUE | [5 empty] | #FFFFFFFF |  |  | FALSE | FALSE | FALSE | [14 empty] | FALSE | [7 empty] | THOR\acont | 2024-10-09 10:48 |  |  | [Edwards, Kidde] 3-MODCOM, 3-MODCOMP, DLD, SA-DACT, VM-DACT
3aa5b0af-3c59-4b47-9b07-7cc80a0622d6 | NFPA 170 SPEAKER STROBE |  |  | North | Siemens |  | Speaker/Strobe |  |  |  | Module | TRUE | SC-SS-WW-F |  | WALL ACEND SPEAKER STROBE, WHITE, "FIRE" | 1 | [6 empty] | TRUE | [5 empty] | #FF0070C0 | FA-NFPA 170 SPEAKER STROBE | 1 | FALSE | FALSE | FALSE | [20 empty] | XPS-17-9710\August | 2024-10-08 06:07 | XPS-17-9710\August | 2024-10-10 05:43 | 20241008 NEW SIEMENS PARTS | [Siemens] [NAC] [16.0 – 33.0 VDC] SC-SS-CR-F (C), SC-SS-CW-F (C), SC-SS-WR-F, SC-SS-WW-F [Siemens] [AUDIO 25v] [25V AUDIO] SC-SP-CR-F (C), SC-SP-CW-F (C), SC-SP-WR-F, SC-SP-WW-F, SC-SS-CR-F (C), SC-SS-CW-F (C), SC-SS-WR-F, SC-SS-WW-F [Siemens] [AUDIO 70.7v] [70V AUDIO] SC-SP-CR-F (C), SC-SP-CW-F (C), SC-SP-WR-F, SC-SP-WW-F, SC-SS-CR-F (C), SC-SS-CW-F (C), SC-SS-WR-F, SC-SS-WW-F
f898a04f-764c-424c-9495-7cc824dabced |  |  |  | North | Gamewell FCI |  | Hardware |  |  |  | Hardware | TRUE | E3BB-FLUSH-LCD | ++ | CAB A2 Remote Flush LCD ANN with Keyswitch operation | 1 | [6 empty] | TRUE |  |  |  | 13 1/4” W x 10” H x 3 1/2” D (40 W x 25 H x 9 D cm) |  | #FFFFFFFF |  |  | FALSE | FALSE | FALSE | [20 empty] | DESKTOP-7EIEB7A\acont | 2022-08-29 12:14 | THOR\acont | 2024-10-09 10:48 | Cloned from Gamewell FCI E3BB-RA2
792b54bb-56cb-42b8-9b6e-7cca7f409402 | NFPA 170 HEAT DETECTOR |  |  | North | Notifier |  | Heat Detector |  |  |  | Module | TRUE | 5623 |  | 135 °F (57° C) fixed temperature, dual circuit. | 1 | [6 empty] | FALSE | TRUE |  |  |  |  | #FFFF0000 | FA-NFPA 170 HEAT DETECTOR | 1 | FALSE | FALSE | FALSE | 1403 | [13 empty] | FALSE | [7 empty] | THOR\acont | 2024-09-08 17:27 | 20191121 AC Detector without base | [Det-Tronics, Edwards, Kidde, Notifier] [IDC] 01 30-3013, 30-3013 w/FMM-101, Q3013D, 5621 (C), 5622 (C), 5623 (C), 5624 (C), BNG-1, BNG-1F, BNG-1FTS, BNG-1R, BNG-1SP, BNG-1TS, BNG-1TSL, BNG-1TSR, BNG-1TSRL, CP-651 (C), HD-601 (C), HD-602 (C), HD-603 (C),
9a7ae769-3936-453b-87f1-7cdfd7be94f1 | NFPA 170 HEAT DETECTOR |  |  | North | MIRCOM |  | Heat Detector |  |  |  | Module | TRUE | MIX-5351RAP w/B300-6 | ++ | Intelligent Heat Detector, Fixed Temperature with Rate-of-Rise Detection, White - UL, 6" Flanged mounting base | 1 | 0.0002 | 0.0045 |  |  |  |  | FALSE | TRUE |  |  |  |  | #FFFF0000 | FA-NFPA 170 HEAT DETECTOR | 1 | FALSE | FALSE | FALSE | 1403 | [13 empty] | FALSE |  |  | 135° FTR |  |  | DESKTOP-7EIEB7A\acont | 2023-05-25 09:35 | THOR\acont | 2024-09-08 17:27 | Cloned from MIRCOM MIX-5351AP w/B300-6 | [MIRCOM] [SLC MODULES SENSORS] [*] [#2 SHARED ADDR ¦ SENSORS] DNR w/MIX-2251BR (C), DNR w/MIX-2351RAP (C), MIX-1251AP w/B200SR-LF-WH (C), MIX-1251AP w/B200SR-WH (C), MIX-1251AP w/B210LP (C), MIX-1251AP w/B224RB-WH (C), MIX-1251AP w/B501 (C), MIX-1251B w/ [MIRCOM] [SLC SENSORS] [*] [#4 TYPE ADDR ¦ SENSORS] DNR w/MIX-2251BR (C), DNR w/MIX-2351RAP (C), MIX-1251AP w/B200SR-LF-WH (C), MIX-1251AP w/B200SR-WH (C), MIX-1251AP w/B210LP (C), MIX-1251AP w/B224RB-WH (C), MIX-1251AP w/B501 (C), MIX-1251B w/B200SR-LF-
ae79501b-82d1-443d-8d65-7ce56ab4b224 | NFPA 170 STROBE CEILING |  |  | North | Edwards |  | Strobe |  |  |  | Module | TRUE | 116DEGEX-FJ | ++ | Explosionproof Strobe, Diode Polarized, Ceiling Mount | 1 | [6 empty] | FALSE | TRUE |  |  |  |  | #FF0070C0 | FA-NFPA 170 STROBE CEILING | 1 | FALSE | FALSE | FALSE | 2023 | [13 empty] | FALSE |  |  | EXP |  |  | THOR\acont | 2023-09-14 12:41 | THOR\acont | 2024-09-08 17:27 | Cloned from Edwards 116DEGEX-FJ | [Edwards] [NAC] [24 VFWR] 116DEGEX-FJ (C) [Edwards] [NAC] [24 VDC] 116DEGEX-FJ (C)
9505e64b-3dfb-4007-9def-7ce9c2f5345e | NFPA 170 SMOKE DETECTOR |  |  | North | Kidde |  | Smoke Detector |  |  |  | Module | TRUE | KI-PCD w/KI-ABLT BASE | ++ | Photoelectric smoke and carbon monoxide life safety detector, | 1 | 5.1e-05 | 6.8e-05 |  |  |  |  | FALSE | TRUE |  |  |  |  | #FFFF0000 | FA-NFPA 170 SMOKE DETECTOR | 1 | FALSE | FALSE | FALSE | 1408 | [13 empty] | FALSE | [5 empty] | DESKTOP-7SAL8M7\acont | 2020-01-02 08:38 | THOR\acont | 2024-10-08 16:26 | Cloned from Edwards SIGA-PCD w/SIGA-AB4G-LF BASE | [Kidde] [AUX POWER] [24VDC TC4 LOW] KI-COD w/KI-ABLT BASE (C), KI-HCD w/KI-ABLT BASE, KI-HRD w/KI-ABLT BASE, KI-OSCD w/KI-ABLT BASE, KI-OSD w/KI-ABLT BASE, KI-PCD w/KI-ABLT BASE (C), KI-PD w/KI-ABLT BASE (C), KI-PHCD w/KI-ABLT BASE (C), KI-PHD w/KI-ABLT [Edwards, Kidde] [SLC EST SENSORS] 01 [*] [EST3, iO1000] DS-HFS (C), DS-PS (C), FX-HD w/IB4U BASE, FX-HD w/RB4U BASE, FX-HD w/SB4U BASE, FX-HD w/SB4U-LF BASE, FX-HD wB4U BASE, FX-PD w/B4U BASE (C), FX-PD w/IB4U BASE (C), FX-PD w/SB4U BASE (C), FX-PD w/SB [Kidde] [AUX POWER] [24VDC STEADY LOW] KI-COD w/KI-ABLT BASE (C), KI-HCD w/KI-ABLT BASE, KI-HRD w/KI-ABLT BASE, KI-OSCD w/KI-ABLT BASE, KI-OSD w/KI-ABLT BASE, KI-PCD w/KI-ABLT BASE (C), KI-PD w/KI-ABLT BASE (C), KI-PHCD w/KI-ABLT BASE (C), KI-PHD w/KI-AB [Kidde] [AUX POWER] [24VDC STEADY HIGH] KI-COD w/KI-ABLT BASE (C), KI-HCD w/KI-ABLT BASE, KI-HRD w/KI-ABLT BASE, KI-OSCD w/KI-ABLT BASE, KI-OSD w/KI-ABLT BASE, KI-PCD w/KI-ABLT BASE (C), KI-PD w/KI-ABLT BASE (C), KI-PHCD w/KI-ABLT BASE (C), KI-PHD w/KI-A [Kidde] [AUX POWER] [24VDC TC4 HIGH] KI-COD w/KI-ABLT BASE (C), KI-HCD w/KI-ABLT BASE, KI-HRD w/KI-ABLT BASE, KI-OSCD w/KI-ABLT BASE, KI-OSD w/KI-ABLT BASE, KI-PCD w/KI-ABLT BASE (C), KI-PD w/KI-ABLT BASE (C), KI-PHCD w/KI-ABLT BASE (C), KI-PHD w/KI-ABLT [Kidde] [AUX POWER] [24VDC TC3/TC4 LOW] KI-COD w/KI-ABLT BASE (C), KI-HCD w/KI-ABLT BASE, KI-HRD w/KI-ABLT BASE, KI-OSCD w/KI-ABLT BASE, KI-OSD w/KI-ABLT BASE, KI-PCD w/KI-ABLT BASE (C), KI-PD w/KI-ABLT BASE (C), KI-PHCD w/KI-ABLT BASE (C), KI-PHD w/KI-A [Kidde] [AUX POWER] [24VDC TC3/TC4 HIGH] KI-COD w/KI-ABLT BASE (C), KI-HCD w/KI-ABLT BASE, KI-HRD w/KI-ABLT BASE, KI-OSCD w/KI-ABLT BASE, KI-OSD w/KI-ABLT BASE, KI-PCD w/KI-ABLT BASE (C), KI-PD w/KI-ABLT BASE (C), KI-PHCD w/KI-ABLT BASE (C), KI-PHD w/KI- [Kidde] [SLC EST SENSORS] [*] [#4 TYPE ADDR ¦ SENSORS] DS-HFS (C), DS-PS (C), FX-HD w/IB4U BASE, FX-HD w/RB4U BASE, FX-HD w/SB4U BASE, FX-HD w/SB4U-LF BASE, FX-HD wB4U BASE, FX-PD w/B4U BASE (C), FX-PD w/IB4U BASE (C), FX-PD w/SB4U BASE (C), FX-PD w/SB4U [Kidde] [SLC EST MODULES SENSORS] [*] [#2 SHARED ADDR ¦ SENSORS] DS-HFS (C), DS-PS (C), FX-HD w/IB4U BASE, FX-HD w/RB4U BASE, FX-HD w/SB4U BASE, FX-HD w/SB4U-LF BASE, FX-HD wB4U BASE, FX-PD w/B4U BASE (C), FX-PD w/IB4U BASE (C), FX-PD w/SB4U BASE (C), FX [Edwards, Kidde] [SLC EST MODULES/SENSORS] 01 [*] [iO64] DS-HFS (C), DS-PS (C), FX-HD w/IB4U BASE, FX-HD w/RB4U BASE, FX-HD w/SB4U BASE, FX-HD w/SB4U-LF BASE, FX-HD wB4U BASE, FX-PD w/B4U BASE (C), FX-PD w/IB4U BASE (C), FX-PD w/SB4U BASE (C), FX-PD w/SB
2b1a96b8-d988-4d9f-8ecf-7cec1a4a1c3a | NFPA 170 AMPLIFIER RACK |  |  | North | Edwards |  | Cards & Components |  |  |  | Card | TRUE | 90250A- AMP |  | 300 Watt Amplifier, Card | 1 | 0.05 | 0.2 |  |  |  |  | TRUE | [5 empty] | #FFFF0000 | FA-NFPA 170 AMPLIFIER RACK | 1 | FALSE | FALSE | FALSE | [14 empty] | FALSE | [5 empty] | CARCGL\218019102 | 2021-09-24 12:02 | THOR\acont | 2024-09-08 17:27 | Cloned from Edwards 90250A-801 |  | [Edwards] 90250A- AMP
8334afaf-11e2-4a73-a047-7cef5e31509e | FA-WIREPATH_JUMPER |  |  | North | Generic |  | Miscellaneous |  |  |  | Module | TRUE | WIREPATH JUMPER |  |  | 1 | [6 empty] | FALSE | [5 empty] | #FFFF0000 | FA-FA-WIREPATH_JUMPER | 1 | TRUE | FALSE | FALSE | [14 empty] | FALSE | [7 empty] | THOR\acont | 2024-09-08 17:27
5049124c-a3de-4828-b04c-7cf211a13cf1 | CADGEN STI STOPPER |  |  | North | BluePoint |  | Accessories |  |  |  | Module | TRUE | BP02-402M | ++ | Medical P.S. Hinged Enclosure (No Horn) | 1 | [6 empty] | FALSE | [5 empty] | #FFFF0000 | FA-CADGEN STI STOPPER | 1 | FALSE | FALSE | FALSE | [14 empty] | FALSE | [5 empty] | THOR\acont | 2024-04-12 12:57 | THOR\acont | 2024-09-08 17:27 | Cloned from BluePoint BP02-402P
bff0801a-1feb-49d5-a5bc-7cf728626334 | NFPA 170 OPERATING CONTROL UNIT |  |  | North | Block Definition Only |  | Control Unit |  |  |  | Module | TRUE | NFPA 170 OPERATING CONTROL UNIT |  | NFPA 170 OPERATING CONTROL UNIT | 1 | [12 empty] | #FFFF0000 | FA-NFPA 170 OPERATING CONTROL UNIT | 1 | FALSE | FALSE | FALSE | 207 | [19 empty] | AULAPTOP-PC\Aulaptop | 2020-03-26 07:41 | THOR\acont | 2024-09-08 17:27
9e643601-d750-4be4-90ca-7cfacce8b93a | NFPA 170 HEAT DETECTOR |  |  | North | Edwards |  | Heat Detector |  |  |  | Module | TRUE | SIGA-HRD w/SIGA-SB BASE | ++ | Intelligent fixed temperature/Rate-of-rise heat detector, Standard Detector Base | 1 | 5.1e-05 | 6.8e-05 |  |  |  |  | FALSE | [5 empty] | #FFFF0000 | FA-NFPA 170 HEAT DETECTOR | 1 | FALSE | FALSE | FALSE | 1403 | [13 empty] | FALSE | [7 empty] | THOR\acont | 2024-10-08 16:26 | 20191121 AC Detector with base | [Edwards, Kidde] [SLC EST SENSORS] [*] [#4 TYPE ADDR ¦ SENSORS] KI-DDOS (C), SIGA2-COS w/SIGA-AB4G BASE, SIGA2-COS w/SIGA-AB4G-LF BASE, SIGA2-COS w/SIGA-AB4GT BASE, SIGA2-COS w/SIGA-IB BASE, SIGA2-COS w/SIGA-RB BASE, SIGA2-COS w/SIGA-SB BASE, SIGA2-HCOS [Edwards, Kidde] [SLC EST MODULES SENSORS] [*] [#2 SHARED ADDR ¦ SENSORS] KI-DDOS (C), SIGA2-COS w/SIGA-AB4G BASE, SIGA2-COS w/SIGA-AB4G-LF BASE, SIGA2-COS w/SIGA-AB4GT BASE, SIGA2-COS w/SIGA-IB BASE, SIGA2-COS w/SIGA-RB BASE, SIGA2-COS w/SIGA-SB BASE, S [Edwards, Kidde] [SLC EST SENSORS] 01 [*] [EST3, iO1000] DS-HFS (C), DS-PS (C), FX-HD w/IB4U BASE, FX-HD w/RB4U BASE, FX-HD w/SB4U BASE, FX-HD w/SB4U-LF BASE, FX-HD wB4U BASE, FX-PD w/B4U BASE (C), FX-PD w/IB4U BASE (C), FX-PD w/SB4U BASE (C), FX-PD w/SB [Edwards, Kidde] [SLC EST MODULES/SENSORS] 01 [*] [iO64] DS-HFS (C), DS-PS (C), FX-HD w/IB4U BASE, FX-HD w/RB4U BASE, FX-HD w/SB4U BASE, FX-HD w/SB4U-LF BASE, FX-HD wB4U BASE, FX-PD w/B4U BASE (C), FX-PD w/IB4U BASE (C), FX-PD w/SB4U BASE (C), FX-PD w/SB
44cb4d46-c17b-4c35-9955-7cfdc3208432 |  |  |  | North | Siemens | [5 empty] | Module | TRUE | LK-11 | 500-695350 | LK-11 LOCKING KIT (50 PCS) FOR DB-11/DB-11E | 1 | [12 empty] | #FFFFFFFF |  |  | FALSE | FALSE | FALSE | [20 empty] | DESKTOP-7SAL8M7\acont | 2019-08-13 09:04 | THOR\acont | 2024-10-09 10:48
ac193c24-4836-4f2d-9cf4-7d0148bb47d8 | NFPA 170 SMOKE DETECTOR |  |  | North | Monaco Enterprises |  | Smoke Detector |  |  |  | Module | TRUE | 723-601-00 w/729-215-00 | ++ | Intelligent Photoelectric Smoke Detector, Plug-in, Low Profile, Remote Test in Duct, AP/CLIP, White, Type II, 4" Standard Base | 1 | 0.0002 | 0.002 |  |  |  |  | FALSE | TRUE |  |  |  |  | #FFFF0000 | FA-NFPA 170 SMOKE DETECTOR | 1 | FALSE | FALSE | FALSE | 1408 | [13 empty] | FALSE | [5 empty] | THOR\acont | 2023-10-02 08:45 | THOR\acont | 2024-09-08 17:27 | Cloned from Monaco Enterprises 723-601-00 | [Monaco Enterprises] [SLC SENSORS] 01 [*] 721-121-00 w/B200SR-LF-WH (C), 721-121-00 w/B200SR-WH (C), 721-121-00 w/B210LP (C), 721-121-00 w/B224RB-WH (C), 721-121-00 w/B501 (C), 721-124-00 w/B200SR-LF-WH (C), 721-124-00 w/B200SR-WH (C), 721-124-00 w/B210L [Monaco Enterprises] [SLC MODULES SENSORS] 01 [*] 708-026-01, 708-031-00, 721-121-00 w/B200SR-LF-WH (C), 721-121-00 w/B200SR-WH (C), 721-121-00 w/B210LP (C), 721-121-00 w/B224RB-WH (C), 721-121-00 w/B501 (C), 721-124-00 w/B200SR-LF-WH (C), 721-124-00 w/B
9aba92e4-75e6-4d49-8ac9-7d01880c49be | NFPA 170 REMOTE ANNUNCIATOR |  |  | North | Siemens |  | Remote Annunciator |  |  |  | Module | TRUE | FSD901-U3 |  | CARD, FSD901-U3 Main Board | 1 | 0.06 | 0.07 |  |  |  |  | TRUE | [5 empty] | #FFFF0000 | FA-NFPA 170 REMOTE ANNUNCIATOR | 1 | FALSE | FALSE | FALSE | [20 empty] | AULAPTOP-PC\Aulaptop | 2019-04-20 13:33 | THOR\acont | 2024-09-08 17:27 |  | [Bosch, Siemens] [AUX POWER] [*] B465, CPYEC-2-24, CPY-HLI, CPY-MTS, FSD901, FSD901-R3, FSD901-U3, SSD, SSD-C, SSD-C-INT, SSD-C-REM, SSD-INT, SSD-LOC [Bosch, Siemens] [AUX POWER] B465, CPYEC-2-24, CPY-HLI, CPY-MTS, FSD901 Main Board, FSD901-R3 Main Board, FSD901-U3 Main Board, SSD, SSD-C, SSD-C-INT, SSD-C-REM, SSD-INT, SSD-LOC [Siemens] [RS-485] FSD901, FSD901-R3, FSD901-U3, SSD, SSD-C, SSD-C-INT, SSD-C-REM, SSD-INT, SSD-LOC
1b011662-ea40-4120-a4ae-7d0192dd26ca | NFPA 170 HORN |  |  | North | Eaton Wheelock |  | Horn |  |  |  | Module | TRUE | HNW | ++ | Horn, White | 1 | [6 empty] | FALSE | FALSE |  |  |  |  | #FF0070C0 | FA-NFPA 170 HORN | 1 | FALSE | FALSE | FALSE | 2010 | [13 empty] | FALSE | [7 empty] | THOR\acont | 2024-09-08 17:27 |  | [Eaton Wheelock] [NAC] [ULMAX @99dBA] HNR, HNW
680ca716-3cc7-4a58-92fc-7d027b82ad1e | NFPA 170 REMOTE EVACUATION AMPLIFIER CABINET |  |  | North | Silent Knight |  | Amplifier Cabinet |  |  |  | Module | TRUE | EVS-RCU | ++ | Supervised Remote Command Unit | 1 | 0.1 | 0.15 |  |  |  |  | FALSE |  |  |  | Flush Mount Dimensions: 20.25”W x 26.75”H x 2.5”– 3”D (51.4 W x 68 H x 6.4–7.6 D cm) Overall Dimensions: 20”W x 26.5”H x 4.6”D (50.75 W x 67.3 H x 11.8 D cm) |  | #FFFF0000 | FA-NFPA 170 REMOTE EVACUATION AMPLIFIER CABINET | 1 | FALSE | FALSE | FALSE | 301 | [13 empty] | FALSE | [5 empty] | DESKTOP-7EIEB7A\acont | 2023-02-24 17:54 | THOR\acont | 2024-09-08 17:27 | Cloned from Silent Knight EVS-LOC | [Silent Knight, Stanley Security Solutions] [VBUS] EVS-100W MAIN BOARD, EVS-125W MAIN BOARD, EVS-50W MAIN BOARD, EVS-INT50W, EVS-LOC, EVS-RCU, VIP-50 Main Board [Silent Knight] [SBUS] [*] [SBUS ++] 5635R, 5635W, 5815XL, 5860, 5860R, 5865-3, 5865-4, 6815, 6855, 6860, EVS-LOC, EVS-RCU, RA-100, RA-1000, RA-1000R, RA-2000, SK-5210, SK-5217
0f49a66d-e66b-497c-a4eb-7d0b0e9d4f2f | NFPA 170 DGP |  |  | North | Gamewell FCI |  | Control Panel |  |  |  | Assembly | TRUE | SBB-C4 |  | Backbox, 3 chassis, (Black) | 1 | [6 empty] | FALSE | [5 empty] | #FFFF0000 | FA-NFPA 170 DGP | 1 | FALSE | FALSE | FALSE | [9 empty] | 7,12,18 |  |  |  |  | TRUE | [7 empty] | THOR\acont | 2024-09-08 17:27
23901c4c-e764-400a-b2ab-7d0f55e7f5a2 | NFPA 170 AMPLIFIER RACK | RISER AMP |  | North | Edwards |  | Amplifier |  |  |  | Assembly | TRUE | ANS50XR |  | 50W Audio Expander Panel, Red | 1 | [6 empty] | FALSE | [5 empty] | #FFFF0000 | FA-NFPA 170 AMPLIFIER RACK | 1 | FALSE | FALSE | FALSE | 300 | [8 empty] | 7,12,18 |  |  |  |  | TRUE | [7 empty] | THOR\acont | 2024-09-08 17:27
2a491f78-2e14-4b40-a8bc-7d10261bae6c |  |  |  | North | Monaco Enterprises |  | Cards & Components |  |  |  | Card | TRUE | 227-866-xx MAIN BOARD |  | 227-866-xx MAIN BOARD | 1 | [6 empty] | TRUE | [5 empty] | #FFFFFFFF |  |  | FALSE | FALSE | FALSE | [20 empty] | AULAPTOP-PC\Aulaptop | 2019-04-20 02:49 | THOR\acont | 2024-10-09 10:48 |  |  | [Monaco Enterprises] 227-866-xx MAIN BOARD
48c8f499-7add-4670-bedd-7d15dc1bd86a | NFPA 170 HORN STROBE |  |  | North | Eaton Wheelock |  | Horn/Strobe |  |  |  | Module | TRUE | RSSP-24MCW-FR |  | Strobe Plate, 24 Vdc, red, selectable, | 1 | 0 | 0.253 |  |  |  |  | FALSE | FALSE |  |  |  |  | #FF0070C0 | FA-NFPA 170 HORN STROBE | 1 | FALSE | FALSE | FALSE | 2012 | [13 empty] | FALSE | [7 empty] | THOR\acont | 2024-09-08 17:27 |  | [Eaton Wheelock] [NAC] RSSP-24MCW-FR, RSSP-24MCW-FW
4423e123-b172-41ee-9c70-7d190449caf5 |  |  |  | North | Edwards |  | Hardware |  |  |  | Hardware | TRUE | 3-LKR |  | Russian Template | 1 | [6 empty] | FALSE | [5 empty] | #FFFFFFFF |  |  | FALSE | FALSE | FALSE | [14 empty] | FALSE | [7 empty] | THOR\acont | 2024-10-09 10:48
8a5e7223-acaf-45c3-835a-7d1b096ca460 | NFPA 170 ADDRESSABLE INPUT MONITOR MODULE |  |  | North | Bosch |  | Addressable Module |  |  |  | Module | TRUE | FLM-325-IM | ++ | Contact monitor, class A, 4" | 1 | 0.000339 | 0.000358 |  |  | 24 | [7 empty] | #FFFF0000 | FA-NFPA 170 ADDRESSABLE INPUT MONITOR MODULE | 1 | FALSE | FALSE | FALSE | [20 empty] | DESKTOP-7EIEB7A\acont | 2022-08-28 09:06 | THOR\acont | 2024-09-08 17:27 | Cloned from Bosch FLM-325-I4-A | [Bosch] [SLC BOSCH MODULES SENSORS] [*] [#02 MODULES ++] FLM-325-2I4, FLM-325-2R4-2A, FLM-325-2R4-2AI, FLM-325-2R4-8A, FLM-325-2R4-8AI, FLM-325A, FLM-325-CZM4, FLM-325-I4-A, FLM-325-I4-AI, FLM-325-IM, FLM-325-NA4, FLM-325-NAI4, FMM-325A, FMM-325A-D, FMM- | [Bosch] FLM-325-I4-A, FLM-325-I4-AI, FLM-325-IM
4bee216d-1e0d-4a56-82aa-7d1c08ba0202 | NFPA 170 HORN STROBE CEILING |  |  | North | Simplex |  | Horn/Strobe |  |  |  | Module | TRUE | 49AVH-APPLC-O-BA | + | Audible/Visible Notification Appliances, Weatherproof Ceiling Mount Multi-Candela Horn/Strobe, Specify Cover, Assembled in USA | 1 | 0 | 0 |  |  |  |  | TRUE | TRUE |  |  |  |  | #FF0070C0 | FA-NFPA 170 HORN STROBE CEILING | 1 | FALSE | FALSE | FALSE | 2013 | [16 empty] | C, WP |  |  | DESKTOP-7EIEB7A\acont | 2022-02-21 13:55 | THOR\acont | 2024-09-08 17:27 | Cloned from Autocall A49AVH-APPLC-O-BA | [Autocall, Simplex] [IDNac] [23VDC, STEADY HIGH] 49AVH-APPLC-O (C), 49AVH-APPLC-O-BA (C), A49AVH-APPLC-O (C), A49AVH-APPLC-O-BA (C)
05851924-e1e4-4029-a90c-7d1f3df1ff4e | NFPA 170 GAS DETECTOR |  |  | North | Potter |  | Gas Detection |  |  |  | Module | TRUE | PAD100-CD w/PAD100-SPKB | + | Carbon-Monoxide Detector with 6" Base with Speaker Module Included | 1 | 0.00045 | 0.00045 |  |  |  |  | FALSE | [5 empty] | #FFFF0000 | FA-NFPA 170 GAS DETECTOR | 1 | FALSE | FALSE | FALSE | 1402 | [13 empty] | FALSE |  |  | SB |  |  | DESKTOP-7SAL8M7\acont | 2020-02-21 07:06 | THOR\acont | 2024-09-08 17:27 | Cloned from Potter PAD100-CD w/PAD100-SB | [Potter] [AUDIO 25v] [25V AUDIO] PAD100-CD w/PAD100-SPKB, PAD100-HD w/PAD100-SPKB, PAD100-PD w/PAD100-SPKB (C), PAD100-PHD w/PAD100-SPKB (C), PAD100-PHD w/PAD100-SPKB (Split) (C), PAD100-SPKB, PAD200-PCD w/PAD100-SPKB (C), PAD200-PCD w/PAD100-SPKB (Split [Potter] [SLC PAD] [*] [#2 SHARED ADDR ¦ SENSORS] PAD100-CD w/PAD100-4DB, PAD100-CD w/PAD100-6DB, PAD100-CD w/PAD100-IB, PAD100-CD w/PAD100-LFSB, PAD100-CD w/PAD100-RB, PAD100-CD w/PAD100-SB, PAD100-CD w/PAD100-SPKB, PAD100-DUCT (C), PAD100-DUCTR (C), PA [Potter] [AUDIO 70.7v] [70V AUDIO] PAD100-CD w/PAD100-SPKB, PAD100-HD w/PAD100-SPKB, PAD100-PD w/PAD100-SPKB (C), PAD100-PHD w/PAD100-SPKB (C), PAD100-PHD w/PAD100-SPKB (Split) (C), PAD100-SPKB, PAD200-PCD w/PAD100-SPKB (C), PAD200-PCD w/PAD100-SPKB (Spl
8ab8c69b-95b3-46b1-9349-7d20f26d99a7 | NFPA 170 SPEAKER STROBE |  |  | North | Hochiki |  | Speaker/Strobe |  |  |  | Module | TRUE | E60-24MCWH-FW |  | Speaker/Strobe, 24 VDC, Multi-Candela, , 25/70 Vrms, white | 1 | 0 | 0.455 |  |  |  |  | FALSE | FALSE |  | *Refer to Install Sheet |  |  | #FF0070C0 | FA-NFPA 170 SPEAKER STROBE | 1 | FALSE | FALSE | FALSE | 2019 | [13 empty] | FALSE | [7 empty] | THOR\acont | 2024-09-08 17:27 |  | [Eaton Wheelock, Hochiki] [NAC] E60-24MCWH-FR, E60-24MCWH-FW [Eaton Wheelock, Hochiki] [AUDIO 25v] [25V AUDIO] E60-24MCC-FR (C), E60-24MCC-FW (C), E60-24MCCH-FR (C), E60-24MCCH-FW (C), E60-24MCW-FR, E60-24MCW-FW, E60-24MCWH-FR, E60-24MCWH-FW, E60-R, E60-W [Eaton Wheelock, Hochiki] [AUDIO 70.7v] [70V AUDIO] E60-24MCC-FR (C), E60-24MCC-FW (C), E60-24MCCH-FR (C), E60-24MCCH-FW (C), E60-24MCW-FR, E60-24MCW-FW, E60-24MCWH-FR, E60-24MCWH-FW, E60-R, E60-W
b74731e5-61b3-431d-9174-7d226765223d |  |  |  | North | Edwards |  | Hardware |  |  |  | Hardware | TRUE | 271-KG1-F3 |  | Replacement Breakglass Pack - Arabic/English | 1 | [6 empty] | FALSE | [5 empty] | #FFFFFFFF |  |  | FALSE | FALSE | FALSE | [14 empty] | FALSE | [7 empty] | THOR\acont | 2024-10-09 10:48
db454c3f-8897-44c3-bbd1-7d29a876dbce | NFPA 170 SMOKE DETECTOR |  |  | North | Monaco Enterprises |  | Smoke Detector |  |  |  | Module | TRUE | 723-601-00 w/729-228-00 | ++ | Intelligent Photoelectric Smoke Detector, Plug-in, Low Profile, Remote Test in Duct, AP/CLIP, White, Type II, 6" Standard Base | 1 | 0.0002 | 0.002 |  |  |  |  | FALSE | TRUE |  |  |  |  | #FFFF0000 | FA-NFPA 170 SMOKE DETECTOR | 1 | FALSE | FALSE | FALSE | 1408 | [13 empty] | FALSE | [5 empty] | THOR\acont | 2023-10-02 09:03 | THOR\acont | 2024-09-08 17:27 | Cloned from Monaco Enterprises 723-601-00 w/729-215-00 | [Monaco Enterprises] [SLC MODULES SENSORS] 01 [*] 708-026-01, 708-031-00, 721-121-00 w/B200SR-LF-WH (C), 721-121-00 w/B200SR-WH (C), 721-121-00 w/B210LP (C), 721-121-00 w/B224RB-WH (C), 721-121-00 w/B501 (C), 721-124-00 w/B200SR-LF-WH (C), 721-124-00 w/B [Monaco Enterprises] [SLC SENSORS] 01 [*] 721-121-00 w/B200SR-LF-WH (C), 721-121-00 w/B200SR-WH (C), 721-121-00 w/B210LP (C), 721-121-00 w/B224RB-WH (C), 721-121-00 w/B501 (C), 721-124-00 w/B200SR-LF-WH (C), 721-124-00 w/B200SR-WH (C), 721-124-00 w/B210L
2eade01d-3296-4838-8885-7d2b1d68b4e3 |  |  |  | North | Edwards |  | Hardware |  |  |  | Hardware | TRUE | QS1-1-G-2-SP |  | OBSOLETE - FAP w/ 1 Option Card Space, Gray, Spanish, 230V | 1 | [6 empty] | FALSE | [5 empty] | #FFFFFFFF |  |  | FALSE | FALSE | FALSE | [14 empty] | FALSE | [7 empty] | THOR\acont | 2024-10-09 10:48
5a03a2fa-066d-4623-bc3e-7d2d672fcea9 |  |  |  | North | Edwards |  | Cards & Components |  |  |  | Card | TRUE | SLU-16R |  | Sixteen Red LED Module | 1 | 0.001 | 0.018 |  |  |  |  | TRUE | [5 empty] | #FFFFFFFF |  |  | FALSE | FALSE | FALSE | [14 empty] | FALSE | [7 empty] | THOR\acont | 2024-10-09 10:48
55ac686c-2912-45a7-9f2b-7d30d2c0e7a8 | DATA OUTLET |  |  | North | Generic | Structured Cabling | Data Telecom |  |  |  | Module | TRUE | Data Outlet |  | Data Outlet | 1 | [6 empty] | TRUE | [5 empty] | #FFFF0000 | FA-DATA OUTLET | 1 | FALSE | FALSE | FALSE | [20 empty] | XPS-17-9710\August | 2024-04-04 07:02 | THOR\acont | 2024-09-08 17:27
406e19c2-bb4b-4287-aead-7d33e6b76075 | NFPA 170 SPEAKER CEILING |  |  | North | Eaton Wheelock |  | Speaker |  |  |  | Module | TRUE | LSPKRC-AL |  | CEILING SPEAKER "ALERT" MARKING | 1 | [6 empty] | TRUE | TRUE |  |  |  |  | #FF0070C0 | FA-NFPA 170 SPEAKER CEILING | 1 | FALSE | FALSE | FALSE | 2019 | [16 empty] | C |  |  | DESKTOP-QMKR22O\aucon | 2020-07-31 11:11 | THOR\acont | 2024-09-08 17:27 |  | [Eaton Wheelock] [AUDIO 25v] [25V AUDIO] LSPKC (C), LSPKRC (C), LSPKRC-AL (C), LSPKRC-N (C), LSPKWC (C), LSPKWC-AL (C), LSPKWC-N (C), LSPSTC3 (C), LSPSTR3, LSPSTR3-AL, LSPSTR3-ALA, LSPSTR3-N, LSPSTR3-NA, LSPSTRC3 (C), LSPSTRC3-AL (C), LSPSTW3, LSPSTW3-AL [Eaton Wheelock] [AUDIO 70.7v] [70V AUDIO] LSPKC (C), LSPKRC (C), LSPKRC-AL (C), LSPKRC-N (C), LSPKWC (C), LSPKWC-AL (C), LSPKWC-N (C), LSPSTC3 (C), LSPSTR3, LSPSTR3-AL, LSPSTR3-ALA, LSPSTR3-N, LSPSTR3-NA, LSPSTRC3 (C), LSPSTRC3-AL (C), LSPSTW3, LSPSTW3-
491e88e2-fd6d-4adf-820b-7d3566026479 |  |  |  | North | Edwards |  | Cards & Components |  |  |  | Card | TRUE | 3-ANNCPU3 | + | Annunciator CPU | 1 | 0.144 | 0.144 |  |  |  |  | TRUE | [5 empty] | #FFFFFFFF |  |  | FALSE | FALSE | FALSE | [14 empty] | FALSE | [7 empty] | THOR\acont | 2024-10-09 10:48 |  | [Edwards] [RS-485] 3-ANNCPU3, 4-16ANN, 4-2ANN, 4-ANNCPU
02548f88-72f1-4ada-83fe-7d37b7093cd9 |  |  |  | North | Potter |  | Cards & Components |  |  |  | Card | TRUE | SLCE-127 (50pt) | + | SLC Loop Expander | 1 | 0.06 | 0.06 |  |  |  |  | TRUE | [5 empty] | #FFFFFFFF |  |  | FALSE | FALSE | FALSE | [14 empty] | FALSE | [7 empty] | THOR\acont | 2024-10-09 10:48 |  | [Potter] [P-LINK] [*] PAD100-SLCE (100pt), PAD100-SLCE (127pt), PAD100-SLCE (50pt), SLCE-127 (100pt), SLCE-127 (127pt), SLCE-127 (50pt) | [Potter] SLCE-127 (50pt)
0b584777-92db-4997-975d-7d44c51e2821 | NFPA 170 FIRE ALARM CONTROL UNIT | RISER FACP |  | North | DMP |  | Fire Alarm Control Unit |  |  |  | Assembly | TRUE | XR550FC |  | XR550 Fire Control Panel | 1 | [6 empty] | FALSE | FALSE |  |  |  |  | #FFFF0000 | FA-NFPA 170 FIRE ALARM CONTROL UNIT | 1 | FALSE | FALSE | FALSE | 202 | [8 empty] | 7,12,18 |  |  |  |  | TRUE | [5 empty] | AUGUSTXPS17-EUP\aucon | 2022-11-29 14:38 | THOR\acont | 2024-09-08 17:27 | Cloned from DMP XR550
c2f3d2df-1e12-4a0f-ad7d-7d554a7f8393 |  |  |  | North | Gamewell FCI |  | Cards & Components |  |  |  | Card | TRUE | 1100-1324 | + | INI-VGX-UTP (Voice Transponder Gateway-unshielded twisted-pair only) | 1 | 0.15 | 0.15 |  |  |  |  | TRUE | [5 empty] | #FFFFFFFF |  |  | FALSE | FALSE | FALSE | [14 empty] | FALSE | [5 empty] | DESKTOP-7SAL8M7\acont | 2019-04-25 16:31 | THOR\acont | 2024-10-09 10:48 | Cloned from Gamewell 1100-1325 CLONED CLONED | [Gamewell FCI] [ARCNET] 1100-1322, 1100-1324, 1100-1326, INI-VGC, INI-VGE, INI-VGX [Gamewell FCI] [AUX POWER] [*] 1100-0455, 1100-0503, 1100-0505, 1100-1321, 1100-1322, 1100-1323, 1100-1324, 1100-1325, 1100-1326, ANU-48, ASM-16, INI-VGC, INI-VGE, INI-VGX, LCD-7100 MAIN CARD, LCD-E3, LCD-SLP, LCD-SLP MAIN BOARD, M34-110, M34-56, NGA, RA | [Gamewell FCI] 1100-1321, 1100-1322, 1100-1323, 1100-1324, 1100-1325, 1100-1326, INI-VGC, INI-VGE, INI-VGX
fe4027d0-04c4-42c3-b248-7d5659a6ccf1 | NFPA 170 HORN STROBE |  |  | North | System Sensor |  | Horn/Strobe |  |  |  | Module | TRUE | P2WL-SP | + | 2-Wire, Horn Strobe, White, Fuego | 1 | 0 | 0.245 |  |  |  |  | FALSE | [5 empty] | #FF0070C0 | FA-NFPA 170 HORN STROBE | 1 | FALSE | FALSE | FALSE | 2012 | [13 empty] | FALSE | [7 empty] | THOR\acont | 2024-09-08 17:27 |  | [System Sensor] [NAC] [24VFWR, TEMPORAL HIGH] P2GRL, P2GWL, P2RL, P2RL w/WAV-RL, P2RL-P, P2RL-SP, P2WL, P2WL w/ WAV-WL, P2WL-P, P2WL-SP [System Sensor] [NAC] [24VDC, TEMPORAL HIGH] P2GRL, P2GWL, P2RL, P2RL w/WAV-RL, P2RL-P, P2RL-SP, P2WL, P2WL w/ WAV-WL, P2WL-P, P2WL-SP [System Sensor] [NAC] [12VDC, TEMPORAL HIGH] P2GRL, P2GWL, P2RL, P2RL w/WAV-RL, P2RL-P, P2RL-SP, P2WL, P2WL w/ WAV-WL, P2WL-P, P2WL-SP
9798aeb8-9ccb-41b2-a61a-7d57aa6febe4 | CADGEN MOTION DETECTOR WALL |  |  | North | Bosch |  | Motion Detector |  |  |  | Module | TRUE | ISC-CDL1-WA15GE | ++ | Motion detector anti-mask 15m, FR | 1 | 0.015 | 0.035 |  |  | 12 |  | FALSE | [5 empty] | #FFFF0000 | FA-CADGEN MOTION DETECTOR WALL | 1 | FALSE | FALSE | FALSE | [14 empty] | FALSE | [5 empty] | DESKTOP-7EIEB7A\acont | 2022-07-26 11:23 | THOR\acont | 2024-09-08 17:27 | Cloned from Bosch ISC-CDL1-WA15G | [Bosch, Optex] [ACCESS CONTROL INPUT] [*] [INPUT] DS1101i, DS1102i, DS1103i, DS1108i, DS936 (C), DS9360 (C), DS936B (C), DS936-CHI (C), DS936-FRA (C), DS937 (C), DS9370 (C), DS9371 (C), DS939 (C), DS939-CHI (C), FX-360 (C), ISC-BDL2-W12G, ISC-BDL2-W12GE, [Bosch, Optex] [IDC] 01 [INPUT] DS1101i, DS1102i, DS1103i, DS1108i, DS936 (C), DS9360 (C), DS936B (C), DS936-CHI (C), DS936-FRA (C), DS937 (C), DS9370 (C), DS9371 (C), DS939 (C), DS939-CHI (C), FX-360 (C), ISC-BDL2-W12G, ISC-BDL2-W12GE, ISC-BDL2-W12HE, I [BluePoint, Bosch, Honeywell] [AUX POWER] [*] [12VDC ++] BP01-302, BP01-303, D125B, D185, DS1101i, DS1102i, DS1103i, DS1108i, DS936 (C), DS9360 (C), DS936B (C), DS936-CHI (C), DS936-FRA (C), DS937 (C), DS9370 (C), DS9371 (C), DS939 (C), DS939-CHI (C), EN
00fbc380-fdbf-4d82-8d82-7d592472e1a2 | NFPA 170 FIRE ALARM CONTROL UNIT | RISER FACP |  | North | Kidde |  | Fire Alarm Control Unit |  |  |  | Assembly | TRUE | VM-1R |  | FACP complete system with user interface, CPU, one addressable loop, four Class B NACs, Universal 11... | 1 | [6 empty] | FALSE | [5 empty] | #FFFF0000 | FA-NFPA 170 FIRE ALARM CONTROL UNIT | 1 | FALSE | FALSE | FALSE | 202 | [8 empty] | 7,12,18 |  |  |  |  | TRUE | [7 empty] | THOR\acont | 2024-09-08 17:27
61e60ccf-0257-4632-b9de-7d5d97bcd0d7 | NFPA 170 SPEAKER STROBE |  |  | North | Potter |  | Speaker/Strobe |  |  |  | Module | TRUE | WCSPKSTR-24GR |  | Weatherproof Plain Green Speaker/Strobe, Wall, Red | 1 | 0 | 0.36 |  |  |  |  | FALSE | [5 empty] | #FF0070C0 | FA-NFPA 170 SPEAKER STROBE | 1 | FALSE | FALSE | FALSE | 2019 |  |  | 7320-0328:0206 | [10 empty] | FALSE | [7 empty] | THOR\acont | 2024-09-08 17:27 |  | [Gentex, Hochiki, Potter] [AUDIO 25v] [25V AUDIO] CSPKSTR-24AR (C), CSPKSTR-24AW (C), CSPKSTR-24BR (C), CSPKSTR-24BW (C), CSPKSTR-24GR (C), CSPKSTR-24GW (C), CSPKSTR-24RR (C), CSPKSTR-24RW (C), FASPKR-R (C), FASPKR-W (C), FASPKR-WR, FASPKR-WW, FASPK-WPR, [Potter] [NAC] [UL MAX] CSPKSTR-24GR (C), CSPKSTR-24GW (C), WCSPKSTR-24GR, WCSPKSTR-24GW [Gentex, Hochiki, Potter] [AUDIO 70.7v] [70V AUDIO] CSPKSTR-24AR (C), CSPKSTR-24AW (C), CSPKSTR-24BR (C), CSPKSTR-24BW (C), CSPKSTR-24GR (C), CSPKSTR-24GW (C), CSPKSTR-24RR (C), CSPKSTR-24RW (C), FASPKR-R (C), FASPKR-W (C), FASPKR-WR, FASPKR-WW, FASPK-WP
e7f48105-8fa3-4fe3-ad37-7d5fd5565f3f | NFPA 170 HEAT DETECTOR |  |  | North | MIRCOM |  | Heat Detector |  |  |  | Module | TRUE | MIX-5251B w/B200SR | + | White, Low-profile 135°F fixed thermal sensor, Sounder Base | 1 | 0.0003 | 0.0065 |  |  |  |  | FALSE | TRUE |  |  |  |  | #FFFF0000 | FA-NFPA 170 HEAT DETECTOR | 1 | FALSE | FALSE | FALSE | 1403 | [13 empty] | FALSE |  |  | 135° |  |  | DESKTOP-7SAL8M7\acont | 2019-04-12 13:12 | THOR\acont | 2024-09-08 17:27 | 20191121 AC Detector with base | [MIRCOM] [SLC SENSORS] [*] [#4 TYPE ADDR ¦ SENSORS] DNR w/MIX-2251BR (C), DNR w/MIX-2351RAP (C), MIX-1251AP w/B200SR-LF-WH (C), MIX-1251AP w/B200SR-WH (C), MIX-1251AP w/B210LP (C), MIX-1251AP w/B224RB-WH (C), MIX-1251AP w/B501 (C), MIX-1251B w/B200SR-LF- [MIRCOM, Monaco Enterprises] [AUX POWER] 721-121-00 w/B200SR-WH (C), 721-124-00 w/B200SR-WH (C), 722-121-00 w/B200SR-WH (C), 722-406-00 w/B200SR-WH (C), 723-345-00 w/B200SR-WH (C), 723-353-00 w/B200SR-WH (C), 723-361-00 w/B200SR-WH (C), MIX-1251AP w/B200 [MIRCOM] [SLC MODULES SENSORS] [*] [#2 SHARED ADDR ¦ SENSORS] DNR w/MIX-2251BR (C), DNR w/MIX-2351RAP (C), MIX-1251AP w/B200SR-LF-WH (C), MIX-1251AP w/B200SR-WH (C), MIX-1251AP w/B210LP (C), MIX-1251AP w/B224RB-WH (C), MIX-1251AP w/B501 (C), MIX-1251B w/
e3e53fdc-390a-4d3a-82bc-7d6087a73b3e |  |  |  | North | Bosch | [5 empty] | Module | TRUE | PB-NDI4502A | * | BOSCH 2MP INDOOR DOME | 1 | [12 empty] | #FFFFFFFF |  |  | FALSE | FALSE | FALSE | [20 empty] | DESKTOP-7EIEB7A\acont | 2021-08-13 06:25 | THOR\acont | 2024-10-09 10:48
e14ea235-bc5c-4184-a0ed-7d64db394149 |  |  |  | North | Advanced |  | Cards & Components |  |  |  | Card | TRUE | AV-AMP-80 |  |  | 1 | 0.035 | 0.22 |  |  |  |  | TRUE | [5 empty] | #FFFFFFFF |  |  | FALSE | FALSE | FALSE | [20 empty] | DESKTOP-QMKR22O\aucon | 2020-07-31 08:44 | THOR\acont | 2024-10-09 10:48 |  |  | [Advanced] AV-AMP-80, AV-VB MAIN CARD
545c235f-8371-488e-a7fc-7d690d309679 | NFPA 170 GAS DETECTOR |  |  | North | Kidde |  | Gas Detection |  |  |  | Module | TRUE | KIR-COD w/KI-ABLT BASE | ++ | Intelligent Carbon Monoxide Detector | 1 | 5.1e-05 | 6.8e-05 |  |  |  |  | FALSE | TRUE |  |  |  |  | #FFFF0000 | FA-NFPA 170 GAS DETECTOR | 1 | FALSE | FALSE | FALSE | 1408 | [13 empty] | FALSE | [5 empty] | DESKTOP-7EIEB7A\acont | 2023-05-24 19:06 | THOR\acont | 2024-09-08 17:27 | Cloned from Kidde KI-COD w/KI-ABLT BASE | [Kidde] [SLC EST MODULES SENSORS] [*] [#2 SHARED ADDR ¦ SENSORS] DS-HFS (C), DS-PS (C), FX-HD w/IB4U BASE, FX-HD w/RB4U BASE, FX-HD w/SB4U BASE, FX-HD w/SB4U-LF BASE, FX-HD wB4U BASE, FX-PD w/B4U BASE (C), FX-PD w/IB4U BASE (C), FX-PD w/SB4U BASE (C), FX [Kidde] [AUX POWER] [24VDC TC3/TC4 HIGH] KI-COD w/KI-ABLT BASE (C), KI-HCD w/KI-ABLT BASE, KI-HRD w/KI-ABLT BASE, KI-OSCD w/KI-ABLT BASE, KI-OSD w/KI-ABLT BASE, KI-PCD w/KI-ABLT BASE (C), KI-PD w/KI-ABLT BASE (C), KI-PHCD w/KI-ABLT BASE (C), KI-PHD w/KI- [Kidde] [AUX POWER] [24VDC TC4 LOW] KI-COD w/KI-ABLT BASE (C), KI-HCD w/KI-ABLT BASE, KI-HRD w/KI-ABLT BASE, KI-OSCD w/KI-ABLT BASE, KI-OSD w/KI-ABLT BASE, KI-PCD w/KI-ABLT BASE (C), KI-PD w/KI-ABLT BASE (C), KI-PHCD w/KI-ABLT BASE (C), KI-PHD w/KI-ABLT [Edwards, Kidde] [SLC EST SENSORS] 01 [*] [EST3, iO1000] DS-HFS (C), DS-PS (C), FX-HD w/IB4U BASE, FX-HD w/RB4U BASE, FX-HD w/SB4U BASE, FX-HD w/SB4U-LF BASE, FX-HD wB4U BASE, FX-PD w/B4U BASE (C), FX-PD w/IB4U BASE (C), FX-PD w/SB4U BASE (C), FX-PD w/SB [Kidde] [SLC EST SENSORS] [*] [#4 TYPE ADDR ¦ SENSORS] DS-HFS (C), DS-PS (C), FX-HD w/IB4U BASE, FX-HD w/RB4U BASE, FX-HD w/SB4U BASE, FX-HD w/SB4U-LF BASE, FX-HD wB4U BASE, FX-PD w/B4U BASE (C), FX-PD w/IB4U BASE (C), FX-PD w/SB4U BASE (C), FX-PD w/SB4U [Kidde] [AUX POWER] [24VDC STEADY HIGH] KI-COD w/KI-ABLT BASE (C), KI-HCD w/KI-ABLT BASE, KI-HRD w/KI-ABLT BASE, KI-OSCD w/KI-ABLT BASE, KI-OSD w/KI-ABLT BASE, KI-PCD w/KI-ABLT BASE (C), KI-PD w/KI-ABLT BASE (C), KI-PHCD w/KI-ABLT BASE (C), KI-PHD w/KI-A [Kidde] [AUX POWER] [24VDC STEADY LOW] KI-COD w/KI-ABLT BASE (C), KI-HCD w/KI-ABLT BASE, KI-HRD w/KI-ABLT BASE, KI-OSCD w/KI-ABLT BASE, KI-OSD w/KI-ABLT BASE, KI-PCD w/KI-ABLT BASE (C), KI-PD w/KI-ABLT BASE (C), KI-PHCD w/KI-ABLT BASE (C), KI-PHD w/KI-AB [Edwards, Kidde] [SLC EST MODULES/SENSORS] 01 [*] [iO64] DS-HFS (C), DS-PS (C), FX-HD w/IB4U BASE, FX-HD w/RB4U BASE, FX-HD w/SB4U BASE, FX-HD w/SB4U-LF BASE, FX-HD wB4U BASE, FX-PD w/B4U BASE (C), FX-PD w/IB4U BASE (C), FX-PD w/SB4U BASE (C), FX-PD w/SB [Kidde] [AUX POWER] [24VDC TC4 HIGH] KI-COD w/KI-ABLT BASE (C), KI-HCD w/KI-ABLT BASE, KI-HRD w/KI-ABLT BASE, KI-OSCD w/KI-ABLT BASE, KI-OSD w/KI-ABLT BASE, KI-PCD w/KI-ABLT BASE (C), KI-PD w/KI-ABLT BASE (C), KI-PHCD w/KI-ABLT BASE (C), KI-PHD w/KI-ABLT [Kidde] [AUX POWER] [24VDC TC3/TC4 LOW] KI-COD w/KI-ABLT BASE (C), KI-HCD w/KI-ABLT BASE, KI-HRD w/KI-ABLT BASE, KI-OSCD w/KI-ABLT BASE, KI-OSD w/KI-ABLT BASE, KI-PCD w/KI-ABLT BASE (C), KI-PD w/KI-ABLT BASE (C), KI-PHCD w/KI-ABLT BASE (C), KI-PHD w/KI-A
cdcf6c7b-d9c9-44a0-8812-7d695609824b | NFPA 170 FIRE ALARM CONTROL UNIT | RISER FACP |  | North | Firelite |  | Fire Alarm Control Unit |  |  |  | Assembly | TRUE | MS-5024 | ++ | Five-zone, 24-volt, Fire Alarm Control Communicator | 1 | [6 empty] | FALSE | FALSE |  |  | 14.5" high x 12.5" wide x 3.0" deep (36.83 cm high x 31.75 cm wide x 7.62 cm deep). |  | #FFFF0000 | FA-NFPA 170 FIRE ALARM CONTROL UNIT | 1 | FALSE | FALSE | FALSE | 202 | [8 empty] | 7,12,18 |  | 7 |  |  | TRUE | [5 empty] | DESKTOP-7EIEB7A\acont | 2022-11-28 09:03 | THOR\acont | 2024-09-08 17:27 | Cloned from Firelite MS-5210UD
25ecd77e-b4ec-49d6-8fd1-7d6ccb7fd590 | NFPA 170 SPEAKER STROBE |  |  | North | Eaton Wheelock |  | Speaker/Strobe |  |  |  | Module | TRUE | E90-24MCWH-FW | + | Speaker/Strobe, 24 VDC, Multi-Candela, , 25/70 Vrms, white | 1 | 0 | 0.42 |  |  |  |  | FALSE | FALSE |  |  |  |  | #FF0070C0 | FA-NFPA 170 SPEAKER STROBE | 1 | FALSE | FALSE | FALSE | 2019 | [13 empty] | FALSE | [5 empty] | DESKTOP-7EIEB7A\acont | 2022-03-29 11:52 | THOR\acont | 2024-09-08 17:27 | Cloned from Eaton Wheelock E70-24MCWH-FW | [Bosch, Eaton Wheelock] [AUDIO 25v] [25V AUDIO] E70-24MCW-FR, E70-24MCW-FW, E70-24MCW-FW, E70-24MCWH-FR, E70-24MCWH-FW, E70-24W-FR, E90-24MCWH-FR, E90-24MCWH-FW [Bosch, Eaton Wheelock] [AUDIO 70.7v] [70V AUDIO] E70-24MCW-FR, E70-24MCW-FW, E70-24MCW-FW, E70-24MCWH-FR, E70-24MCWH-FW, E70-24W-FR, E90-24MCWH-FR, E90-24MCWH-FW [Eaton Wheelock] [NAC] [UL MAX FWR] E70-24MCWH-FR, E70-24MCWH-FW, E90-24MCWH-FR, E90-24MCWH-FW
8adfcca9-bb1b-495e-b6dd-7d72611d6dcc |  |  |  | North | Edwards |  | Hardware |  |  |  | Hardware | TRUE | G4VRA-CVR | ++ | Replacement Appliance Cover, Strobe, Red, ALERT | 1 | [12 empty] | #FFFFFFFF |  |  | FALSE | FALSE | FALSE | [20 empty] | THOR\acont | 2024-06-05 08:43 | THOR\acont | 2024-10-09 10:48 | Cloned from Edwards G4AWN-CVR
e7431781-5d5c-4dbe-9868-7d726596f7d5 | NFPA 170 SMOKE DETECTOR |  |  | North | Potter |  | Smoke Detector |  |  |  | Module | TRUE | PAD200-PHD | + | Photoelectric Smoke/Heat Detector Combination | 1 | 0.0003 | 0.0003 |  |  |  |  | FALSE | TRUE |  |  |  |  | #FFFF0000 | FA-NFPA 170 SMOKE DETECTOR | 1 | FALSE | FALSE | FALSE | 1408 | [13 empty] | FALSE | [5 empty] | DESKTOP-7EIEB7A\acont | 2021-09-10 06:20 | THOR\acont | 2024-09-08 17:27 | Cloned from Potter PAD100-PHD | [Potter] [SLC PAD] [*] [#2 SHARED ADDR ¦ SENSORS] PAD100-CD w/PAD100-4DB, PAD100-CD w/PAD100-6DB, PAD100-CD w/PAD100-IB, PAD100-CD w/PAD100-LFSB, PAD100-CD w/PAD100-RB, PAD100-CD w/PAD100-SB, PAD100-CD w/PAD100-SPKB, PAD100-DUCT (C), PAD100-DUCTR (C), PA
058dd2e5-ec70-40a5-9691-7d74ab12ff64 |  |  |  | North | Edwards |  | Cards & Components |  |  |  | Card | TRUE | SLIC |  | Signature Loop Intelligent Controller | 1 | [6 empty] | TRUE | [5 empty] | #FFFFFFFF |  |  | FALSE | FALSE | FALSE | [14 empty] | FALSE | [7 empty] | THOR\acont | 2024-10-09 10:48
1ea3b34d-c86a-408c-b860-7d763f4b9352 | NFPA 170 SPEAKER CEILING |  |  | North | Edwards |  | Speaker |  |  |  | Module | TRUE | 964-8A-8SW |  | 110cdW, 60cdC Strobe, 8" Square Cone, 25V .5, 1, 2, 4w | 1 | [6 empty] | FALSE | TRUE |  |  |  |  | #FF0070C0 | FA-NFPA 170 SPEAKER CEILING | 1 | FALSE | FALSE | FALSE | 2019 | [13 empty] | FALSE |  |  | C |  |  |  |  | THOR\acont | 2024-09-08 17:27
fb3803ee-43f4-4fcb-8299-7d76cd704516 |  |  |  | North | Autocall | [5 empty] | Module | TRUE | A100-5125 |  |  | 1 | [12 empty] | #FFFFFFFF |  |  | FALSE | FALSE | FALSE | [20 empty] | ALIENWIN10\AugWin7 | 2019-11-19 16:19 | THOR\acont | 2024-10-09 10:48
a390c9fa-6f54-4e5c-a228-7d7c26d49280 |  |  |  | North | Edwards |  | Cards & Components |  |  |  | Card | TRUE | ANS50MDR |  | OBSOLETE - 50W Audio Notification Panel, Red | 1 | [6 empty] | TRUE | [5 empty] | #FFFFFFFF |  |  | FALSE | FALSE | FALSE | [14 empty] | FALSE | [7 empty] | THOR\acont | 2024-10-09 10:48
18859312-a6d0-4b38-98a6-7d7d4c702122 |  |  |  | North | Autocall |  | Cards & Components |  |  |  | Card | TRUE | A100-6302 |  | Right port, single-mode 4120 duplex fiber media card | 1 | 0.055 | 0.055 |  |  |  |  | TRUE | [5 empty] | #FFFFFFFF |  |  | FALSE | FALSE | FALSE | [20 empty] | DESKTOP-0D6CQVA\lousc | 2019-07-06 11:35 | THOR\acont | 2024-10-09 10:48 | Cloned from AutoCall A100-6301
b492ad55-9b09-4cb4-9ba4-7d7d74d4d20a | NFPA 170 SPEAKER WALL |  |  | North | Edwards |  | Speaker |  |  |  | Module | TRUE | G4WA-S7 |  | 70V Speaker, White, ALERT | 1 | [6 empty] | FALSE | [5 empty] | #FF0070C0 | FA-NFPA 170 SPEAKER WALL | 1 | FALSE | FALSE | FALSE | 2021 | [13 empty] | FALSE | [7 empty] | THOR\acont | 2024-09-08 17:27 |  | [Edwards, Kidde] [AUDIO 70.7v] [70V AUDIO] G4F-S7, G4F-S7V1575, G4F-S7VM, G4HFRF-S7, G4HFRF-S7VMC, G4HFRN-S7, G4HFRN-S7VMC, G4HFWA-S7, G4HFWA-S7VMA, G4HFWA-S7VMC, G4HFWF-S7, G4HFWF-S7VMC, G4HFWN-S7, G4HFWN-S7VMA, G4HFWN-S7VMB, G4HFWN-S7VMC, G4RF-S7, G4RF
f0595447-468a-41eb-b579-7d7f2d382faa | NFPA 170 FIRE ALARM CONTROL UNIT | RISER FACP |  | North | Siemens |  | Fire Alarm Control Unit |  |  |  | Assembly | TRUE | FC722-YZ | ++ | 2 Loop Control Panel in Standard Housing (supplied with 2 x 12v 12Ah Batteries) c/w 24z LEDs | 1 | [12 empty] | #FFFF0000 | FA-NFPA 170 FIRE ALARM CONTROL UNIT | 1 | FALSE | FALSE | FALSE | [9 empty] | 12 |  |  | 2.5 |  | TRUE | [5 empty] | DESKTOP-7EIEB7A\acont | 2021-11-20 20:03 | THOR\acont | 2024-09-08 17:27 | Cloned from Siemens FC722-ZE
4354f84f-74af-4fb9-a3cb-7d83843302b0 |  |  |  | North | Autocall |  | Cards & Components |  |  |  | Card | TRUE | A100-CSG-PNP |  | CSG with IP Communicator and A007-6416 Cellular Module | 1 | 0.125 | 0.125 |  |  |  |  | TRUE | [5 empty] | #FFFFFFFF |  |  | FALSE | FALSE | FALSE | [20 empty] | THOR\acont | 2025-02-04 12:17 | THOR\acont | 2025-02-04 12:17 | Cloned from Simplex 4100-0104
e1f113a5-6679-4f1f-9eb2-7d84fc9040a2 | ALSD1 |  |  | North | Bosch |  | Notification Appliance |  |  |  | Module | TRUE | ALSD1 | 100088055 | SIREN DRIVER | 1 |  | 0.92 |  |  |  |  | TRUE | [5 empty] | #FFFF0000 | FA-ALSD1 | 1 | FALSE | FALSE | FALSE | [20 empty] | DESKTOP-7SAL8M7\acont | 2019-07-09 07:35 | THOR\acont | 2024-09-08 17:27 |  | [Bosch] [AUX POWER] [*] ALSD1, D273THE (C) | [Bosch] ALSD1
fca86427-b71d-4cc8-b0e7-7d882f733f09 |  |  |  | North | Bosch | [5 empty] | Module | TRUE | B4512K-C | * | B4512 WTRANSFORMR AND MED ENC | 1 | [12 empty] | #FFFFFFFF |  |  | FALSE | FALSE | FALSE | [20 empty] | DESKTOP-7EIEB7A\acont | 2021-08-13 06:25 | THOR\acont | 2024-10-09 10:48
f976e218-7667-4c59-9a17-7d9a87091329 |  |  |  | North | LifeSafety Power |  | Cards & Components |  |  |  | Card | TRUE | FPO250/250-3C83D8PE12M Main Board | ++ | Fire Alarm Power Supply Main Board | 1 | [6 empty] | TRUE | FALSE |  |  |  |  | #FFFFFFFF |  |  | FALSE | FALSE | FALSE | [14 empty] | FALSE | [5 empty] | DESKTOP-7EIEB7A\acont | 2023-01-26 08:18 | THOR\acont | 2024-10-09 10:48 | Cloned from LifeSafety Power FPO150-B100C8D8PE4M Main Board | [Altronix, LifeSafety Power] [IDC] 02 [AC FAIL] AL1024ULX Main Board, AL300ULX Main Board, AL400ULX Main Board, AL400ULXJ Main Board (24VDC), AL600ULXR Main Board, eFlow104N Main Board, eFlow104N16 Main Board, eFlow104N8 Main Board, FPO150/250-2C82D8PE4M [Altronix, LifeSafety Power] [IDC] 01 [BATTERY] AL1024ULM MAIN CARD, AL1024ULX Main Board, AL300ULX Main Board, AL400ULX Main Board, AL400ULXJ Main Board (24VDC), AL600ULXR Main Board, eFlow104N Main Board, eFlow104N16 Main Board, eFlow104N8 Main Board, [Altronix, Hochiki, LifeSafety Power] [NAC Trigger] AL1024ULM MAIN CARD, AL1024ULX Main Board, AL125UL Main Board, AL300ULX Main Board, AL400ULX Main Board, AL400ULXJ Main Board (24VDC), AL600ULACM Main Board, AL600ULXR Main Board, eFlow104N Main Board, | [Altronix, LifeSafety Power] AL1024ULX Main Board, FPO150/250-2C82D8PE4M1 Main Board, FPO150-B100C8D8PE4M Main Board, FPO250/250-3C83D8E12M Main Board, FPO250/250-3C83D8PE12M Main Board, FPO250/250-3C8P3D8PE12M Main Board, FPO75-B100C4PE1M Main Board, FPO
1de55995-b9cf-4be0-a970-7d9c85399e39 | NFPA 170 NOTIFICATION CIRCUIT EXTENDER PANEL | RISER NAC |  | North | Notifier |  | Notification Circuit Extender Panel |  |  |  | Assembly | TRUE | PSE-6 | + | 6.0 A, 120 VAC remote charger power supply in a lockable,metal enclosure | 1 | [6 empty] | FALSE | FALSE | SURFACE |  | PROVIDED | N/A | #FFFF0000 | FA-NFPA 170 NOTIFICATION CIRCUIT EXTENDER PANEL | 1 | FALSE | FALSE | FALSE | 212 |  |  | 7315-0028:0225 | [5 empty] | 7,12,18 |  |  | 6 |  | TRUE | [5 empty] | DESKTOP-7EIEB7A\acont | 2021-01-04 10:38 | THOR\acont | 2024-09-08 17:27 | Cloned from Notifier FCPS-24S8
c5fd172c-32a5-4622-84fa-7d9efa4a2f29 | NFPA 170 GAS DETECTOR |  |  | North | Potter |  | Gas Detection |  |  |  | Module | TRUE | PAD300-CD w/PAD300-LFSB | ++ | Carbon-Monoxide Detector with 6” Base with 520Hz sounder module included | 1 | 0.0006 | 0.0006 |  |  |  |  | FALSE | [5 empty] | #FFFF0000 | FA-NFPA 170 GAS DETECTOR | 1 | FALSE | FALSE | FALSE | 1402 | [13 empty] | FALSE |  |  | LF |  |  | DESKTOP-7EIEB7A\acont | 2023-01-19 17:12 | THOR\acont | 2024-09-08 17:27 | Cloned from Potter PAD100-CD w/PAD100-LFSB | [Potter] [AUX POWER] [UL268 (24 VDC)] PAD300-CD w/PAD300-LFSB, PAD300-HD w/PAD300-LFSB, PAD300-PCD w/PAD300-LFSB (C), PAD300-PCD w/PAD300-LFSB (Split) (C), PAD300-PD w/PAD300-LFSB (C), PAD300-PHD w/PAD300-LFSB (C), PAD300-PHD w/PAD300-LFSB (Split) (C) [Potter] [SLC PAD] [*] [#2 SHARED ADDR ¦ SENSORS] PAD100-CD w/PAD100-4DB, PAD100-CD w/PAD100-6DB, PAD100-CD w/PAD100-IB, PAD100-CD w/PAD100-LFSB, PAD100-CD w/PAD100-RB, PAD100-CD w/PAD100-SB, PAD100-CD w/PAD100-SPKB, PAD100-DUCT (C), PAD100-DUCTR (C), PA [Potter] [AUX POWER] [UL268 (16 VDC)] PAD300-CD w/PAD300-LFSB, PAD300-HD w/PAD300-LFSB, PAD300-PCD w/PAD300-LFSB (C), PAD300-PCD w/PAD300-LFSB (Split) (C), PAD300-PD w/PAD300-LFSB (C), PAD300-PHD w/PAD300-LFSB (C), PAD300-PHD w/PAD300-LFSB (Split) (C)
e47857ec-89e6-4539-b064-7da38c83914c |  |  |  | North | Potter | [5 empty] | Module | TRUE | AMS-51CV |  | Insulation Displacement Surface Mount Contact | 1 | [6 empty] | FALSE | [5 empty] | #FFFFFFFF |  |  | FALSE | FALSE | FALSE | [14 empty] | FALSE | [7 empty] | THOR\acont | 2024-10-09 10:48
a21a0030-0ffa-424e-97c4-7daa4b7eb027 | NFPA 170 SMOKE HEAT DETECTOR |  |  | North | Firelite |  | Smoke/Heat Detector |  |  |  | Module | TRUE | AD355 w/B210LP | + | ADAPT Multi-Sensor Low Profile Intelligent Detector with B210LP Base | 1 | 0.0003 | 0.0065 |  |  |  |  | FALSE | TRUE |  |  |  |  | #FFFF0000 | FA-NFPA 170 SMOKE HEAT DETECTOR | 1 | FALSE | FALSE | FALSE | 1411 | [13 empty] | FALSE | [7 empty] | THOR\acont | 2024-09-08 17:27 | 20191121 AC Detector with base | [Firelite, System Sensor] [SLC SENSORS] [*] [#4 TYPE ADDR ¦ SENSORS] AD355 w/B200SR-LF-WH (C), AD355 w/B200SR-WH (C), AD355 w/B210LP (C), AD355 w/B224BI-WH (C), AD355 w/B224RB-WH (C), AD355 w/B501 (C), BEAM355 (C), BEAM355S (C), CP355 w/B200SR-WH (C), CP [Firelite, System Sensor] [SLC MODULES SENSORS] [*] [#2 SHARED ADDR ¦ SENSORS] AD355 w/B200SR-LF-WH (C), AD355 w/B200SR-WH (C), AD355 w/B210LP (C), AD355 w/B224BI-WH (C), AD355 w/B224RB-WH (C), AD355 w/B501 (C), BEAM355 (C), BEAM355S (C), CP355 w/B200SR-
5a99e4db-3a4a-4259-ac09-7db3a78645dc | NFPA 170 LOW TEMPERATURE SWITCH |  |  | North | nVent |  | Temperature Switch |  |  |  | Module | TRUE | AMC-1A |  | Ambient-Sensing Thermostat For Nonhazardous Locations | 1 | [6 empty] | FALSE | [5 empty] | #FFFF0000 | FA-NFPA 170 LOW TEMPERATURE SWITCH | 1 | FALSE | FALSE | FALSE | 913 | [13 empty] | FALSE | [5 empty] | DESKTOP-7EIEB7A\acont | 2021-03-10 16:44 | THOR\acont | 2024-09-08 17:27 | Cloned from nVent AMC-1H | [nVent] [IDC] 01 AMC-1A, AMC-1H
f820c7f1-09a5-4e44-970c-7db4e728eed3 | NFPA 170 SMOKE DETECTOR |  |  | North | FFE |  | Smoke Detector |  |  |  | Module | TRUE | 3000-103 (Prism) | ++ | Fireray 3000 Beam Detector Prism | 1 | [6 empty] | FALSE | TRUE |  |  |  |  | #FFFF0000 | FA-NFPA 170 SMOKE DETECTOR | 1 | FALSE | FALSE | FALSE | 1408 | [13 empty] | FALSE |  |  | SBP |  |  | THOR\acont | 2024-04-29 11:16 | THOR\acont | 2024-09-08 17:27 | Cloned from FFE 5000-103 (Prism)
ab45c232-1f9c-4368-aacf-7db65079f646 | NFPA 170 SPEAKER CEILING |  |  | North | Siemens |  | Speaker |  |  |  | Module | TRUE | SEFH-CW | S54360-F2-A2 | HIGH FIDELITY SPEAKER, ROUND, HIFI, LOW PROFILE, CEILING, WHITE | 1 | [7 empty] | TRUE |  |  |  |  | #FF0070C0 | FA-NFPA 170 SPEAKER CEILING | 1 | FALSE | FALSE | FALSE | [20 empty] | DESKTOP-7SAL8M7\acont | 2019-08-13 09:04 | THOR\acont | 2024-09-08 17:27 |  | [Siemens] [AUDIO 70.7v] [70V AUDIO] SEFH-AHMC-CW-ALERT (C), SEFH-AMC-CW-ALERT (C), SEFH-AMC-W-ALERT, SEFH-CR (C), SEFH-CW (C), SEFH-HMC-CR (C), SEFH-HMC-CR-ALERT (C), SEFH-HMC-CW (C), SEFH-HMC-CW-ALERT (C), SEFH-HMC-R, SEFH-HMC-W, SEFH-MC-CR (C), SEFH-MC [Siemens] [AUDIO 25v] [25V AUDIO] SEFH-AHMC-CW-ALERT (C), SEFH-AMC-CW-ALERT (C), SEFH-AMC-W-ALERT, SEFH-CR (C), SEFH-CW (C), SEFH-HMC-CR (C), SEFH-HMC-CR-ALERT (C), SEFH-HMC-CW (C), SEFH-HMC-CW-ALERT (C), SEFH-HMC-R, SEFH-HMC-W, SEFH-MC-CR (C), SEFH-MC-C
aeceb82b-8673-4213-b150-7db8f8ad28c6 |  |  |  | North | Edwards |  | Hardware |  |  |  | Hardware | TRUE | 73162CI |  | 16/2 CI (circuit Integrity) Cable FPLR-CI | 1 | [6 empty] | FALSE | [5 empty] | #FFFFFFFF |  |  | FALSE | FALSE | FALSE | [14 empty] | FALSE | [7 empty] | THOR\acont | 2024-10-09 10:48
01823986-a1a5-4617-8681-7dbaec12457b |  |  |  | North | Siemens |  | Hardware |  |  |  | Hardware | TRUE | CAB-3 |  | CAB-3 Enclosure | 1 | [6 empty] | FALSE | [5 empty] | #FFFFFFFF |  |  | FALSE | FALSE | FALSE | [14 empty] | FALSE | [5 empty] | AULAPTOP-PC\Aulaptop | 2018-08-24 02:41 | THOR\acont | 2024-10-09 10:48 | Cloned from Siemens CLONED Part
36ea909d-7462-4ca1-a794-7dbdb74b246c | NFPA 170 HEAT DETECTOR |  |  | North | Hochiki |  | Heat Detector |  |  |  | Module | TRUE | DCD-135 w/NS6-220 STANDARD BASE | DCD-135 w/NS6-220 STANDARD BASE | HEAT DETECTOR w/ STANDARD BASE | 1 |  | 0.243 |  |  |  |  | TRUE | TRUE |  | *Refer to Install Sheet |  |  | #FFFF0000 | FA-NFPA 170 HEAT DETECTOR | 1 | FALSE | FALSE | FALSE | 1403 | [19 empty] | DESKTOP-0D6CQVA\lousc | 2019-10-12 07:39 | THOR\acont | 2024-09-08 17:27 | from Hochiki DCD-135 w/NS6-220 STANDARD BASE | [Hochiki] [IDC] 01 [IDC] DCD-135 w/HSC-220L LATCHING LED BASE (C), DCD-135 w/HSC-220R - 2 WIRE RELAY BASE (C), DCD-135 w/HSC-221L LATCHING LED BASE (C), DCD-135 w/HSC-221R - 2 WIRE RELAY BASE (C), DCD-135 w/HSC-224L LATCHING LED BASE (C), DCD-135 w
9fed4bc5-06ab-4fa1-bdbe-7dc8365856e6 | NFPA 170 STROBE WALL |  |  | North | Federal Signal |  | Strobe |  |  |  | Module | TRUE | FB2PST-012-024C |  | Fireball Supervised Strobe Light, Clear | 1 | [6 empty] | FALSE |  | 1/2" NPT Pipe/Surface |  |  |  | #FF0070C0 | FA-NFPA 170 STROBE WALL | 1 | FALSE | FALSE | FALSE | 2023 | [13 empty] | FALSE |  |  | WP |  |  | THOR\acont | 2024-11-01 08:59 |  |  | Cloned from Federal Signal FB24ST-024C | [Federal Signal] [AUX POWER, NAC] [24 VDC] FB24ST-024A, FB24ST-024B, FB24ST-024C, FB24ST-024G, FB24ST-024R, FB2PST-012-024A, FB2PST-012-024B, FB2PST-012-024C, FB2PST-012-024G, FB2PST-012-024R, FB2PST-I-024A, FB2PST-I-024B, FB2PST-I-024C, FB2PST-I-024G, F
7534b35d-e096-4e9e-ab7f-7dd012fd55e2 |  |  |  | North | Kidde |  | Cards & Components |  |  |  | Card | TRUE | ANSZC2B |  | Zone Adapter, use with ANSZS4B, 4 ckts to 8 ckts, split ckt apps, snap track | 1 | [6 empty] | TRUE | [5 empty] | #FFFFFFFF |  |  | FALSE | FALSE | FALSE | [14 empty] | FALSE | [5 empty] | DESKTOP-7SAL8M7\acont | 2020-01-02 07:15 | THOR\acont | 2024-10-09 10:48 | Cloned from Edwards ANSZC2B
9eda5d73-a968-4486-8d2f-7dd1c6aebce4 | NFPA 170 FIRE ALARM CONTROL UNIT | RISER FACP |  | North | Janus |  | Fire Alarm Control Unit |  |  |  | Assembly | TRUE | JFS-C1 | + | Releasing Control Panel | 1 | [6 empty] | FALSE | [5 empty] | #FFFF0000 | FA-NFPA 170 FIRE ALARM CONTROL UNIT | 1 | FALSE | FALSE | FALSE | 202 | [8 empty] | 4,8,12,18,24 |  |  | 5 |  | TRUE | [5 empty] | DESKTOP-7EIEB7A\acont | 2021-04-08 09:44 | THOR\acont | 2024-09-08 17:27 | Cloned from Potter PFC-4410RC
f213d3c0-97fd-42eb-8ae8-7dd79ce3a3ad | NFPA 170 SMOKE DETECTOR |  |  | North | Autocall |  | Smoke Detector |  |  |  | Module | TRUE | A4098-9605 w/A4098-9682 | + | TrueAlarm Photoelectric Smoke Detector w/TrueAlarm Sensor 4-Wire Base, Relay | 1 | 0.0001 | 0.024 |  |  |  |  | TRUE | TRUE |  |  |  |  | #FFFF0000 | FA-NFPA 170 SMOKE DETECTOR | 1 | FALSE | FALSE | FALSE | 1408 | [16 empty] | P |  |  | DESKTOP-0D6CQVA\lousc | 2019-07-06 08:12 | THOR\acont | 2024-09-08 17:27 | 20191121 AC Detector with base | [Autocall, Simplex] [IDC] 01 2098-9201 (C), 2098-9202 (C), 2098-9203 (C), 2098-9208 (C), 2098-9576 (C), 2099-9101 (C), 2099-9102 (C), 2099-9103 (C), 2099-9104 (C), 2099-9105 (C), 2099-9107 (C), 2099-9108 (C), 2099-9754 (C), 2099-9755 (C), 2099-9756 (C), [Autocall, Simplex] [AUX POWER] [4-WIRE AUX POWER] 4098-9601 w/4098-9682 (C), 4098-9602 w/4098-9682 (C), 4098-9605 w/4098-9682 (C), 4098-9612 w/4098-9682 (C), 4098-9612E w/4098-9682E (C), 4098-9613 w/4098-9682 (C), 4098-9613E w/4098-9682E (C), 4098-9614 | [Autocall, Simplex] 4098-9601 w/4098-9682, 4098-9602 w/4098-9682, 4098-9605 w/4098-9682, 4098-9733 w/4098-9791, 4098-9734 w/4098-9791, A4098-9601 w/A4098-9682, A4098-9602 w/A4098-9682, A4098-9605 w/A4098-9682, A4098-9714 w/A4098-9791, A4098-9733 w/A4098-9
e3c67ec3-7a86-4013-8be9-7dda68026ce4 | NFPA 170 EM STROBE WALL |  |  | North | System Sensor |  | Strobe |  |  |  | Module | TRUE | SEP-SPSWL-P | ++ | Universal Expander Plate, Clear Lens, Full Candela Range, Wall-mounted, White, Plain. Compatible with all L-Series wall notification appliances. | 1 | 0 | 0.245 |  |  |  |  | FALSE | [5 empty] | #FF0070C0 | FA-NFPA 170 EM STROBE WALL | 1 | FALSE | FALSE | FALSE | 2012 | [13 empty] | FALSE | [5 empty] | DESKTOP-7EIEB7A\acont | 2023-08-08 11:54 | THOR\acont | 2024-09-08 17:27 | Cloned from System Sensor SEP-SPSWL | [System Sensor] [NAC] [24VDC, UL MAX] SEP-SPSWL, SEP-SPSWL-P [System Sensor] [NAC] [24VFWR, UL MAX] SEP-SPSWL, SEP-SPSWL-P
4125dc75-66d6-4544-8d2f-7ddab136a4b4 | NFPA 170 SMOKE DETECTOR |  |  | North | Edwards |  | Smoke Detector |  |  |  | Module | TRUE | EC10U-3 |  | Ion Smoke Detector, low profile, plug-in, UL | 1 |  | 0.1 |  |  |  |  | FALSE | TRUE |  |  |  |  | #FFFF0000 | FA-NFPA 170 SMOKE DETECTOR | 1 | FALSE | FALSE | FALSE | 1408 | [13 empty] | FALSE | [7 empty] | THOR\acont | 2024-09-08 17:27 | 20191121 AC Detector without base | [Edwards] [IDC] 15 EC10U-3 (C)
7bb0dcf7-ffd7-409a-bcee-7ddb3a43a630 | NFPA 170 ISOLATION MODULE |  |  | North | Potter |  | Isolator Module |  |  |  | Module | TRUE | PAD100-IM | + | Isolator Module | 1 | 0.00015 | 0.00015 |  |  |  |  | FALSE | [5 empty] | #FFFF0000 | FA-NFPA 170 ISOLATION MODULE | 1 | FALSE | FALSE | FALSE | 1200 | [13 empty] | FALSE | [7 empty] | THOR\acont | 2024-09-08 17:27 |  | [Potter] [ISO] 01 [*] [ISO ++] AIB, PAD100-IB, PAD100-IM, SCI
d64a1518-0835-4ae3-845b-7ddc932cb409 | NFPA 170 GAS DETECTOR |  |  | North | System Sensor |  | Gas Detection |  |  |  | Module | TRUE | SS-CO w/B200S | + | Intelligent CO Detector, Sounder Base | 1 | 0.0002 | 0.0045 |  |  |  |  | FALSE | TRUE |  |  |  |  | #FFFF0000 | FA-NFPA 170 GAS DETECTOR | 1 | FALSE | FALSE | FALSE | 1408 | [13 empty] | FALSE |  |  | CO, SB |  |  | THOR\acont | 2024-11-27 07:52 | THOR\acont | 2024-11-27 07:53 | Cloned from System Sensor SS-CO w/B300-6 | [Silent Knight, System Sensor] [SLC SK SENSORS] [*] [#4 TYPE ADDR ¦ SENSORS] DNR w/SK-PHOTO-R-W (C), DNRW w/SK-PHOTO-R-W (C), HFS-D (C), HFS-P (C), HFS-PT (C), HFS-T (C), OSI-RI-SK (C), SK-ACCLIMATE (C), SK-BEAM (C), SK-DUCT-W w/SK-PHOTO-R-W (C), SK-FIRE [Firelite, System Sensor] [SLC MODULES SENSORS] [*] [#2 SHARED ADDR ¦ SENSORS] AD355 w/B200SR-LF-WH (C), AD355 w/B200SR-WH (C), AD355 w/B210LP (C), AD355 w/B224BI-WH (C), AD355 w/B224RB-WH (C), AD355 w/B501 (C), BEAM355 (C), BEAM355S (C), CP355 w/B200SR- [System Sensor] [AUX POWER] [HIGH DB] SS-CO w/B200S (C) [Firelite, System Sensor] [SLC SENSORS] [*] [#4 TYPE ADDR ¦ SENSORS] AD355 w/B200SR-LF-WH (C), AD355 w/B200SR-WH (C), AD355 w/B210LP (C), AD355 w/B224BI-WH (C), AD355 w/B224RB-WH (C), AD355 w/B501 (C), BEAM355 (C), BEAM355S (C), CP355 w/B200SR-WH (C), CP
8660fb99-b216-4312-9ec8-7de45db434af | NFPA 170 HEAT DETECTOR |  |  | North | Hochiki |  | Heat Detector |  |  |  | Module | TRUE | DFE-135 w/NS4-220 STANDARD BASE | DFE-135 w/NS4-220 STANDARD BASE | HEAT DETECTOR w/ STANDARD BASE | 1 |  | 0.196 |  |  |  |  | TRUE | TRUE |  | *Refer to Install Sheet |  |  | #FFFF0000 | FA-NFPA 170 HEAT DETECTOR | 1 | FALSE | FALSE | FALSE | 1403 | [19 empty] | DESKTOP-0D6CQVA\lousc | 2019-10-12 07:53 | THOR\acont | 2024-09-08 17:27 | Cloned from Hochiki DCD-135 w/NS4-220 STANDARD BASE | [Hochiki] [IDC] 01 [IDC] DCD-135 w/HSC-220L LATCHING LED BASE (C), DCD-135 w/HSC-220R - 2 WIRE RELAY BASE (C), DCD-135 w/HSC-221L LATCHING LED BASE (C), DCD-135 w/HSC-221R - 2 WIRE RELAY BASE (C), DCD-135 w/HSC-224L LATCHING LED BASE (C), DCD-135 w
858085a7-f116-4330-9adc-7de483dcab89 | NFPA 170 SMOKE DETECTOR |  |  | North | Kidde |  | Smoke Detector |  |  |  | Module | TRUE | KIR-OSD w/KI-ABLT BASE | ++ | Intelligent Optical Rotary Addressed Smoke Detector with Audible Base | 1 | 4.3e-05 | 7e-05 |  |  |  |  | FALSE | [5 empty] | #FFFF0000 | FA-NFPA 170 SMOKE DETECTOR | 1 | FALSE | FALSE | FALSE | 1403 | [13 empty] | FALSE | [5 empty] | DESKTOP-7EIEB7A\acont | 2023-05-24 12:32 | THOR\acont | 2024-09-08 17:27 | Cloned from Kidde KIR-OSHCD w/KI-ABLT BASE | [Kidde] [SLC EST SENSORS] [*] [#4 TYPE ADDR ¦ SENSORS] DS-HFS (C), DS-PS (C), FX-HD w/IB4U BASE, FX-HD w/RB4U BASE, FX-HD w/SB4U BASE, FX-HD w/SB4U-LF BASE, FX-HD wB4U BASE, FX-PD w/B4U BASE (C), FX-PD w/IB4U BASE (C), FX-PD w/SB4U BASE (C), FX-PD w/SB4U [Kidde] [AUX POWER] [24VDC STEADY HIGH] KI-COD w/KI-ABLT BASE (C), KI-HCD w/KI-ABLT BASE, KI-HRD w/KI-ABLT BASE, KI-OSCD w/KI-ABLT BASE, KI-OSD w/KI-ABLT BASE, KI-PCD w/KI-ABLT BASE (C), KI-PD w/KI-ABLT BASE (C), KI-PHCD w/KI-ABLT BASE (C), KI-PHD w/KI-A [Kidde] [AUX POWER] [24VDC TC3/TC4 HIGH] KI-COD w/KI-ABLT BASE (C), KI-HCD w/KI-ABLT BASE, KI-HRD w/KI-ABLT BASE, KI-OSCD w/KI-ABLT BASE, KI-OSD w/KI-ABLT BASE, KI-PCD w/KI-ABLT BASE (C), KI-PD w/KI-ABLT BASE (C), KI-PHCD w/KI-ABLT BASE (C), KI-PHD w/KI- [Edwards, Kidde] [SLC EST SENSORS] 01 [*] [EST3, iO1000] DS-HFS (C), DS-PS (C), FX-HD w/IB4U BASE, FX-HD w/RB4U BASE, FX-HD w/SB4U BASE, FX-HD w/SB4U-LF BASE, FX-HD wB4U BASE, FX-PD w/B4U BASE (C), FX-PD w/IB4U BASE (C), FX-PD w/SB4U BASE (C), FX-PD w/SB [Kidde] [AUX POWER] [24VDC STEADY LOW] KI-COD w/KI-ABLT BASE (C), KI-HCD w/KI-ABLT BASE, KI-HRD w/KI-ABLT BASE, KI-OSCD w/KI-ABLT BASE, KI-OSD w/KI-ABLT BASE, KI-PCD w/KI-ABLT BASE (C), KI-PD w/KI-ABLT BASE (C), KI-PHCD w/KI-ABLT BASE (C), KI-PHD w/KI-AB [Kidde] [AUX POWER] [24VDC TC4 HIGH] KI-COD w/KI-ABLT BASE (C), KI-HCD w/KI-ABLT BASE, KI-HRD w/KI-ABLT BASE, KI-OSCD w/KI-ABLT BASE, KI-OSD w/KI-ABLT BASE, KI-PCD w/KI-ABLT BASE (C), KI-PD w/KI-ABLT BASE (C), KI-PHCD w/KI-ABLT BASE (C), KI-PHD w/KI-ABLT [Kidde] [AUX POWER] [24VDC TC4 LOW] KI-COD w/KI-ABLT BASE (C), KI-HCD w/KI-ABLT BASE, KI-HRD w/KI-ABLT BASE, KI-OSCD w/KI-ABLT BASE, KI-OSD w/KI-ABLT BASE, KI-PCD w/KI-ABLT BASE (C), KI-PD w/KI-ABLT BASE (C), KI-PHCD w/KI-ABLT BASE (C), KI-PHD w/KI-ABLT [Kidde] [SLC EST MODULES SENSORS] [*] [#2 SHARED ADDR ¦ SENSORS] DS-HFS (C), DS-PS (C), FX-HD w/IB4U BASE, FX-HD w/RB4U BASE, FX-HD w/SB4U BASE, FX-HD w/SB4U-LF BASE, FX-HD wB4U BASE, FX-PD w/B4U BASE (C), FX-PD w/IB4U BASE (C), FX-PD w/SB4U BASE (C), FX [Kidde] [AUX POWER] [24VDC TC3/TC4 LOW] KI-COD w/KI-ABLT BASE (C), KI-HCD w/KI-ABLT BASE, KI-HRD w/KI-ABLT BASE, KI-OSCD w/KI-ABLT BASE, KI-OSD w/KI-ABLT BASE, KI-PCD w/KI-ABLT BASE (C), KI-PD w/KI-ABLT BASE (C), KI-PHCD w/KI-ABLT BASE (C), KI-PHD w/KI-A [Edwards, Kidde] [SLC EST MODULES/SENSORS] 01 [*] [iO64] DS-HFS (C), DS-PS (C), FX-HD w/IB4U BASE, FX-HD w/RB4U BASE, FX-HD w/SB4U BASE, FX-HD w/SB4U-LF BASE, FX-HD wB4U BASE, FX-PD w/B4U BASE (C), FX-PD w/IB4U BASE (C), FX-PD w/SB4U BASE (C), FX-PD w/SB
64059480-51a5-4f77-80ee-7de771f607bb |  |  |  | North | Altronix |  | Cards & Components |  |  |  | Card | TRUE | AL1024ULX Main Board | + | Fire Alarm Power Supply Main Board | 1 | [6 empty] | TRUE | FALSE |  |  |  |  | #FFFFFFFF |  |  | FALSE | FALSE | FALSE | [14 empty] | FALSE | [5 empty] | DESKTOP-7SAL8M7\acont | 2020-11-11 12:48 | THOR\acont | 2024-10-09 10:48 | Cloned from Altronix AL600ULXR Main Board | [Altronix, Hochiki, LifeSafety Power] [NAC Trigger] AL1024ULM MAIN CARD, AL1024ULX Main Board, AL125UL Main Board, AL300ULX Main Board, AL400ULX Main Board, AL400ULXJ Main Board (24VDC), AL600ULACM Main Board, AL600ULXR Main Board, eFlow104N Main Board, [Altronix, LifeSafety Power] [IDC] 01 [BATTERY] AL1024ULM MAIN CARD, AL1024ULX Main Board, AL300ULX Main Board, AL400ULX Main Board, AL400ULXJ Main Board (24VDC), AL600ULXR Main Board, eFlow104N Main Board, eFlow104N16 Main Board, eFlow104N8 Main Board, [Altronix, LifeSafety Power] [IDC] 02 [AC FAIL] AL1024ULX Main Board, AL300ULX Main Board, AL400ULX Main Board, AL400ULXJ Main Board (24VDC), AL600ULXR Main Board, eFlow104N Main Board, eFlow104N16 Main Board, eFlow104N8 Main Board, FPO150/250-2C82D8PE4M | [Altronix, LifeSafety Power] AL1024ULX Main Board, FPO150/250-2C82D8PE4M1 Main Board, FPO150-B100C8D8PE4M Main Board, FPO250/250-3C83D8E12M Main Board, FPO250/250-3C83D8PE12M Main Board, FPO250/250-3C8P3D8PE12M Main Board, FPO75-B100C4PE1M Main Board, FPO
5a1fae66-0d41-46c9-b4ed-7df17f9df3ea | NFPA 170 FIRE PUMP CONTROLLER |  |  | North | Generic |  | Pump Controller |  |  |  | Module | TRUE | FIRE PUMP CONTROLLER |  | FIRE PUMP CONTROLLER | 1 | [12 empty] | #FFFF0000 | FA-NFPA 170 FIRE PUMP CONTROLLER | 1 | FALSE | FALSE | FALSE | 1800 | [19 empty] | DESKTOP-7EIEB7A\acont | 2021-04-02 07:58 | THOR\acont | 2024-09-08 17:27 | Cloned from Block Definition Only NFPA 170 FIRE PUMP CONTROLLER | [Generic, N/A] [IDC] [#1 PUMP RUNNING] FIRE PUMP CONTROLLER, FURNISHED BY OTHERS [Generic, N/A] [IDC] [#3 PHASE REVERSAL] FIRE PUMP CONTROLLER, FURNISHED BY OTHERS [Generic, N/A] [IDC] [#4 CONNECTED TO EM POWER] FIRE PUMP CONTROLLER, FURNISHED BY OTHERS [Generic, N/A] [IDC] [#5 DISCONNECT] FIRE PUMP CONTROLLER, FURNISHED BY OTHERS [Generic, N/A] [IDC] [#2 LOSS OF POWER] FIRE PUMP CONTROLLER, FURNISHED BY OTHERS
aca1039a-a9d5-44ce-8960-7df27339161a | NFPA 170 AMPLIFIER RACK | RISER AMP |  | North | Hochiki |  | Amplifier |  |  |  | Assembly | TRUE | FNVDPS50 (25V) | + | Distributed Panel, Single Channel, 50W | 1 | [6 empty] | FALSE |  |  | *Refer to Install Sheet |  |  | #FFFF0000 | FA-NFPA 170 AMPLIFIER RACK | 1 | FALSE | FALSE | FALSE | 300 | [8 empty] | 7,12,18 |  |  |  | 50 | TRUE | [5 empty] | DESKTOP-7SAL8M7\acont | 2019-11-05 11:20 | THOR\acont | 2024-09-08 17:27 | Cloned from Evax HMX-DPS50
15de1845-861e-4d96-a92b-7df4d7599372 | NFPA 170 ADDRESSABLE OUTPUT MODULE |  |  | North | Simplex |  | Addressable Control/Relay |  |  |  | Module | TRUE | 4090-9005 | ++ | Basic Suppression Release Peripheral on mounting plate | 1 | [12 empty] | #FFFF0000 | FA-NFPA 170 ADDRESSABLE OUTPUT MODULE | 1 | FALSE | FALSE | FALSE | [20 empty] | THOR\acont | 2024-02-15 07:40 | THOR\acont | 2024-09-08 17:27 | Cloned from Autocall A4090-9005 | [Autocall, Simplex] [AUX POWER, RELEASING] [INPUT TYPE] 4090-9005, 4090-9006, A4090-9005, A4090-9006 [Autocall, Simplex] [IDNet] [MODULES ++] 2080-9056, 2080-9057, 2080-9067, 2080-9068, 2080-9069, 2080-9070, 4009-9201 Main Board, 4009-9401 Main Board, 4010-9901, 4090-5261, 4090-9001, 4090-9002, 4090-9005, 4090-9006, 4090-9008, 4090-9116, 4098-9019 (Cont
3dbc502b-2452-47cc-91fa-7df5212ccdd5 | HEAT DETECTOR |  |  | North | System Sensor |  | Heat Detector |  |  |  | Module | TRUE | SS-HEAT w/B300-6 | + | Intelligent fixed temperature thermal detector, Standard Base | 1 | 0.0002 | 0.0045 |  |  |  |  | FALSE | TRUE |  |  |  |  | #FFFF0000 | FA-HEAT DETECTOR | 1 | FALSE | FALSE | FALSE | 1408 | [13 empty] | FALSE | [5 empty] | THOR\acont | 2024-11-27 07:40 | THOR\acont | 2024-11-27 07:49 | Cloned from System Sensor SS-PHOTO w/B300-6 | [Firelite, System Sensor] [SLC MODULES SENSORS] [*] [#2 SHARED ADDR ¦ SENSORS] AD355 w/B200SR-LF-WH (C), AD355 w/B200SR-WH (C), AD355 w/B210LP (C), AD355 w/B224BI-WH (C), AD355 w/B224RB-WH (C), AD355 w/B501 (C), BEAM355 (C), BEAM355S (C), CP355 w/B200SR- [Firelite, System Sensor] [SLC SENSORS] [*] [#4 TYPE ADDR ¦ SENSORS] AD355 w/B200SR-LF-WH (C), AD355 w/B200SR-WH (C), AD355 w/B210LP (C), AD355 w/B224BI-WH (C), AD355 w/B224RB-WH (C), AD355 w/B501 (C), BEAM355 (C), BEAM355S (C), CP355 w/B200SR-WH (C), CP [Silent Knight, System Sensor] [SLC SK SENSORS] [*] [#4 TYPE ADDR ¦ SENSORS] DNR w/SK-PHOTO-R-W (C), DNRW w/SK-PHOTO-R-W (C), HFS-D (C), HFS-P (C), HFS-PT (C), HFS-T (C), OSI-RI-SK (C), SK-ACCLIMATE (C), SK-BEAM (C), SK-DUCT-W w/SK-PHOTO-R-W (C), SK-FIRE
49e6977c-dc08-4f5e-a361-7dff0b1dcd48 | NFPA 170 SMOKE DETECTOR |  |  | North | Edwards |  | Smoke Detector |  |  |  | Module | TRUE | 711UT |  | 2W Smoke Detector 12/24Vdc, fast response /w heat | 1 |  | 0.06 |  |  |  |  | FALSE | TRUE |  |  |  |  | #FFFF0000 | FA-NFPA 170 SMOKE DETECTOR | 1 | FALSE | FALSE | FALSE | 1408 | [13 empty] | FALSE | [7 empty] | THOR\acont | 2024-09-08 17:27 | 20191121 AC Detector without base | [Edwards] [IDC] 02 511C (C), 711U (C), 711UT (C), 721UT (C), TS7-2 (C), TS7-2T (C)
ab75372a-7a37-4f96-9526-7e129cbbf7c2 | NFPA 170 SMOKE DETECTOR |  |  | North | Monaco Enterprises |  | Smoke Detector |  |  |  | Module | TRUE | 723-003-00 w/B110LP | + | DETECTOR,SYS:PHOTOELECTRIC DETECTOR WITH 135 DEGREE FIXED TEMP THRM | 1 | 0.00012 | 0.13 |  |  |  |  | TRUE | TRUE |  |  |  |  | #FFFF0000 | FA-NFPA 170 SMOKE DETECTOR | 1 | FALSE | FALSE | FALSE | 1408 | [19 empty] | DESKTOP-7SAL8M7\acont | 2020-02-21 06:44 | THOR\acont | 2024-09-08 17:27 | Cloned from Monaco Enterprises 723-002-00 w/B110LP | [Monaco Enterprises, System Sensor] [IDC] 02 [*] 723-002-00 w/B110LP (C), 723-002-00 w/B116LP (C), 723-002-00 w/B401 (C), 723-003-00 w/B110LP (C), 723-003-00 w/B116LP (C), 723-340-01 (C), COSMO-2W (C)
3bff6120-f3e0-4df9-b721-7e16ada1dc4a | NFPA 170 SMOKE DETECTOR |  |  | North | Monaco Enterprises |  | Smoke Detector |  |  |  | Module | TRUE | 723-601-00 w/729-214-00 | ++ | Intelligent Photoelectric Smoke Detector, Plug-in, Low Profile, Remote Test in Duct, AP/CLIP, White, Type II, 6.875" Relay Base | 1 | 0.0002 | 0.002 |  |  |  |  | FALSE | TRUE |  |  |  |  | #FFFF0000 | FA-NFPA 170 SMOKE DETECTOR | 1 | FALSE | FALSE | FALSE | 1408 | [13 empty] | FALSE |  |  | RB |  |  | THOR\acont | 2023-10-02 09:02 | THOR\acont | 2024-09-08 17:27 | Cloned from Monaco Enterprises 723-601-00 w/729-215-00 | [Monaco Enterprises] [SLC MODULES SENSORS] 01 [*] 708-026-01, 708-031-00, 721-121-00 w/B200SR-LF-WH (C), 721-121-00 w/B200SR-WH (C), 721-121-00 w/B210LP (C), 721-121-00 w/B224RB-WH (C), 721-121-00 w/B501 (C), 721-124-00 w/B200SR-LF-WH (C), 721-124-00 w/B [Monaco Enterprises] [SLC SENSORS] 01 [*] 721-121-00 w/B200SR-LF-WH (C), 721-121-00 w/B200SR-WH (C), 721-121-00 w/B210LP (C), 721-121-00 w/B224RB-WH (C), 721-121-00 w/B501 (C), 721-124-00 w/B200SR-LF-WH (C), 721-124-00 w/B200SR-WH (C), 721-124-00 w/B210L
cefe073e-f232-4115-8490-7e1acd5082fb | NFPA 170 SMOKE DETECTOR |  |  | North | Notifier |  | Smoke Detector |  |  |  | Module | TRUE | 1412B | ++ | Ionization Detector, 4-wire direct, 12VDC | 1 | 0.00012 | 0.077 |  |  |  |  | FALSE | TRUE |  |  |  |  | #FFFF0000 | FA-NFPA 170 SMOKE DETECTOR | 1 | FALSE | FALSE | FALSE | 1408 | [13 empty] | FALSE | [7 empty] | THOR\acont | 2024-09-08 17:27 | 20191121 AC Detector without base | [Firelite, Macurco, Notifier, Silent Knight, System Sensor] [AUX POWER] [*] [AUX INPUT ++] 1251B (C), 1412B (C), 1424 (C), 2112/24AT (C), 2112/24S (C), 2112/24TS (C), 2112AITR (C), 2112ATR (C), 2112R (C), 2124AITR (C), 2124ATR (C), 2124R (C), 2151 w/B110 [Firelite, Macurco, Notifier, Silent Knight, System Sensor] [IDC] 01 [IDC 4-WIRE ++] 1251B (C), 1412B (C), 1424 (C), 2112/24AT (C), 2112/24S (C), 2112/24TS (C), 2112AITR (C), 2112ATR (C), 2112R (C), 2124AITR (C), 2124ATR (C), 2124R (C), 2151 w/B110RLP (C
8ead9c13-2450-47a4-b733-7e1d858230eb | NFPA 170 MANUAL PULL |  |  | North | Silent Knight |  | Manual Station |  |  |  | Module | TRUE | PS-SA |  | CONVENTIONAL SINGLE ACTION MANUAL PULL STATION | 1 | [6 empty] | FALSE | [5 empty] | #FFFF0000 | FA-NFPA 170 MANUAL PULL | 1 | FALSE | FALSE | FALSE | 957 | [13 empty] | FALSE | [7 empty] | THOR\acont | 2024-09-08 17:27 |  | [Silent Knight] [IDC] 04 Hood Zone, PS-DA, PS-SA, PS-SATK [Edwards, Silent Knight] [IDC] 01 284B-PL (C), Hood Zone, PS-DA, PS-SA, PS-SATK
3718c75d-8a48-4706-9bca-7e221892e7b1 |  |  |  | North | Siemens | [5 empty] | Module | TRUE | TOCAC | 500-837026 | TOCAC 2 CLASS A OUT CONVERTER | 1 | [12 empty] | #FFFFFFFF |  |  | FALSE | FALSE | FALSE | [20 empty] | DESKTOP-7SAL8M7\acont | 2019-08-13 09:04 | THOR\acont | 2024-10-09 10:48
d49903c2-effd-4792-8b52-7e2598133730 | NFPA 170 SMOKE DETECTOR |  |  | North | Kidde |  | Smoke Detector |  |  |  | Module | TRUE | GSA-PS |  | Signature photoelectric smoke detector | 1 | 0.00045 | 0.00045 |  |  |  |  | FALSE | TRUE |  |  |  |  | #FFFF0000 | FA-NFPA 170 SMOKE DETECTOR | 1 | FALSE | FALSE | FALSE | 1408 | [13 empty] | FALSE | [5 empty] | AULAPTOP-PC\Aulaptop | 2018-09-03 13:55 | THOR\acont | 2024-09-08 17:27 | 20191121 AC Detector without base | [Edwards, Kidde] [SLC EST SENSORS] 01 [*] [EST3, iO1000] DS-HFS (C), DS-PS (C), FX-HD w/IB4U BASE, FX-HD w/RB4U BASE, FX-HD w/SB4U BASE, FX-HD w/SB4U-LF BASE, FX-HD wB4U BASE, FX-PD w/B4U BASE (C), FX-PD w/IB4U BASE (C), FX-PD w/SB4U BASE (C), FX-PD w/SB [Kidde] [SLC EST MODULES SENSORS] [*] [#2 SHARED ADDR ¦ SENSORS] DS-HFS (C), DS-PS (C), FX-HD w/IB4U BASE, FX-HD w/RB4U BASE, FX-HD w/SB4U BASE, FX-HD w/SB4U-LF BASE, FX-HD wB4U BASE, FX-PD w/B4U BASE (C), FX-PD w/IB4U BASE (C), FX-PD w/SB4U BASE (C), FX [Kidde] [SLC EST SENSORS] [*] [#4 TYPE ADDR ¦ SENSORS] DS-HFS (C), DS-PS (C), FX-HD w/IB4U BASE, FX-HD w/RB4U BASE, FX-HD w/SB4U BASE, FX-HD w/SB4U-LF BASE, FX-HD wB4U BASE, FX-PD w/B4U BASE (C), FX-PD w/IB4U BASE (C), FX-PD w/SB4U BASE (C), FX-PD w/SB4U [Edwards, Kidde] [SLC EST MODULES/SENSORS] 01 [*] [iO64] DS-HFS (C), DS-PS (C), FX-HD w/IB4U BASE, FX-HD w/RB4U BASE, FX-HD w/SB4U BASE, FX-HD w/SB4U-LF BASE, FX-HD wB4U BASE, FX-PD w/B4U BASE (C), FX-PD w/IB4U BASE (C), FX-PD w/SB4U BASE (C), FX-PD w/SB
a931fc2f-d78d-4df5-ac9b-7e2599a8e0ce | NFPA 170 MANUAL PULL |  |  | North | Firelite |  | Manual Station |  |  |  | Module | TRUE | BG-12LPS | + | Dual-action pull station with pre-signal option. | 1 | [6 empty] | TRUE | [5 empty] | #FFFF0000 | FA-NFPA 170 MANUAL PULL | 1 | FALSE | FALSE | FALSE | 957 | [19 empty] | DESKTOP-7SAL8M7\acont | 2019-03-29 16:22 | THOR\acont | 2024-09-08 17:27 | Cloned from Firelite BG-12 CLONED CLONED | [Firelite] [IDC] 01 BG-12, BG-12L, BG-12LA, BG-12LO, BG-12LOB, BG-12LPS, BG-12LPSP, BG-12LSP, BG-12S, BG-12SL, BG-8, BG-8SP
f2ab41f8-84e3-4b7a-b045-7e2992a807a4 | NFPA 170 HORN STROBE |  |  | North | Siemens |  | Horn/Strobe |  |  |  | Module | TRUE | MTH-MC-R | 500-636078 | MULTI TONE HORN MULTI CANDELA RED | 1 | [12 empty] | #FF0070C0 | FA-NFPA 170 HORN STROBE | 1 | FALSE | FALSE | FALSE | 2012 | [19 empty] | DESKTOP-7SAL8M7\acont | 2019-08-13 09:04 | THOR\acont | 2024-09-08 17:27 | B,T | [Siemens] [NAC] [FWR HIGH DB CODE 3] MTH-MC-R, MTH-MC-W [Siemens] [NAC] [DC HIGH DB CODE 3] MTH-MC-R, MTH-MC-W
efa8b0ec-b95a-46f9-9b8d-7e29ca76ae86 | NFPA 170 STROBE CEILING |  |  | North | Eaton Wheelock |  | Strobe |  |  |  | Module | TRUE | STRC | ++ | Strobe, Red, Ceiling Mount | 1 | [6 empty] | FALSE | TRUE |  |  |  |  | #FF0070C0 | FA-NFPA 170 STROBE CEILING | 1 | FALSE | FALSE | FALSE | 2022 | [13 empty] | FALSE |  |  | C |  |  |  |  | THOR\acont | 2024-09-08 17:27 |  | [Eaton Wheelock] [NAC] [ULMAX] STRC (C), STWC (C)
9288261d-cd1c-4d9c-a540-7e2b28bad12b | NFPA 170 AMPLIFIER RACK | RISER AMP |  | North | Evax |  | Amplifier |  |  |  | Assembly | TRUE | HMX-DP25 (25V) | + | Distributed Panel, Dual Channel, 25W | 1 | [6 empty] | FALSE | [5 empty] | #FFFF0000 | FA-NFPA 170 AMPLIFIER RACK | 1 | FALSE | FALSE | FALSE | 300 | [8 empty] | 7,12,18 |  |  |  | 25 | TRUE | [5 empty] | DESKTOP-7SAL8M7\acont | 2020-07-16 11:07 | THOR\acont | 2024-09-08 17:27 | Cloned from Hochiki FNVDP25 (25V)
05dcb83b-eeb3-4555-9152-7e3250425e17 | NFPA 170 MANUAL PULL |  |  | North | Notifier |  | Manual Station |  |  |  | Module | TRUE | NOT-BG12LX | ++ | Addressable Pull Station | 1 | 0.000375 | 0.005 |  |  |  |  | FALSE | FALSE |  |  |  |  | #FFFF0000 | FA-NFPA 170 MANUAL PULL | 1 | FALSE | FALSE | FALSE | 957 | [13 empty] | FALSE | [7 empty] | THOR\acont | 2024-09-08 17:27 |  | [Honeywell, Notifier, System Sensor] [SLC MODULES SENSORS] [*] [#1 SHARED ADDR ¦ MODULES] 30-3013 w/FMM-101, Q3013D, ACM-8R, ACPS-610, AMPS-24, AMPS-24E, EM-1M, EM-1MI, EM-1MM, EM-1MMI, EM-1R, EM-1RI, EM-1SR, EM-1SRI, FCM-1, FCM-1-REL, FD7044 MM-101, FDM [Honeywell, Notifier, System Sensor] [SLC MODULES] [*] [#3 TYPE ADDR ¦ MODULES] 30-3013 w/FMM-101, Q3013D, ACM-8R, ACPS-610, AMPS-24, AMPS-24E, EM-1M, EM-1MI, EM-1MM, EM-1MMI, EM-1R, EM-1RI, EM-1SR, EM-1SRI, FCM-1, FCM-1-REL, FD7044 MM-101, FDM-1, FDRM-1
2ea46a82-8724-40f5-a38c-7e33bd182221 |  |  |  | North | MIRCOM |  | Hardware |  |  |  | Hardware | TRUE | BAT-12V26A |  | 12 VOLT 26AH BATTERIES | 1 | [6 empty] | FALSE | [5 empty] | #FFFFFFFF |  |  | FALSE | FALSE | FALSE | [14 empty] | FALSE | [7 empty] | THOR\acont | 2024-10-09 10:48
df0f4303-3c1d-4c8a-8da6-7e36aa51517b |  |  |  | North | Siemens | [5 empty] | Module | TRUE | BP-62 | S54400-Z62-A1 | BATTERY SET 12V 16AH (High Temp Rated) | 1 | [12 empty] | #FFFFFFFF |  |  | FALSE | FALSE | FALSE | [20 empty] | DESKTOP-7SAL8M7\acont | 2019-08-13 09:04 | THOR\acont | 2024-10-09 10:48
b4e56556-93bd-4342-bf08-7e3c7e9c05a1 | NFPA 170 SMOKE DETECTOR |  |  | North | Gentex |  | Smoke Detector |  |  |  | Module | TRUE | S1209F | + | Smoke Alarm, 120VAC/9VDC, Form A/C Contact | 1 | [6 empty] | TRUE | TRUE |  |  |  |  | #FFFF0000 | FA-NFPA 170 SMOKE DETECTOR | 1 | FALSE | FALSE | FALSE | 1408 | [16 empty] | 120v |  |  | DESKTOP-7SAL8M7\acont | 2019-09-11 06:36 | THOR\acont | 2024-09-08 17:27 | 20191121 AC Detector without base | [First Alert, Generic, Gentex, Kidde, N/A] [VAC ] 120VAC SMOKE DETECTOR (C), 7020BSL (C), 7139CS-C (C), 7139CS-W (C), 9120 (C), 9120F (C), 9120H (C), 9120HF (C), 9120T (C), 9120TF (C), 9123 (C), 9123F (C), 9123H (C), 9123HF (C), 9123T (C), 9123TF (C), FU [First Alert, Generic, Gentex, Kidde, N/A] [IDC] 01 120VAC SMOKE DETECTOR (C), 7020BSL (C), 7139CS-C (C), 7139CS-W (C), 9120 (C), 9120F (C), 9120H (C), 9120HF (C), 9120T (C), 9120TF (C), 9123 (C), 9123F (C), 9123H (C), 9123HF (C), 9123T (C), 9123TF (C),
dfbb7bbb-03b0-40aa-924a-7e3eb146d3e5 | NFPA 170 HEAT DETECTOR |  |  | North | Potter |  | Heat Detector |  |  |  | Module | TRUE | CR-165MP | 1000162 | Indoor Outdoor Rate of Rise Heat Detector, 165°F (71°C) | 1 | [6 empty] | FALSE | [5 empty] | #FFFF0000 | FA-NFPA 170 HEAT DETECTOR | 1 | FALSE | FALSE | FALSE | 1403 | [13 empty] | FALSE |  |  | 165° R |  |  |  |  | THOR\acont | 2024-09-08 17:27 |  | [Notifier, Potter] [IDC] 01 CF-135EWT, CF-135MP, CF-135W, CF-165MP, CF-165W, CF-200EWT, CF-200MP, CF-200W, CF-285MP, CF-285W, CPS-24 w/SB, CR-135EWT, CR-135MP, CR-135W, CR-165MP, CR-165W, CR-200EWT, CR-200MP, CR-200W, DSD-P (C), P32-1T, PS40 Series, PS40
882c3060-0fcb-4e13-81b4-7e408b07241b | NFPA 170 SMOKE DETECTOR |  |  | North | Kidde |  | Smoke Detector |  |  |  | Module | TRUE | KI-PCD w/KI-IB BASE | ++ | Photoelectric smoke and carbon monoxide life safety detector, | 1 | 5.1e-05 | 6.8e-05 |  |  |  |  | FALSE | TRUE |  |  |  |  | #FFFF0000 | FA-NFPA 170 SMOKE DETECTOR | 1 | FALSE | FALSE | FALSE | 1408 | [13 empty] | FALSE | [5 empty] | DESKTOP-7SAL8M7\acont | 2020-01-02 08:38 | THOR\acont | 2024-10-08 16:26 | Cloned from Edwards SIGA-PCD w/SIGA-IB BASE | [Edwards, Kidde] [SLC EST MODULES/SENSORS] 01 [*] [iO64] DS-HFS (C), DS-PS (C), FX-HD w/IB4U BASE, FX-HD w/RB4U BASE, FX-HD w/SB4U BASE, FX-HD w/SB4U-LF BASE, FX-HD wB4U BASE, FX-PD w/B4U BASE (C), FX-PD w/IB4U BASE (C), FX-PD w/SB4U BASE (C), FX-PD w/SB [Edwards, Kidde] [SLC EST SENSORS] 01 [*] [EST3, iO1000] DS-HFS (C), DS-PS (C), FX-HD w/IB4U BASE, FX-HD w/RB4U BASE, FX-HD w/SB4U BASE, FX-HD w/SB4U-LF BASE, FX-HD wB4U BASE, FX-PD w/B4U BASE (C), FX-PD w/IB4U BASE (C), FX-PD w/SB4U BASE (C), FX-PD w/SB [Kidde] [SLC EST MODULES SENSORS] [*] [#2 SHARED ADDR ¦ SENSORS] DS-HFS (C), DS-PS (C), FX-HD w/IB4U BASE, FX-HD w/RB4U BASE, FX-HD w/SB4U BASE, FX-HD w/SB4U-LF BASE, FX-HD wB4U BASE, FX-PD w/B4U BASE (C), FX-PD w/IB4U BASE (C), FX-PD w/SB4U BASE (C), FX [Kidde] [SLC EST SENSORS] [*] [#4 TYPE ADDR ¦ SENSORS] DS-HFS (C), DS-PS (C), FX-HD w/IB4U BASE, FX-HD w/RB4U BASE, FX-HD w/SB4U BASE, FX-HD w/SB4U-LF BASE, FX-HD wB4U BASE, FX-PD w/B4U BASE (C), FX-PD w/IB4U BASE (C), FX-PD w/SB4U BASE (C), FX-PD w/SB4U
e834b946-a3de-4aab-bb09-7e42217077bb | CADGEN INTERFACE MODULE |  |  | North | Fike |  | Interface Module |  |  |  | Module | TRUE | FIK-5824 | ++ | Serial/Parallel Gateway Module | 1 | 0.045 | 0.045 |  |  | 24 |  | FALSE |  |  |  | 7.75” x 6” x 1.4375” (19.69 x 15.24 x 3.65 cm) |  | #FFFF0000 | FA-CADGEN INTERFACE MODULE | 1 | FALSE | FALSE | FALSE | 202 | [13 empty] | FALSE | [5 empty] | DESKTOP-7EIEB7A\acont | 2023-01-04 11:51 | THOR\acont | 2024-09-08 17:27 | Cloned from Silent Knight 5824 | [Fike] [SBUS] [*] [SBUS ++] FIK-5824, FIK-5865-3, FIK-5865-4, FIK-5880, FIK-6815, FIK-RA-100, FIK-RA-1000R, FIK-RA-2000
ae611f62-3f73-4e7c-b9f6-7e45cb3243b7 | NFPA 170 AUTONOMOUS CONTROL UNIT |  |  | North | Block Definition Only |  | Miscellaneous |  |  |  | Module | TRUE | NFPA 170 AUTONOMOUS CONTROL UNIT |  | NFPA 170 AUTONOMOUS CONTROL UNIT | 1 | [12 empty] | #FFFF0000 | FA-NFPA 170 AUTONOMOUS CONTROL UNIT | 1 | FALSE | FALSE | FALSE | 106 | [19 empty] | AULAPTOP-PC\Aulaptop | 2020-03-26 07:41 | THOR\acont | 2024-09-08 17:27
9ce5cf59-a317-4bb3-8f36-7e4e121c6362 | NFPA 170 STROBE WALL |  |  | North | System Sensor |  | Strobe |  |  |  | Module | TRUE | SWL w/ WAV-WL | + | Strobe, White | 2 | 0 | 0.043 |  |  |  |  | FALSE | [5 empty] | #FF0070C0 | FA-NFPA 170 STROBE WALL | 1 | FALSE | FALSE | FALSE | 2023 | [13 empty] | FALSE | [5 empty] | DESKTOP-7SAL8M7\acont | 2020-09-14 15:55 | THOR\acont | 2024-09-08 17:27 | Cloned from System Sensor SWL | [BluePoint, System Sensor] [NAC] [VDC] BP04-101LP, BP04-111LP, BP04-A101LP, BP04-A111LP, SGRL, SGWL, SPSRL, SPSRL-P, SPSRL-SP, SPSWL, SPSWL-ALERT, SPSWL-CLR-ALERT, SPSWL-P, SRL, SRL w/ WAV-RL, SRL-P, SRL-SP, SWL, SWL w/ WAV-WL, SWL-ALERT, SWL-CLR-ALERT, [Farenhyt, Firelite, Gamewell FCI, Notifier, Silent Knight, System Sensor] [SWIFT MESH DEVICES] 01 HRL-LF w/ WAV-RL, HWL-LF w/ WAV-WL, P2RL w/WAV-RL, P2RLED w/WAV-RL, P2RL-LF w/ WAV-RL, P2WL w/ WAV-WL, P2WLED w/ WAV-WL, P2WL-LF w/ WAV-WL, SRL w/ WAV-RL, [BluePoint, System Sensor] [NAC] [VFWR] BP04-101LP, BP04-111LP, BP04-A101LP, BP04-A111LP, SGRL, SGWL, SPSRL, SPSRL-P, SPSRL-SP, SPSWL, SPSWL-ALERT, SPSWL-CLR-ALERT, SPSWL-P, SRL, SRL w/ WAV-RL, SRL-P, SRL-SP, SWL, SWL w/ WAV-WL, SWL-ALERT, SWL-CLR-ALERT,
adb5aaaf-9e5a-4f60-9a3d-7e521225a967 | 170 BASIC SHAPE |  |  | North | Aiphone |  | Miscellaneous |  |  |  | Module | TRUE | PS-1208 |  | Intercom Power Supply | 1 | [6 empty] | TRUE | [5 empty] | #FFFF0000 | FA-170 BASIC SHAPE | 1 | FALSE | FALSE | FALSE | [20 empty] | XPS-17-9710\August | 2024-04-04 05:36 | THOR\acont | 2024-09-08 17:27 | Cloned from Aiphone LE-AN
201a5773-5dab-47a6-b749-7e5513000d66 | NFPA 170 SMOKE DETECTOR |  |  | North | Notifier |  | Smoke Detector |  |  |  | Module | TRUE | FSD-751RP w/B200SR-LF |  | DETECTOR, SMOKE, ADDRESSABLE PHOTO w/SOUNDER BASE, LOW FREQUENCY | 1 | 0.001 | 0.125 |  |  |  |  | FALSE | TRUE |  |  |  |  | #FFFF0000 | FA-NFPA 170 SMOKE DETECTOR | 1 | FALSE | FALSE | FALSE | 1408 | [13 empty] | FALSE |  |  | LF¦SB |  |  |  |  | THOR\acont | 2024-09-08 17:27 | 20191121 AC Detector with base | [Honeywell, Notifier, System Sensor] [SLC SENSORS] [*] [#4 TYPE ADDR ¦ SENSORS] 2251B (C), 2251-COPTIR (C), 2251-COPTIR w/B200S-WH (C), 2251TB (C), 2251TMB (C), 5251B (C), 5251B-WP (C), 5251H (C), 5251RB (C), 5251RB-WP (C), 7251 (C), 7251DH (C), DH200LP [Honeywell, Notifier, System Sensor] [SLC MODULES SENSORS] [*] [#2 SHARED ADDR ¦ SENSORS] 2251B (C), 2251-COPTIR (C), 2251-COPTIR w/B200S-WH (C), 2251TB (C), 2251TMB (C), 5251B (C), 5251B-WP (C), 5251H (C), 5251RB (C), 5251RB-WP (C), 7251 (C), 7251DH (C) [Notifier] [AUX POWER] [16VDC, HIGH VOLUME] FSD-751PL w/B200SR-LF (C), FSD-751RP w/B200SR-LF (C), FSD-751RPL w/B200SR-LF (C), FSI-851 w/B200SR-LF (C), FSL-751 w/B200SR-LF (C), FSP-851 w/B200SR-LF (C), FSP-851T w/B200SR-LF (C), FST-851 w/B200SR-LF (C), FS
4d2be285-d476-440c-baf9-7e5811d7cc0c | NFPA 170 HORN |  |  | North | Edwards |  | Horn |  |  |  | Module | TRUE | G1RF-HD |  | Temporal Horn, 84.4 or 79.4 dBA, Red, /w "FIRE" | 1 | 0 | 0.019 |  |  |  |  | FALSE | [5 empty] | #FF0070C0 | FA-NFPA 170 HORN | 1 | FALSE | FALSE | FALSE | 2010 | [13 empty] | FALSE | [7 empty] | THOR\acont | 2024-09-08 17:27 |  | [Edwards, Kidde] [NAC] [16 VDC, LOW DB] EG1F-HD, EG1F-P, G1F-HD, G1F-P, G1-HD, G1-P, G1RF-HD, G1RF-P, G1R-HD, G1R-P [Edwards, Kidde] [NAC] [24 VDC, HIGH DB] EG1F-HD, EG1F-P, G1F-HD, G1F-P, G1-HD, G1-P, G1RF-HD, G1RF-P, G1R-HD, G1R-P [Edwards, Kidde] [NAC] [24 VDC, LOW DB] EG1F-HD, EG1F-P, G1F-HD, G1F-P, G1-HD, G1-P, G1RF-HD, G1RF-P, G1R-HD, G1R-P [Edwards, Kidde] [NAC] [16 VDC, HIGH DB] EG1F-HD, EG1F-P, G1F-HD, G1F-P, G1-HD, G1-P, G1RF-HD, G1RF-P, G1R-HD, G1R-P
20119f26-ed0d-4d9a-8b73-7e5a86afd112 | CADGEN SIGN |  |  | North | BluePoint |  | Signage |  |  |  | Module | TRUE | BP05-201M | ++ | Medical P.S. Sign (Flat) | 1 | 0 | 0 |  |  |  |  | FALSE |  | Surface Mounted |  | 6.0 x 8.0 in. (152 x 203 mm) |  | #FFFF0000 | FA-CADGEN SIGN | 1 | FALSE | FALSE | FALSE | [20 empty] | THOR\acont | 2024-04-12 12:55 | THOR\acont | 2024-09-08 17:27 | Cloned from BluePoint BP05-201P
7b4b86bd-ab77-4f4e-b8e1-7e5ce646330e | NFPA 170 SURGE SUPPRESSOR |  |  | North | Space Age Electronics |  | Surge Supressor |  |  |  | Module | TRUE | RJ1448-MD w/Snap Track |  | 2 Pair / 4 Wire Surge Module, 48v RJ14 | 1 | [6 empty] | TRUE | [5 empty] | #FFFF0000 | FA-NFPA 170 SURGE SUPPRESSOR | 1 | FALSE | FALSE | FALSE | [14 empty] | FALSE |  |  | 24v |  |  | DESKTOP-7EIEB7A\acont | 2021-03-31 16:26 | THOR\acont | 2024-09-08 17:27 | Cloned from Space Age Electronics T24-DG w/Snap Track | [Space Age Electronics] [SURGE PROTECTION] [ALL DEVICES ++] E120V-GT, RJ1448-MD w/Snap Track, T05-DG w/Snap Track, T120-DG w/Snap Track, T12-DG w/Snap Track, T24-DG w/Snap Track, T32-DG w/Snap Track, T36-DG w/Snap Track, T48-DG w/Snap Track, T70-DG w/Sna [Space Age Electronics] [SURGE PROTECTION] [#2] RJ1448-MD w/Snap Track, T05-DG w/Snap Track, T120-DG w/Snap Track, T12-DG w/Snap Track, T24-DG w/Snap Track, T32-DG w/Snap Track, T36-DG w/Snap Track, T48-DG w/Snap Track, T70-DG w/Snap Track, T90-DG w/Snap
b3b589fd-cdd8-4d05-a28b-7e63913f61ad | NFPA 170 FIRE ALARM CONTROL UNIT | RISER FACU |  | North | Ampac |  | Fire Alarm Control Unit |  |  |  | Assembly | TRUE | SP16X – Cabinet Only |  | SP16X – comes with a locked glazed outer door and accommodates up to 16 loops (2 networked nodes), 10 Add-on modules and 10 Add-on termination boards | 1 | [6 empty] | TRUE | [5 empty] | #FFFF0000 | FA-NFPA 170 FIRE ALARM CONTROL UNIT | 1 | FALSE | FALSE | [21 empty] | XPS-17-9710\August | 2024-11-06 05:25 |  |  | Cloned from Ampac SP8X – Cabinet Only
2ec97277-88e3-4199-a0d8-7e64ea05417a | NFPA 170 PRINTER |  |  | North | NAPCO |  | Miscellaneous |  |  |  | Module | TRUE | GEMC-FPRINT | ++ | Parallel printer module | 1 | 0.054 | 0.054 |  |  | 24 | [7 empty] | #FFFF0000 | FA-NFPA 170 PRINTER | 1 | FALSE | FALSE | FALSE | [20 empty] | DESKTOP-7SAL8M7\acont | 2020-01-21 11:59 | THOR\acont | 2024-09-08 17:27 |  | [NAPCO] [FIRE BUS NAPCO] [*] GEMC-12V2APS-CF Main Board, GEMC-EZM8, GEMC-FK1, GEMC-FPRINT, GEMC-NAC6 Main Board, GEMC-OUT8, GEMC-REVC, GEMC-RM3008
7d69ba37-fbb6-49f8-ae6d-7e6e1ce49d78 |  |  |  | North | Autocall |  | Hardware |  |  |  | Hardware | TRUE | 2081-9274 | ++ | System Batteries, Sealed Lead-Acid, 10 Ah | 1 | 0 | 0 |  |  |  |  | TRUE | [5 empty] | #FFFFFFFF |  |  | FALSE | FALSE | FALSE | [20 empty] | DESKTOP-0D6CQVA\lousc | 2019-06-16 10:58 | THOR\acont | 2025-02-04 10:07 | Cloned from AutoCall 2081-9272
51c3355c-1ec9-40d0-bb92-7e70e534e650 |  |  |  | North | Evax |  | Cards & Components |  |  |  | Card | TRUE | EVAX-50/4Z Main Board | + | Main Board | 1 | 0.15 | 0.8 |  |  |  |  | TRUE | [5 empty] | #FFFFFFFF |  |  | FALSE | FALSE | FALSE | [13 empty] | 50 | TRUE | [5 empty] | DESKTOP-7SAL8M7\acont | 2020-11-19 08:22 | THOR\acont | 2024-10-09 10:48 | Cloned from Evax EVAX-50 Main Board | [Evax] [VAC ] EVAX-100 Main Board, EVAX-100/4Z Main Board, EVAX-100/8Z Main Board, EVAX-100E Main Board, EVAX-25 Main Board, EVAX-25/4Z Main Board, EVAX-50 Main Board, EVAX-50/4Z Main Board [Evax] [NAC Trigger] EVAX-100 Main Board, EVAX-100/4Z Main Board, EVAX-100/8Z Main Board, EVAX-100E Main Board, EVAX-25 Main Board, EVAX-25/4Z Main Board, EVAX-50 Main Board, EVAX-50/4Z Main Board
71122edb-102a-44d7-a40a-7e721ae3405f |  |  |  | North | Ditek |  | Cards & Components |  |  |  | Card | TRUE | DTK-2MHTP |  | 2 Pair / 4 Wire Surge Module for Telephone Dialers | 1 | [6 empty] | TRUE | [5 empty] | #FFFFFFFF |  |  | FALSE | FALSE | FALSE | [14 empty] | FALSE | [7 empty] | THOR\acont | 2024-10-09 10:48 |  | [Ditek, Monaco Enterprises] [SURGE PROTECTION] [#2] 210-524-00, DTK-120HW, DTK-120HWLOK, DTK-120HW-SS, DTK-120SRD, DTK-120X12, DTK-2MHLP24B, DTK-2MHLP24BWB, DTK-2MHLP24F, DTK-2MHTP, DTK-4LVLPLV, DTK-DF120S1, DTK-MRJ45C5E [Ditek, Monaco Enterprises, WBOX] [SURGE PROTECTION] [ALL DEVICES ++] 0E-SPROACHW, 210-524-00, DTK-120HW, DTK-120HWLOK, DTK-120HW-SS, DTK-120SRD, DTK-120X12, DTK-1F, DTK-1FF, DTK-2MHLP24B, DTK-2MHLP24B w/DTK-2MB, DTK-2MHLP24B w/DTK-3MB, DTK-2MHLP24B w/DT [Ditek, Monaco Enterprises] [DACT] 01 210-524-00, DTK-120HW, DTK-120SRD, DTK-1FF, DTK-2MHTP, DTK-DF120S1
f72e8a70-a992-4f2c-8846-7e73a75e521c |  |  |  | North | HID | Security/Access Control |  |  |  |  | Module | TRUE | 1336 |  |  | 1 | [12 empty] | #FFFFFFFF |  |  | FALSE | FALSE | FALSE | [20 empty] | THOR\acont | 2024-03-12 21:20 | THOR\acont | 2024-10-09 10:48
56448889-9265-4f62-bee3-7e774ff0ad32 |  |  |  | North | Autocall |  | Hardware |  |  |  | Hardware | TRUE | 2081-9296 | ++ | System Batteries, Sealed Lead-Acid, 50 Ah | 1 | [6 empty] | FALSE | [5 empty] | #FFFFFFFF |  |  | FALSE | FALSE | FALSE | [14 empty] | FALSE | [5 empty] | DESKTOP-QGO6JOK\acont | 2021-08-18 08:57 | THOR\acont | 2025-02-04 10:07 | Cloned from Power Sonic PS-12550
fcacb9bf-6829-4e22-ba93-7e7ab800393c | NFPA 170 DUCT SMOKE DETECTOR |  |  | North | Gamewell FCI |  | Duct Smoke Detector |  |  |  | Module | TRUE | DNRW w/ASD-PL2FR |  | Intelligent duct detector housing, non-relay, watertight w/ASD-PL3R | 1 | 0.0003 | 0.0003 |  |  |  |  | FALSE | TRUE | FLUSH |  | N/A | N/A | #FFFF0000 | FA-NFPA 170 DUCT SMOKE DETECTOR | 1 | FALSE | FALSE | FALSE | 1400 |  |  | 3242-1653:0209 | [10 empty] | FALSE | [5 empty] | DESKTOP-7SAL8M7\acont | 2019-04-25 07:01 | THOR\acont | 2024-09-08 17:27 | 20191121 AC Detector with base | [Gamewell FCI] [SLC MODULES SENSORS] [*] [#2 SHARED ADDR ¦ SENSORS] ADPF (C), ASD-PL2F w/B200S-LF-WH (C), ASD-PL2F w/B210LP (C), ASD-PL2FR (C), ASD-PL3 w/B200S-LF-WH (C), ASD-PL3 w/B200SR-LF-WH (C), ASD-PL3 w/B200SR-WH (C), ASD-PL3 w/B224BI-WH (C), ASD-P [Gamewell FCI] [SLC SENSORS] [*] [#4 TYPE ADDR ¦ SENSORS] ADPF (C), ASD-PL2F w/B200S-LF-WH (C), ASD-PL2F w/B210LP (C), ASD-PL2FR (C), ASD-PL3 w/B200S-LF-WH (C), ASD-PL3 w/B200SR-LF-WH (C), ASD-PL3 w/B200SR-WH (C), ASD-PL3 w/B224BI-WH (C), ASD-PL3 w/B224R | [Gamewell FCI] ASD-PL2FR, ASD-PL3R, ASD-PL3R-IV, DNR w/ASD-PL2FR, DNR w/ASD-PL3R, DNRW w/ASD-PL2FR, DNRW w/ASD-PL3, DNRW w/ASD-PL3R
fe8e0ddf-2913-46a8-8e45-7e7c557eb5ed | NFPA 170 SPEAKER WALL |  |  | North | Simplex |  | Speaker |  |  |  | Module | TRUE | 49SO-APPLW-O-BA | + | Wall Mount Addressable Weatherproof S/O Appliance only. Assembled in USA | 1 | 0 | 0 |  |  |  |  | TRUE | [5 empty] | #FF0070C0 | FA-NFPA 170 SPEAKER WALL | 1 | FALSE | FALSE | FALSE | 2019 | [16 empty] | WP |  |  | DESKTOP-7EIEB7A\acont | 2022-02-21 14:27 | THOR\acont | 2024-09-08 17:27 | Cloned from Autocall A49SO-APPLW-O-BA | [Autocall, Simplex] [AUDIO 25v] [25V AUDIO] 49HF-APPLW, 49HF-APPLW-BA, 49HFV-APPLW, 49HFV-APPLW-BA, 49SO-APPLW, 49SO-APPLW-BA, 49SO-APPLW-O, 49SO-APPLW-O-BA, 49SV-APPLW, 49SV-APPLW-BA, 49SV-APPLW-O, 49SV-APPLW-O-BA, A49HF-APPLW, A49HF-APPLW-BA, A49HFV-AP [Autocall, Simplex] [AUDIO 70.7v] [70V AUDIO] 49HF-APPLW, 49HF-APPLW-BA, 49HFV-APPLW, 49HFV-APPLW-BA, 49SO-APPLW, 49SO-APPLW-BA, 49SO-APPLW-O, 49SO-APPLW-O-BA, 49SV-APPLW, 49SV-APPLW-BA, 49SV-APPLW-O, 49SV-APPLW-O-BA, A49HF-APPLW, A49HF-APPLW-BA, A49HFV- [Autocall, Simplex] [IDNac] [IDNAC] 49HF-APPLC (C), 49HF-APPLC-BA (C), 49HF-APPLW, 49HF-APPLW-BA, 49SO-APPLC (C), 49SO-APPLC-BA (C), 49SO-APPLC-O (C), 49SO-APPLC-O-BA (C), 49SO-APPLW, 49SO-APPLW-BA, 49SO-APPLW-O, 49SO-APPLW-O-BA, A49HF-APPLC (C), A49HF-A
fc7c9e3e-6609-4761-88a8-7e898267c8c9 |  |  |  | North | Kidde |  | Cards & Components |  |  |  | Card | TRUE | ANS100MDR |  | OBSOLETE - 100W Audio Notification Panel, Red | 1 | [6 empty] | TRUE | [5 empty] | #FFFFFFFF |  |  | FALSE | FALSE | FALSE | [14 empty] | FALSE | [5 empty] | DESKTOP-7SAL8M7\acont | 2020-01-02 07:13 | THOR\acont | 2024-10-09 10:48 | Cloned from Edwards ANS100MDR
28ce5d1a-9636-4cce-8cb6-7e89b13b8b8f | NFPA 170 FIRE ALARM CONTROL UNIT | RISER FACP |  | North | Hochiki |  | Fire Alarm Control Unit |  |  |  | Assembly | TRUE | LA101K4-40 |  | FireNET L@TITUDE Analog Addressable Fire Alarm Control Panel, 4 Slot Standard Enclosure, 5.25 A 115V, 8-Loop Panel Module, Hochiki Protocol, Network Module, and Media Gateway™, Gray, 48 Zone LEDs | 1 | [6 empty] | FALSE |  |  | *Refer to Install Sheet | 16.5in (W) x 23.2in (H) x 6in (D) | KM5FCRD (Optional Semi-Flush Mounting Kit) | #FFFF0000 | FA-NFPA 170 FIRE ALARM CONTROL UNIT | 1 | FALSE | FALSE | FALSE | 202 | [8 empty] | 7,12,18,28 |  |  | 5.25 |  | TRUE | [5 empty] | DESKTOP-7SAL8M7\acont | 2019-12-04 15:59 | THOR\acont | 2024-09-08 17:27 | Cloned from Hochiki LA101K1-40 CLONED
5e1bc73d-8bbb-4ff7-9181-7e8e30470552 | NFPA 170 MULTI DETECTOR CO |  |  | North | Farenhyt |  | Multi Criteria Detector |  |  |  | Module | TRUE | IDP-FIRE-CO-W w/B200S-WH | ++ | Advanced multi-criteria fire/CO detector, white w/Standard Base | 1 | 0.0002 | 0.0045 |  |  |  |  | FALSE | TRUE |  |  |  |  | #FFFF0000 | FA-NFPA 170 MULTI DETECTOR CO | 1 | FALSE | FALSE | FALSE | 1408 | [13 empty] | FALSE |  |  | CO |  |  | THOR\acont | 2023-12-04 10:51 | THOR\acont | 2024-09-08 17:27 | Cloned from Farenhyt IDP-FIRE-CO-W w/B300-6 | [Farenhyt, Silent Knight] [SLC MODULES SENSORS] [*] [#2 SHARED ADDR ¦ SENSORS] CO1224TR w/ IDP-MINIMON, CO1224TR w/ IDP-MONITOR, DNR w/IDP-PHOTO-R-W (C), DNR w/SK-PHOTO-R-W (C), DNRW w/IDP-PHOTO-R-W (C), DNRW w/SK-PHOTO-R-W (C), HFS-D (C), HFS-P (C), HFS [Farenhyt] [SLC IDP SENSORS] [*] [#4 TYPE ADDR ¦ SENSORS] DNR w/IDP-PHOTO-R-W (C), DNRW w/IDP-PHOTO-R-W (C), IDP-ACCLIMATE (C), IDP-BEAM (C), IDP-DUCT-W w/IDP-PHOTO-R-W (C), IDP-FIRE-CO-W w/B200S-LF-WH (C), IDP-FIRE-CO-W w/B200S-WH (C), IDP-FIRE-CO-W w/B [Farenhyt] [AUX POWER] [HIGH DB] IDP-FIRE-CO-W w/B200S-WH (C), IDP-PHOTO-W w/B200S-WH (C)
322ae550-aab0-4f24-9b66-7e94df1a2b8a |  |  |  | North | Autocall |  | Hardware |  |  |  | Hardware | TRUE | 2099-9820 | + | Flush mount adapter kit, beige | 1 | [6 empty] | TRUE | [5 empty] | #FFFFFFFF |  |  | FALSE | FALSE | FALSE | [20 empty] | DESKTOP-7EIEB7A\acont | 2022-02-21 12:50 | THOR\acont | 2024-10-09 10:48 | Cloned from Simplex 2099-9820
9da230c5-05f2-42ac-b2b9-7e9d7f315f38 | NFPA 170 SMOKE HEAT DETECTOR |  |  | North | Potter |  | Smoke/Heat Detector |  |  |  | Module | TRUE | PAD200-PHD w/PAD100-RB | + | Photoelectric Smoke/Heat Detector with 6" Base with One Form-C Relay Contact | 1 | 0.0005 | 0.0005 |  |  |  |  | FALSE | TRUE |  |  |  |  | #FFFF0000 | FA-NFPA 170 SMOKE HEAT DETECTOR | 1 | FALSE | FALSE | FALSE | 1411 | [13 empty] | FALSE |  |  | RB |  |  | DESKTOP-7EIEB7A\acont | 2021-09-10 06:20 | THOR\acont | 2024-09-08 17:27 | Cloned from Potter PAD100-PHD w/PAD100-RB | [Potter] [SLC PAD] [*] [#2 SHARED ADDR ¦ SENSORS] PAD100-CD w/PAD100-4DB, PAD100-CD w/PAD100-6DB, PAD100-CD w/PAD100-IB, PAD100-CD w/PAD100-LFSB, PAD100-CD w/PAD100-RB, PAD100-CD w/PAD100-SB, PAD100-CD w/PAD100-SPKB, PAD100-DUCT (C), PAD100-DUCTR (C), PA
6ab74d6b-8870-44c7-9e83-7e9f48b45786 | NFPA 170 PRESSURE SWITCH |  |  | North | Potter |  | Pressure Switch |  |  |  | Module | TRUE | PS40-EX | + | Explosion Proof Low/High Supervisory Pressure Switch for Dry Valves - Nominal System Pressure 40 psi | 1 | [6 empty] | FALSE | [5 empty] | #FFFF0000 | FA-NFPA 170 PRESSURE SWITCH | 1 | FALSE | FALSE | FALSE | 913 |  |  | 7770-0328:0141 | [10 empty] | FALSE | [7 empty] | THOR\acont | 2024-09-08 17:27 |  | [Potter] [IDC] 01 OSYSU Series, OSYSU-CRH, OSYSU-EX, OSYSU-EX-O, PCVS Series, PCVS-CRH, PIVS-U-EX, PIVSU-EX-O, PS10 Series, PS10-EX, PS15, PS25, PS40 Series, PS40-EX, RBVS, VSG, VSR Series, VSR-10, VSR-AT, VSR-C, VSR-CF, VSR-FE-2, VSR-FEX Series, VSR-S S [Notifier, Potter] [IDC] 01 CF-135EWT, CF-135MP, CF-135W, CF-165MP, CF-165W, CF-200EWT, CF-200MP, CF-200W, CF-285MP, CF-285W, CPS-24 w/SB, CR-135EWT, CR-135MP, CR-135W, CR-165MP, CR-165W, CR-200EWT, CR-200MP, CR-200W, DSD-P (C), P32-1T, PS40 Series, PS40
225ac1e8-6df6-42a5-9bb0-7ea4da4e800d | NFPA 170 SMOKE DETECTOR |  |  | North | Honeywell |  | Smoke Detector |  |  |  | Module | TRUE | 5192SD |  |  | 1 | [6 empty] | FALSE | TRUE |  |  |  |  | #FFFF0000 | FA-NFPA 170 SMOKE DETECTOR | 1 | FALSE | FALSE | FALSE | 1408 | [13 empty] | FALSE | [5 empty] | AULAPTOP-PC\Aulaptop | 2018-09-03 05:46 | THOR\acont | 2024-09-08 17:27 | 20191121 AC Detector without base
d177082d-43ae-4b32-9d87-7eae63961c60 |  |  |  | North | Edwards |  | Hardware |  |  |  | Hardware | TRUE | BPS10A230-6 |  | 6 Pack, Remote Booster Power Supply, 220Vac Input, Red | 1 | [6 empty] | FALSE | [5 empty] | #FFFFFFFF |  |  | FALSE | FALSE | FALSE | [14 empty] | FALSE | [7 empty] | THOR\acont | 2024-10-09 10:48
a76cf693-cf47-4328-a06e-7eaf6fd1985a | NFPA 170 NON ADDRESSABLE RELAY |  |  | North | System Sensor |  | Non-Addressable Relay |  |  |  | Module | TRUE | R-20 E |  | RELAY, CONVENTIONAL RELAY, CONVENTIONAL | 1 | [6 empty] | FALSE | FALSE |  |  |  |  | #FFFF0000 | FA-NFPA 170 NON ADDRESSABLE RELAY | 1 | FALSE | FALSE | FALSE | 1300 | [13 empty] | FALSE | [7 empty] | THOR\acont | 2024-09-08 17:27
828f2cf2-d89c-494f-9bde-7eb334574f0c | NFPA 170 SMOKE DETECTOR |  |  | North | Monaco Enterprises |  | Smoke Detector |  |  |  | Module | TRUE | 723-361-00 w/B200SR-WH | + | DETECTOR,SYSTEM:PHOTOELECTRIC,15-32VDC,INTELLIGENT,135F,HEAD | 1 | 0.0003 | 0.0065 |  |  |  |  | FALSE | TRUE |  |  |  |  | #FFFF0000 | FA-NFPA 170 SMOKE DETECTOR | 1 | FALSE | FALSE | FALSE | 1408 | [13 empty] | FALSE |  |  | P, SB, 135° |  |  | DESKTOP-7SAL8M7\acont | 2020-02-21 06:58 | THOR\acont | 2024-09-08 17:27 | Cloned from MIRCOM MIX-2251TB w/B200SR | [Monaco Enterprises] [SLC MODULES SENSORS] 01 [*] 708-026-01, 708-031-00, 721-121-00 w/B200SR-LF-WH (C), 721-121-00 w/B200SR-WH (C), 721-121-00 w/B210LP (C), 721-121-00 w/B224RB-WH (C), 721-121-00 w/B501 (C), 721-124-00 w/B200SR-LF-WH (C), 721-124-00 w/B [Monaco Enterprises] [SLC SENSORS] 01 [*] 721-121-00 w/B200SR-LF-WH (C), 721-121-00 w/B200SR-WH (C), 721-121-00 w/B210LP (C), 721-121-00 w/B224RB-WH (C), 721-121-00 w/B501 (C), 721-124-00 w/B200SR-LF-WH (C), 721-124-00 w/B200SR-WH (C), 721-124-00 w/B210L [Monaco Enterprises] [SLC MODULES/SENSORS] 01 [*] 721-121-00 w/B200SR-LF-WH (C), 721-121-00 w/B200SR-WH (C), 721-121-00 w/B210LP (C), 721-121-00 w/B224RB-WH (C), 721-121-00 w/B501 (C), 721-124-00 w/B200SR-LF-WH (C), 721-124-00 w/B200SR-WH (C), 721-124-00 [Monaco Enterprises] [SLC SENSORS] 01 [*] 721-121-00 w/B200SR-LF-WH (C), 721-121-00 w/B200SR-WH (C), 721-121-00 w/B210LP (C), 721-121-00 w/B224RB-WH (C), 721-121-00 w/B501 (C), 721-124-00 w/B200SR-LF-WH (C), 721-124-00 w/B200SR-WH (C), 721-124-00 w/B210L [MIRCOM, Monaco Enterprises] [AUX POWER] 721-121-00 w/B200SR-WH (C), 721-124-00 w/B200SR-WH (C), 722-121-00 w/B200SR-WH (C), 722-406-00 w/B200SR-WH (C), 723-345-00 w/B200SR-WH (C), 723-353-00 w/B200SR-WH (C), 723-361-00 w/B200SR-WH (C), MIX-1251AP w/B200
2e9cd7a2-5fa8-44ee-b639-7ebc2d37a082 |  |  |  | North | Edwards |  | Hardware |  |  |  | Hardware | TRUE | 2-WB7D |  | OBSOLETE - Outer and Inner Door for 2-WP7 | 1 | [6 empty] | FALSE | [5 empty] | #FFFFFFFF |  |  | FALSE | FALSE | FALSE | [14 empty] | FALSE | [7 empty] | THOR\acont | 2024-10-09 10:48
b5c06746-21d7-4b55-99c0-7ebeb1fa40ae | NFPA 170 AMPLIFIER RACK | RISER AMP |  | North | Notifier |  | Hardware |  |  |  | Hardware | TRUE | EQBB-B4 |  | Equipment Backbox with Ventilated Locking Door, Two Tiers, Black | 1 | [6 empty] | FALSE | [5 empty] | #FFFF0000 | FA-NFPA 170 AMPLIFIER RACK | 1 | FALSE | FALSE | FALSE | 300 | [8 empty] | 7,12,18 |  |  |  |  | TRUE | [7 empty] | THOR\acont | 2024-09-08 17:27
69319687-6afe-49be-a6f9-7ec2b4a5ff51 | NFPA 170 NOTIFICATION CIRCUIT EXTENDER PANEL | RISER NAC |  | North | Honeywell |  | Notification Circuit Extender Panel |  |  |  | Assembly | TRUE | HPF902ULADA | + | Fire Alarm Power Supply | 1 | [6 empty] | FALSE |  |  |  | 16.0" H x 12.25" W x 3.0" D (cm: 40.64 H x 30.88 W x 7.62 D) |  | #FFFF0000 | FA-NFPA 170 NOTIFICATION CIRCUIT EXTENDER PANEL | 1 | FALSE | FALSE | FALSE | 212 | [8 empty] | 7,12,18 |  |  | 9 |  | TRUE | [5 empty] | DESKTOP-7EIEB7A\acont | 2021-01-15 07:15 | THOR\acont | 2024-09-08 17:27 | Cloned from Gamewell HPF902ULADA
cfc4c3ae-9615-4f1f-af54-7ec3c9db221a | NFPA 170 HEAT DETECTOR |  |  | North | Hochiki |  | Heat Detector |  |  |  | Module | TRUE | DCD-190 w/NS4-100 STANDARD BASE | DCD-190 w/NS4-100 STANDARD BASE | HEAT DETECTOR w/ STANDARD BASE | 1 |  | 0.3 |  |  |  |  | TRUE | TRUE |  | *Refer to Install Sheet |  |  | #FFFF0000 | FA-NFPA 170 HEAT DETECTOR | 1 | FALSE | FALSE | FALSE | 1403 | [19 empty] | DESKTOP-0D6CQVA\lousc | 2019-10-12 07:53 | THOR\acont | 2024-09-08 17:27 | Cloned from Hochiki DCD-135 w/NS4-100 STANDARD BASE | [Hochiki] [IDC] 01 [IDC] DCD-135 w/HSC-220L LATCHING LED BASE (C), DCD-135 w/HSC-220R - 2 WIRE RELAY BASE (C), DCD-135 w/HSC-221L LATCHING LED BASE (C), DCD-135 w/HSC-221R - 2 WIRE RELAY BASE (C), DCD-135 w/HSC-224L LATCHING LED BASE (C), DCD-135 w
21a6a2f9-ae8e-4c51-b25b-7ec8b2c33049 | NFPA 170 SMOKE HEAT DETECTOR |  |  | North | Firelite |  | Smoke/Heat Detector |  |  |  | Module | TRUE | AD355 w/B200SR-LF-WH | + | ADAPT Multi-Sensor Low Profile Intelligent Detector with B200SR-LF Base | 1 | 0.0003 | 0.0065 |  |  |  |  | FALSE | TRUE |  |  |  |  | #FFFF0000 | FA-NFPA 170 SMOKE HEAT DETECTOR | 1 | FALSE | FALSE | FALSE | 1411 | [13 empty] | FALSE |  |  | LF¦SB |  |  | DESKTOP-7SAL8M7\acont | 2019-02-18 15:23 | THOR\acont | 2024-09-08 17:27 | 20191121 AC Detector with base | [Firelite, System Sensor] [AUX POWER] [*] [16VDC, HIGH VOLUME] AD355 w/B200SR-LF-WH (C), H355 w/B200SR-LF (C), H355HT w/B200SR-LF (C), H355R w/B200SR-LF (C), H365 w/B200S-LF-WH (C), H365HT w/B200S-LF-WH (C), H365R w/B200S-LF-WH (C), SD355 w/B200SR-LF (C) [Firelite, System Sensor] [SLC MODULES SENSORS] [*] [#2 SHARED ADDR ¦ SENSORS] AD355 w/B200SR-LF-WH (C), AD355 w/B200SR-WH (C), AD355 w/B210LP (C), AD355 w/B224BI-WH (C), AD355 w/B224RB-WH (C), AD355 w/B501 (C), BEAM355 (C), BEAM355S (C), CP355 w/B200SR- [Firelite, System Sensor] [SLC SENSORS] [*] [#4 TYPE ADDR ¦ SENSORS] AD355 w/B200SR-LF-WH (C), AD355 w/B200SR-WH (C), AD355 w/B210LP (C), AD355 w/B224BI-WH (C), AD355 w/B224RB-WH (C), AD355 w/B501 (C), BEAM355 (C), BEAM355S (C), CP355 w/B200SR-WH (C), CP [Firelite, System Sensor] [AUX POWER] [24VDC, HIGH VOLUME] AD355 w/B200SR-LF-WH (C), H355 w/B200SR-LF (C), H355HT w/B200SR-LF (C), H355R w/B200SR-LF (C), H365 w/B200S-LF-WH (C), H365HT w/B200S-LF-WH (C), H365R w/B200S-LF-WH (C), SD355 w/B200SR-LF (C), SD
70addf12-17d7-42fd-b29a-7ec8ea499922 |  |  |  | North | Monaco Enterprises |  | Cards & Components |  |  |  | Card | TRUE | 176-273-99 | ++ | MAAP-X Expansion Backplane Assembly, point reporting, addressable, fire alarm control, mass notification, voice evacuation panel. Must be installed in the main MAAP-X Panel enclosure. | 1 | [6 empty] | TRUE | [5 empty] | #FFFFFFFF |  |  | FALSE | FALSE | FALSE | [20 empty] | THOR\acont | 2023-10-03 09:36 | THOR\acont | 2024-10-09 10:48 | Cloned from Monaco Enterprises 227-966-xx MAIN BOARD
c8606588-44f2-4544-991f-7ec8ffa2bae9 |  |  |  | North | Autocall |  | Hardware |  |  |  | Hardware | TRUE | 2099-9803 | + | Replacement breakglass | 1 | [6 empty] | TRUE | [5 empty] | #FFFFFFFF |  |  | FALSE | FALSE | FALSE | [20 empty] | DESKTOP-7EIEB7A\acont | 2022-02-21 12:51 | THOR\acont | 2024-10-09 10:48 | Cloned from Simplex 2099-9803
b1318f61-1e6d-48d3-924b-7ecabc0cefc1 |  |  |  | North | Siemens |  | Cards & Components |  |  |  | Card | TRUE | FCM2018-U2 |  | CARD, Standard Operating Unit | 1 | 0.125 | 0.166 |  |  |  |  | TRUE | [5 empty] | #FFFFFFFF |  |  | FALSE | FALSE | FALSE | [20 empty] | AULAPTOP-PC\Aulaptop | 2019-05-19 09:19 | THOR\acont | 2024-10-09 10:48 | Cloned from Siemens FCM2018-U3 |  | [Siemens] Bell Follower, FCM2018-U2, FCM2018-U3, LED Zone, LED Zone for FCM2019-U3, NAC Load
ddf5c756-bcbb-4c0c-b5ac-7ecc54d29ccc | NFPA 170 STROBE WALL |  |  | North | Kidde |  | Strobe |  |  |  | Module | TRUE | CS405-7A | + | Strobe, 15/75, Outdoor, Red | 1 | 0 | 0.255 |  |  |  |  | FALSE | [5 empty] | #FF0070C0 | FA-NFPA 170 STROBE WALL | 1 | FALSE | FALSE | FALSE | 2023 | [13 empty] | FALSE |  |  | WP |  |  | DESKTOP-7EIEB7A\acont | 2021-11-15 14:41 | THOR\acont | 2024-09-08 17:27 | Cloned from Kidde 4MS-7AW | [Kidde] [NAC] [24 VDC] 4MS-7AR, 4MS-7AW, CS405-7A [Kidde] [NAC] [16 VDC] 4MS-7AR, 4MS-7AW, CS405-7A
96bfa137-4311-468e-911e-7ecf38572ca7 |  |  |  | North | Edwards |  | Hardware |  |  |  | Hardware | TRUE | SIGA-SB |  | Standard Detector Base | 1 | [6 empty] | FALSE | [5 empty] | #FFFFFFFF |  |  | FALSE | FALSE | FALSE | [14 empty] | FALSE | [7 empty] | THOR\acont | 2024-10-09 10:48
fb225e2f-8a0e-4866-9170-7ecff83b63ee |  |  |  | North | Edwards |  | Hardware |  |  |  | Hardware | TRUE | BP3 |  | Blank Plate, 3 EIA Space | 1 | [6 empty] | FALSE | [5 empty] | #FFFFFFFF |  |  | FALSE | FALSE | FALSE | [14 empty] | FALSE | [7 empty] | THOR\acont | 2024-10-09 10:48
f68ba0a0-6cde-4b9b-a442-7ed0f5ea4f68 |  |  |  | North | Edwards |  | Hardware |  |  |  | Hardware | TRUE | SD-T18 |  | SuperDuct, Air sample tube, 18 inch | 1 | [6 empty] | FALSE | [5 empty] | #FFFFFFFF |  |  | FALSE | FALSE | FALSE | [14 empty] | FALSE | [7 empty] | THOR\acont | 2024-10-09 10:48
824aebbe-8ca9-4f75-9794-7ed1d1171932 |  |  |  | North | Simplex |  | Cards & Components |  |  |  | Card | TRUE | 4100-3102 |  | MAPNET II MODULE | 1 | 0.255 | 0.275 |  |  |  |  | TRUE | [5 empty] | #FFFFFFFF |  |  | FALSE | FALSE | FALSE | [14 empty] | FALSE | [5 empty] | AULAPTOP-PC\Aulaptop | 2019-07-03 04:17 | THOR\acont | 2024-10-09 10:48 | Cloned from Simplex 2081-9272 |  | [Simplex] 4100-3102
61246f77-298e-4e81-8af7-7ed5b93ce7f2 | NFPA 170 AREA OF REFUGE MASTER |  |  | North | Rath Area of Refuge |  | Area of Refuge Component |  |  |  | Assembly | TRUE | 2500-16RCF |  | 16 ZONE FLUSH MOUNT CABINET W/DOOR | 1 | [6 empty] | FALSE | [5 empty] | #FF00B050 | FA-NFPA 170 AREA OF REFUGE MASTER | 1 | FALSE | FALSE | FALSE | 4000 | [13 empty] | FALSE | [5 empty] | DESKTOP-7SAL8M7\acont | 2020-09-14 14:43 | THOR\acont | 2024-09-08 17:27 | Cloned from Rath Area of Refuge 2500-12RCF
3d29e03c-9df2-476b-a6d0-7edcd8262dbd |  |  |  | North | Edwards |  | Cards & Components |  |  |  | Card | TRUE | VS1-GL Mainboard |  | Mainboard for VS1-GL assembly | 1 | 0.214 | 0.377 |  |  |  |  | TRUE | [5 empty] | #FFFFFFFF |  |  | FALSE | FALSE | FALSE | [14 empty] | FALSE | [7 empty] | THOR\acont | 2024-10-09 10:48 |  | [Edwards, Kidde] [VAC ] 2IDC, 76-600000-001 Main Board, 76-800xxx-xxx Main Board, 77-600000-901 Main Board, 84-732001-901 Main Board, APS10A Mainboard, APS6A Mainboard, BPS10A Mainboard, BPS10A/230 Mainboard, BPS6A Mainboard, BPS6A/230 Mainboard, EST1-2Z
ed76089c-16fe-48b9-be8a-7ee14f8003c0 | NFPA 170 MANUAL PULL |  |  | North | Siemens |  | Manual Station |  |  |  | Module | TRUE | MSI-10B | 500-893080 | INTELL MAN STATN, SINGLE ACTION | 1 | [6 empty] | FALSE | [5 empty] | #FFFF0000 | FA-NFPA 170 MANUAL PULL | 1 | FALSE | FALSE | FALSE | 957 | [13 empty] | FALSE | [7 empty] | THOR\acont | 2024-09-08 17:27 |  | [Siemens] [SLC MODULES SENSORS] [*] [#1 SHARED ADDR ¦ MODULES] AD-11P (C), FDBZ492 w/OP921 (C), FDBZ492-HR w/FDO421 (C), FDBZ492-HR w/OP921 (C), FDBZ492-R (C), FDCIO422, HCP, HCP-Z, HFPO-11, HFPT-11, HMS-D, HMS-DE, HMS-DP, HMS-DZ, HMS-S, HMS-SA, HMS-SE,
d9f2fb41-69be-42e8-aa49-7ee6901286f9 | NFPA 170 ASPIRATING SMOKE DETECTOR |  |  | North | Xtralis |  | Air Sampling Detection |  |  |  | Module | TRUE | VEA-040-A10 |  | VESDA-E VEA-40 Aspirating Smoke Detector with 3.5” Display | 40 | [6 empty] | FALSE | TRUE |  |  |  |  | #FFFF0000 | FA-NFPA 170 ASPIRATING SMOKE DETECTOR | 1 | FALSE | FALSE | FALSE | 1408 | [13 empty] | FALSE | [5 empty] | AULAPTOP-PC\Aulaptop | 2019-04-27 02:06 | THOR\acont | 2024-09-08 17:27 | 20191121 AC Detector without base | [Xtralis] [SLC MODULES] [#8] VEA-040-A00 (C), VEA-040-A10 (C) [Xtralis] [SLC MODULES] [#24] VEA-040-A00 (C), VEA-040-A10 (C) [Xtralis] [IDC] 40 VEA-040-A10 (C), VER-A40-40-STX [Xtralis] [SLC MODULES] [#38] VEA-040-A00 (C), VEA-040-A10 (C) [Xtralis] [SLC MODULES] [#17] VEA-040-A00 (C), VEA-040-A10 (C) [Xtralis] [IDC] 39 VEA-040-A10 (C), VER-A40-40-STX [Xtralis] [IDC] 12 VEA-040-A10 (C), VER-A40-40-STX [Xtralis] [IDC] 41 VEA-040-A10 (C), VER-A40-40-STX [Xtralis] [IDC] 51 VEA-040-A10 (C), VER-A40-40-STX [Xtralis] [IDC] 08 [ALARM] VEA-040-A10 (C), VER-A40-40-STX, XCL-VEA-CO-RA [Gamewell FCI, Xtralis] [SLC MODULES] [#4] AAD-7100X (C), AAD-8100 (C), VEA-040-A00 (C), VEA-040-A10 (C), VEP-A00-1P-NTF, VEP-A00-P-NTF, VEP-A10-P-NTF [Xtralis] [IDC] 36 VEA-040-A10 (C), VER-A40-40-STX [Xtralis] [IDC] 10 VEA-040-A10 (C), VER-A40-40-STX [Xtralis] [SLC MODULES] [#40] VEA-040-A00 (C), VEA-040-A10 (C) [Xtralis] [SLC MODULES] [#27] VEA-040-A00 (C), VEA-040-A10 (C) [Xtralis] [IDC] 14 VEA-040-A10 (C), VER-A40-40-STX [Xtralis] [SLC MODULES] [#20] VEA-040-A00 (C), VEA-040-A10 (C) [Xtralis] [SLC MODULES] [#33] VEA-040-A00 (C), VEA-040-A10 (C) [Xtralis] [SLC MODULES] [#32] VEA-040-A00 (C), VEA-040-A10 (C) [Gamewell FCI, Xtralis] [SLC MODULES] [#2] AAD-7100X (C), AAD-8100 (C), VEA-040-A00 (C), VEA-040-A10 (C), VEP-A00-1P-NTF, VEP-A00-P-NTF, VEP-A10-P-NTF [Xtralis] [IDC] 07 [TROUBLE] VEA-040-A10 (C), VER-A40-40-STX, XCL-VEA-CO-RA [Gamewell FCI, Xtralis] [SLC MODULES] [#5] AAD-7100X (C), AAD-8100 (C), VEA-040-A00 (C), VEA-040-A10 (C), VEP-A00-1P-NTF, VEP-A00-P-NTF, VEP-A10-P-NTF [Xtralis] [IDC] 24 VEA-040-A10 (C), VER-A40-40-STX [Xtralis] [AUX POWER] VEA-040-A10 (C) [Xtralis] [IDC] 15 VEA-040-A10 (C), VER-A40-40-STX [Xtralis] [IDC] 45 VEA-040-A10 (C), VER-A40-40-STX [Xtralis] [IDC] 49 VEA-040-A10 (C), VER-A40-40-STX [Xtralis] [IDC] 11 VEA-040-A10 (C), VER-A40-40-STX [Xtralis] [SLC MODULES] [#39] VEA-040-A00 (C), VEA-040-A10 (C) [Xtralis] [IDC] 23 VEA-040-A10 (C), VER-A40-40-STX [Xtralis] [SLC MODULES] [#29] VEA-040-A00 (C), VEA-040-A10 (C) [Xtralis] [IDC] 47 VEA-040-A10 (C), VER-A40-40-STX [Xtralis] [SLC MODULES] [#21] VEA-040-A00 (C), VEA-040-A10 (C) [Xtralis] [SLC MODULES] [#21] VEA-040-A00 (C), VEA-040-A10 (C) [Xtralis] [IDC] 46 VEA-040-A10 (C), VER-A40-40-STX [Xtralis] [SLC MODULES] [#6] VEA-040-A00 (C), VEA-040-A10 (C) [Xtralis] [IDC] 22 VEA-040-A10 (C), VER-A40-40-STX [Xtralis] [SLC MODULES] [#28] VEA-040-A00 (C), VEA-040-A10 (C) [Xtralis] [SLC MODULES] [#12] VEA-040-A00 (C), VEA-040-A10 (C) [Xtralis] [IDC] 29 VEA-040-A10 (C), VER-A40-40-STX [Xtralis] [IDC] 27 VEA-040-A10 (C), VER-A40-40-STX [Xtralis] [SLC MODULES] [#7] VEA-040-A00 (C), VEA-040-A10 (C) [Xtralis] [IDC] 48 VEA-040-A10 (C), VER-A40-40-STX [Xtralis] [IDC] 31 VEA-040-A10 (C), VER-A40-40-STX [Xtralis] [SLC MODULES] [#23] VEA-040-A00 (C), VEA-040-A10 (C) [Xtralis] [SLC MODULES] [#35] VEA-040-A00 (C), VEA-040-A10 (C) [Xtralis] [SLC MODULES] [#30] VEA-040-A00 (C), VEA-040-A10 (C) [Xtralis] [IDC] 35 VEA-040-A10 (C), VER-A40-40-STX [Xtralis] [SLC MODULES] [#10] VEA-040-A00 (C), VEA-040-A10 (C) [Xtralis] [SLC MODULES] [#22] VEA-040-A00 (C), VEA-040-A10 (C) [Xtralis] [IDC] 16 VEA-040-A10 (C), VER-A40-40-STX [Xtralis] [SLC MODULES] [#11] VEA-040-A00 (C), VEA-040-A10 (C) [Xtralis] [SLC MODULES] [#16] VEA-040-A00 (C), VEA-040-A10 (C) [Xtralis] [IDC] 28 VEA-040-A10 (C), VER-A40-40-STX [Xtralis] [SLC MODULES] [#14] VEA-040-A00 (C), VEA-040-A10 (C) [Xtralis] [IDC] 30 VEA-040-A10 (C), VER-A40-40-STX [Xtralis] [IDC] 38 VEA-040-A10 (C), VER-A40-40-STX [Xtralis] [IDC] 34 VEA-040-A10 (C), VER-A40-40-STX [Xtralis] [SLC MODULES] [#26] VEA-040-A00 (C), VEA-040-A10 (C) [Xtralis] [IDC] 32 VEA-040-A10 (C), VER-A40-40-STX [Xtralis] [SLC MODULES] [#9] VEA-040-A00 (C), VEA-040-A10 (C) [Xtralis] [IDC] 42 VEA-040-A10 (C), VER-A40-40-STX [Xtralis] [IDC] 19 VEA-040-A10 (C), VER-A40-40-STX [Xtralis] [IDC] 25 VEA-040-A10 (C), VER-A40-40-STX [Gamewell FCI, Xtralis] [SLC SENSORS] [#3 TYPE ADDR ¦ SENSORS] AAD-7100X (C), AAD-8100 (C), VEA-040-A00 (C), VEA-040-A10 (C), VEA-040-A10-NTF (C), VEP-A00-1P-NTF, VEP-A00-P-NTF, VEP-A10-P-NTF [Xtralis] [IDC] 13 VEA-040-A10 (C), VER-A40-40-STX [Xtralis] [SLC MODULES] [#13] VEA-040-A00 (C), VEA-040-A10 (C) [Xtralis] [IDC] 33 VEA-040-A10 (C), VER-A40-40-STX [Xtralis] [IDC] 50 VEA-040-A10 (C), VER-A40-40-STX [Xtralis] [IDC] 21 VEA-040-A10 (C), VER-A40-40-STX [Xtralis] [IDC] 26 VEA-040-A10 (C), VER-A40-40-STX [Xtralis] [SLC MODULES] [#34] VEA-040-A00 (C), VEA-040-A10 (C) [Xtralis] [SLC MODULES] [#36] VEA-040-A00 (C), VEA-040-A10 (C) [Xtralis] [IDC] 43 VEA-040-A10 (C), VER-A40-40-STX [Xtralis] [IDC] 37 VEA-040-A10 (C), VER-A40-40-STX [Xtralis] [IDC] 20 VEA-040-A10 (C), VER-A40-40-STX [Xtralis] [SLC MODULES] [#37] VEA-040-A00 (C), VEA-040-A10 (C) [Xtralis] [IDC] 17 VEA-040-A10 (C), VER-A40-40-STX [Xtralis] [SLC MODULES] [#25] VEA-040-A00 (C), VEA-040-A10 (C) [Xtralis] [SLC MODULES] [#19] VEA-040-A00 (C), VEA-040-A10 (C) [Xtralis] [SLC MODULES] [#15] VEA-040-A00 (C), VEA-040-A10 (C) [Xtralis] [SLC MODULES] [#18] VEA-040-A00 (C), VEA-040-A10 (C) [Gamewell FCI, Xtralis] [SLC MODULES] [#3] AAD-7100X (C), AAD-8100 (C), VEA-040-A00 (C), VEA-040-A10 (C), VEP-A00-1P-NTF, VEP-A00-P-NTF, VEP-A10-P-NTF [Xtralis] [IDC] 18 VEA-040-A10 (C), VER-A40-40-STX [Xtralis] [IDC] 44 VEA-040-A10 (C), VER-A40-40-STX
6e24ef51-49f7-44b9-915f-7ee716cae263 |  |  |  | North | Potter | [5 empty] | Module | TRUE | DACT-5000 |  | Digital Alarm Communicator Transmitter for PFC-5000 | 1 | [6 empty] | FALSE | [5 empty] | #FFFFFFFF |  |  | FALSE | FALSE | FALSE | [14 empty] | FALSE | [7 empty] | THOR\acont | 2024-10-09 10:48
9907d7b4-3080-4f41-bbeb-7ee8bd913e36 | NFPA 170 HORN |  |  | North | Siemens |  | Horn |  |  |  | Module | TRUE | SC-LFS-WW-N |  | WALL ACEND LOW FREQUENCY SOUNDER, WHITE, NO LETTERING | 1 | [6 empty] | TRUE | [5 empty] | #FF0070C0 | FA-NFPA 170 HORN | 1 | FALSE | FALSE | FALSE | [17 empty] | LF |  |  | XPS-17-9710\August | 2024-10-10 05:10 | XPS-17-9710\August | 2024-10-10 15:23 | 20241008 NEW SIEMENS PARTS | [Siemens] [NAC] [Continuous High, Continuous Low, T3 High, T3 Low, T4 High, T4 Low] SC-LFS-CR-N , SC-LFS-CW-N , SC-LFS-WR-N, SC-LFS-WW-N
1a731e92-63bd-499a-9f4e-7ee9b3fba2e4 | NFPA 170 SPEAKER WALL |  |  | North | Gai-Tronics |  | Speaker |  |  |  | Module | TRUE | 13310-413 |  | Speaker | 1 | [6 empty] | FALSE | [5 empty] | #FF0070C0 | FA-NFPA 170 SPEAKER WALL | 1 | FALSE | FALSE | FALSE | 2021 | [13 empty] | FALSE | [5 empty] | DESKTOP-7SAL8M7\acont | 2018-10-18 09:04 | THOR\acont | 2024-09-08 17:27 |  | [Gai-Tronics] [AUDIO 25v, AUDIO 70.7v] [25V AUDIO, 70V AUDIO] 13310-413
4083c85c-6930-4363-b74b-7ef4b69c70be |  |  |  | North | Firelite |  | Cards & Components |  |  |  | Card | TRUE | MS-5012 Main Board | + | Five Zone Fire Alarm Control Panel Main Board | 1 | 0.11 | 0.214 |  |  |  |  | TRUE | FALSE |  |  |  |  | #FFFFFFFF |  |  | FALSE | FALSE | FALSE | [14 empty] | FALSE | [5 empty] | AULAPTOP-PC\Aulaptop | 2019-06-27 13:38 | THOR\acont | 2024-10-09 10:48 | Cloned from Firelite MS-5UD Main Board | [ADT Unimode, AES, Firelite, NAPCO, Notifier] [VAC ] [VAC] 1640, 200UDLS Main Board, 411UDAC Main Board, ACC-25/50 Main Board, BE-500 CPU, CPU-N16LD, CPU-N16LND, ECC-125DA (25V) Main Board, ECC-50/100 Main Board (100W, 25V), ECC-50/100 Main Board (100W, [Ditek, Monaco Enterprises, Spectronix, WBOX] [VAC ] [VAC] 0E-SPROACHW, 210-524-00, DTK-120HW, DTK-120HWLOK, DTK-120HW-SS, DTK-1F, DTK-1FF, SA400 Main Board | [Firelite] MS-5012 Main Board, MS-5UD Main Board
096208b1-05f2-4751-94ed-7efa7759a5b2 | NFPA 170 SPEAKER STROBE CEILING |  |  | North | System Sensor |  | Speaker/Strobe |  |  |  | Module | TRUE | SPSCWHK | + | Outdoor Speaker Strobe, High cd | 1 | 0 | 0.017 |  |  |  |  | FALSE | TRUE |  |  |  |  | #FF0070C0 | FA-NFPA 170 SPEAKER STROBE CEILING | 1 | FALSE | FALSE | FALSE | 2020 | [13 empty] | FALSE |  |  | C, WP |  |  | DESKTOP-7EIEB7A\acont | 2021-05-05 15:44 | THOR\acont | 2024-09-08 17:27 | Cloned from System Sensor SPSCWK | [BluePoint, System Sensor] [AUDIO 70.7v] [70V AUDIO] BP04-311P, SPCR (C), SPCW (C), SPCWK (C), SPRK, SPSCWH (C), SPSCWHK (C), SPSCWHK-P (C), SPSCWK (C), SPSCWK-CLR-ALERT (C), SPSRHK, SPSRK, SPSRK-P, SPSWK, SPSWK-CLR-ALERT, SPSWK-P, SPWK [System Sensor] [NAC] [VDC, TEMPORAL HIGH] SCRHK (C), SCWHK (C), SPSCRH (C), SPSCWH (C), SPSCWHK (C), SPSCWHK-P (C), SPSRHK [System Sensor] [NAC] [VFWR, TEMPORAL HIGH] SCRHK (C), SCWHK (C), SPSCRH (C), SPSCWH (C), SPSCWHK (C), SPSCWHK-P (C), SPSRHK [BluePoint, System Sensor] [AUDIO 25v] [25V AUDIO] BP04-311P, SPCR (C), SPCW (C), SPCWK (C), SPRK, SPSCWH (C), SPSCWHK (C), SPSCWHK-P (C), SPSCWK (C), SPSCWK-CLR-ALERT (C), SPSRHK, SPSRK, SPSRK-P, SPSWK, SPSWK-CLR-ALERT, SPSWK-P, SPWK
777e8221-80ce-468a-933d-7efbbcf239ea |  |  |  | North | Edwards |  | Hardware |  |  |  | Hardware | TRUE | MN-HS16TPC |  | 1600 Watt class optional protective cover. | 1 | [6 empty] | FALSE | [5 empty] | #FFFFFFFF |  |  | FALSE | FALSE | FALSE | [14 empty] | FALSE | [7 empty] | THOR\acont | 2024-10-09 10:48
813c26b4-a13b-46ab-9029-7efc1997b913 |  |  |  | North | Potter | [5 empty] | Module | TRUE | PSW-22 |  | 3/8 inch Plunger Switch with Flange | 1 | [6 empty] | FALSE | [5 empty] | #FFFFFFFF |  |  | FALSE | FALSE | FALSE | [14 empty] | FALSE | [7 empty] | THOR\acont | 2024-10-09 10:48
8bd24228-ebc5-4daa-b2a9-7f03b504d2c5 | NFPA 170 SPEAKER WALL |  |  | North | Potter |  | Speaker |  |  |  | Module | TRUE | FASPKR-WR | + | Low Profile Speaker, Wall, Red | 1 | [6 empty] | FALSE | FALSE |  |  |  |  | #FF0070C0 | FA-NFPA 170 SPEAKER WALL | 1 | FALSE | FALSE | FALSE | 2019 | [13 empty] | FALSE | [5 empty] | DESKTOP-7EIEB7A\acont | 2021-05-06 14:57 | THOR\acont | 2024-09-08 17:27 | Cloned from Potter FASPKR-R | [Gentex, Hochiki, Potter] [AUDIO 70.7v] [70V AUDIO] CSPKSTR-24AR (C), CSPKSTR-24AW (C), CSPKSTR-24BR (C), CSPKSTR-24BW (C), CSPKSTR-24GR (C), CSPKSTR-24GW (C), CSPKSTR-24RR (C), CSPKSTR-24RW (C), FASPKR-R (C), FASPKR-W (C), FASPKR-WR, FASPKR-WW, FASPK-WP [Gentex, Hochiki, Potter] [AUDIO 25v] [25V AUDIO] CSPKSTR-24AR (C), CSPKSTR-24AW (C), CSPKSTR-24BR (C), CSPKSTR-24BW (C), CSPKSTR-24GR (C), CSPKSTR-24GW (C), CSPKSTR-24RR (C), CSPKSTR-24RW (C), FASPKR-R (C), FASPKR-W (C), FASPKR-WR, FASPKR-WW, FASPK-WPR,
659ea941-db0d-4063-b4be-7f0bdeed9292 | NFPA 170 SPEAKER STROBE CEILING |  |  | North | Edwards |  | Speaker/Strobe |  |  |  | Module | TRUE | GCWN-S7VMHG |  | 70V Speaker/Strobe white, no markings, High cd, green | 1 | 0 | 0.502 |  |  |  |  | FALSE | TRUE |  |  |  |  | #FF0070C0 | FA-NFPA 170 SPEAKER STROBE CEILING | 1 | FALSE | FALSE | FALSE | 2020 | [13 empty] | FALSE |  |  | C |  |  |  |  | THOR\acont | 2024-09-08 17:27 |  | [Edwards, Kidde] [NAC] [16 VDC] EGCF-S2VMH (C), EGCF-VMH (C), GCF-S2VMH (C), GCF-S7VMH (C), GCF-VMH (C), GCHFRF-S2VMCH (C), GCHFRF-S7VMCH (C), GCHFRN-S2VMCH (C), GCHFRN-S7VMCH (C), GCHFWA-S2VMAH (C), GCHFWA-S2VMCH (C), GCHFWA-S7VMAH (C), GCHFWA-S7VMCH (C [Edwards, Kidde] [AUDIO 70.7v] [70V AUDIO] G4F-S7, G4F-S7V1575, G4F-S7VM, G4HFRF-S7, G4HFRF-S7VMC, G4HFRN-S7, G4HFRN-S7VMC, G4HFWA-S7, G4HFWA-S7VMA, G4HFWA-S7VMC, G4HFWF-S7, G4HFWF-S7VMC, G4HFWN-S7, G4HFWN-S7VMA, G4HFWN-S7VMB, G4HFWN-S7VMC, G4RF-S7, G4RF [Edwards, Kidde] [NAC] [24 VDC] EGCF-S2VMH (C), EGCF-VMH (C), GCF-S2VMH (C), GCF-S7VMH (C), GCF-VMH (C), GCHFRF-S2VMCH (C), GCHFRF-S7VMCH (C), GCHFRN-S2VMCH (C), GCHFRN-S7VMCH (C), GCHFWA-S2VMAH (C), GCHFWA-S2VMCH (C), GCHFWA-S7VMAH (C), GCHFWA-S7VMCH (C
eeca47df-7fec-49a4-ab38-7f114a604fc8 | NFPA 170 SPEAKER STROBE |  |  | North | Eaton Wheelock |  | Speaker/Strobe |  |  |  | Module | TRUE | SA-S90-24MCC-ALW | + | Speaker/Strobe, 24 VDC, Multi-Candela, , white | 1 | 0 | 0.17 |  |  |  |  | FALSE | FALSE |  |  |  |  | #FF0070C0 | FA-NFPA 170 SPEAKER STROBE | 1 | FALSE | FALSE | FALSE | 2019 | [13 empty] | FALSE | [5 empty] | DESKTOP-7EIEB7A\acont | 2022-10-31 16:23 | THOR\acont | 2024-09-08 17:27 | Cloned from Eaton Wheelock SA-S90-24MCC-FW | [Eaton Wheelock] [AUDIO LOW] [1, 2, 3, 4, 5, 6] SA-S70-24MCW-ALW, SA-S70-24MCW-FR, SA-S70-24MCW-FW, SA-S70-R, SA-S70-W, SA-S90-24MCC-ALW, SA-S90-24MCC-FR, SA-S90-24MCC-FW, SA-S90-R (C), SA-S90-W (C) [Eaton Wheelock] [NAC] [16-33VDC] SA-S90-24MCC-ALW, SA-S90-24MCC-FR, SA-S90-24MCC-FW [Eaton Wheelock] [AUX POWER] [24VDC] SA-S70-24MCW-ALW, SA-S70-24MCW-FR, SA-S70-24MCW-FW, SA-S70-R, SA-S70-W, SA-S90-24MCC-ALW, SA-S90-24MCC-FR, SA-S90-24MCC-FW, SA-S90-R (C), SA-S90-W (C) [Eaton Wheelock] [AUDIO 25v] [1, 2, 3, 4, 5, 6] SA-S70-24MCW-ALW, SA-S70-24MCW-FR, SA-S70-24MCW-FW, SA-S70-R, SA-S70-W, SA-S90-24MCC-ALW, SA-S90-24MCC-FR, SA-S90-24MCC-FW, SA-S90-R (C), SA-S90-W (C)
e65c0eea-4db5-4fda-a515-7f175acc0f2f | NFPA 170 FIRE ALARM CONTROL UNIT | RISER FACP |  | North | Potter |  | Fire Alarm Control Unit |  |  |  | Assembly | TRUE | P200 | + | Analog Addressable FACP, 75 Points | 1 | [6 empty] | FALSE | [5 empty] | #FFFF0000 | FA-NFPA 170 FIRE ALARM CONTROL UNIT | 1 | FALSE | FALSE | FALSE | 202 | [8 empty] | 7,12,18 |  | 18 |  |  | TRUE | [5 empty] | DESKTOP-7EIEB7A\acont | 2023-02-01 06:36 | THOR\acont | 2024-09-08 17:27 | Cloned from Potter PFC-6200
d9d3a31f-3a90-4238-8cbe-7f1865c4e749 | NFPA 170 ADDRESSABLE INPUT MONITOR MODULE |  |  | North | Fike |  | Addressable Module |  |  |  | Module | TRUE | FIK-CZ-6 | ++ | Six Zone two‐wire interface module | 6 | 0.002 | 0.004 |  |  | 24 |  | FALSE |  |  |  | 6.8” x 5.8” x 1.25” (172.7 mm x 147.32 mm x 31.75 mm) |  | #FFFF0000 | FA-NFPA 170 ADDRESSABLE INPUT MONITOR MODULE | 1 | FALSE | FALSE | FALSE | 1000 | [13 empty] | FALSE |  |  | 6 |  |  | DESKTOP-7EIEB7A\acont | 2023-01-04 10:16 | THOR\acont | 2024-09-08 17:27 | Cloned from Fike FIK-M502M | [Fike] [SLC IDP MODULES] [#05 ++] FIK-CR-6, FIK-CZ-6, FIK-IM-10, FIK-SC-6 [Fike] [SLC IDP MODULES] [#04 ++] FIK-CR-6, FIK-CZ-6, FIK-IM-10, FIK-SC-6 [Fike] [SLC IDP MODULES] [#02 ++] FIK-CR-6, FIK-CZ-6, FIK-IM-10, FIK-M500DM, FIK-M500MR-2, FIK-SC-6 [Fike] [SLC IDP MODULES] [*] [#3 TYPE ADDR ¦ MODULES] FIK-CR-6, FIK-CZ-6, FIK-IM-10, FIK-M500DM, FIK-M500M, FIK-M500MR-2, FIK-M500R, FIK-M500S, FIK-M501M, FIK-M502M, FIK-PULL-DA, FIK-PULL-SA, FIK-SC-6 [Fike] [SLC IDP MODULES] [#06 ++] FIK-CR-6, FIK-CZ-6, FIK-IM-10, FIK-SC-6 [Fike] [SLC IDP MODULES] [#03 ++] FIK-CR-6, FIK-CZ-6, FIK-IM-10, FIK-SC-6 [Fike] [AUX POWER] [AUX INPUT ++] FIK-CZ-6 | [Fike] FIK-CZ-6
28050189-3624-4c33-9492-7f199f49f72e | NFPA 170 SYNC MODULE |  |  | North | Simplex |  | Sync Module |  |  |  | Module | TRUE | 4905-9914 |  | Synchronized Flash Module, Class B | 1 | 0 | 0.01 |  |  |  |  | TRUE | [5 empty] | #FFFF0000 | FA-NFPA 170 SYNC MODULE | 1 | FALSE | FALSE | FALSE | 1300 | [19 empty] | THOR\acont | 2024-12-06 06:52 | THOR\acont | 2024-12-06 06:53 | Cloned from Autocall A4905-9914 | [Autocall, Simplex] [NAC] 4905-9914, 4905-9938, A4905-9914, A4905-9922, A4905-9938
72454f53-d4b6-478e-ab5f-7f19c7a245e7 | NFPA 170 SPEAKER WALL |  |  | North | MIRCOM |  | Speaker |  |  |  | Module | TRUE | SPP-204-25 | ++ | Wall mounted speaker 25V white | 1 | [6 empty] | FALSE | [5 empty] | #FF0070C0 | FA-NFPA 170 SPEAKER WALL | 1 | FALSE | FALSE | FALSE | 2021 | [13 empty] | FALSE | [5 empty] | THOR\acont | 2023-11-28 13:41 | THOR\acont | 2024-09-08 17:27 | Cloned from MIRCOM SPP-204-25R | [MIRCOM] [AUDIO 25v] [25V AUDIO] SPP-204-25, SPP-204-25R, SPPS-204-25, SPPS-204-25R
44d20ed7-4978-402c-823f-7f1a87f72bb4 | NFPA 170 SMOKE DETECTOR |  |  | North | Hochiki |  | Smoke Detector |  |  |  | Module | TRUE | SLR-24V w/NS4-100 STANDARD BASE | SLR-24V w/NS4-100 STANDARD BASE | PHOTOELECTRIC SMOKE DETECTOR w/ STANDARD BASE | 1 |  | 0.3 |  |  |  |  | TRUE | TRUE |  | *Refer to Install Sheet |  |  | #FFFF0000 | FA-NFPA 170 SMOKE DETECTOR | 1 | FALSE | FALSE | FALSE | 1408 | [19 empty] | DESKTOP-0D6CQVA\lousc | 2019-10-06 17:46 | THOR\acont | 2024-09-08 17:27 | from Hochiki SOC-24V w/NS4-100 STANDARD BASE | [Hochiki] [IDC] 02 [IDC] SLR-24H w/HSC-220L LATCHING LED BASE (C), SLR-24H w/HSC-220R - 2 WIRE RELAY BASE (C), SLR-24H w/HSC-221L LATCHING LED BASE (C), SLR-24H w/HSC-221R - 2 WIRE RELAY BASE (C), SLR-24H w/HSC-224L LATCHING LED BASE (C), SLR-24H w/HSC-2
37d36e00-78aa-4e86-8e57-7f1b0855e6bf |  |  |  | North | MIRCOM | [5 empty] | Module | TRUE | FDS-008 | new | Selection Control Panel for MNS | 1 | 0.024 | 0.112 | [10 empty] | #FFFFFFFF |  |  | FALSE | FALSE | FALSE | [22 empty] | THOR\acont | 2024-10-09 10:48
3847c72b-b5a1-4ca2-8413-7f1d4cf02795 | NFPA 170 SMOKE DETECTOR |  |  | North | Hochiki |  | Smoke Detector |  |  |  | Module | TRUE | SOC-24V w/HSC-220L LATCHING LED BASE | SOC-24V w/HSC-220L LATCHING LED BASE | PHOTOELECTRIC SMOKE DETECTOR w/ LATCHING LED BASE | 1 |  | 0.223 |  |  |  |  | TRUE | TRUE |  | *Refer to Install Sheet |  |  | #FFFF0000 | FA-NFPA 170 SMOKE DETECTOR | 1 | FALSE | FALSE | FALSE | 1408 | [16 empty] | L |  |  | DESKTOP-0D6CQVA\lousc | 2019-10-06 17:41 | THOR\acont | 2024-09-08 17:27 | from Hochiki SOC-24V w/HSC-224L LATCHING LED BASE | [Hochiki] [IDC] 02 [IDC] SLR-24H w/HSC-220L LATCHING LED BASE (C), SLR-24H w/HSC-220R - 2 WIRE RELAY BASE (C), SLR-24H w/HSC-221L LATCHING LED BASE (C), SLR-24H w/HSC-221R - 2 WIRE RELAY BASE (C), SLR-24H w/HSC-224L LATCHING LED BASE (C), SLR-24H w/HSC-2
3415c185-f4ff-46a7-99f8-7f23ce1b6f16 |  |  |  | North | Edwards |  | Cards & Components |  |  |  | Card | TRUE | MN-HS16T1P |  | 320 Watt non-Omni HPSA Assembly (1 of 5 Active Panels) with lockable NEMA 4 amplifier, 110V/60 Hz inverter/battery charger and electronics enclosure, lockable NEMA 4 battery enclosure (w/o batteries). Enclosures equipped with tamper switches. AC powered amplifier with DC backup. Edwards hard-wire interface included. Batteries and accessories are ordered separately. Tan colored speaker head. | 1 | [6 empty] | TRUE | [5 empty] | #FFFFFFFF |  |  | FALSE | FALSE | FALSE | [14 empty] | FALSE | [7 empty] | THOR\acont | 2024-10-09 10:48
db0d6263-986c-4ff3-8066-7f241a5e3322 | NFPA 170 HEAT DETECTOR |  |  | North | Notifier |  | Heat Detector |  |  |  | Module | TRUE | FST-851R w/B200SR-LF | ++ | Intelligent Addressable Rate Of Rise Heat Detector w/ Flashscan, Sounder Base | 1 | 0.0003 | 0.0065 |  |  |  |  | FALSE | TRUE | FLUSH |  | 4" SQ. DEEP | 3 "O" PLASTER RING | #FFFF0000 | FA-NFPA 170 HEAT DETECTOR | 1 | FALSE | FALSE | FALSE | 1403 |  |  | 7270-0028:0196 | [10 empty] | FALSE |  |  | LF |  |  |  |  | THOR\acont | 2024-09-08 17:27 | 20191121 AC Detector with base | [Notifier] [AUX POWER] [16VDC, HIGH VOLUME] FSD-751PL w/B200SR-LF (C), FSD-751RP w/B200SR-LF (C), FSD-751RPL w/B200SR-LF (C), FSI-851 w/B200SR-LF (C), FSL-751 w/B200SR-LF (C), FSP-851 w/B200SR-LF (C), FSP-851T w/B200SR-LF (C), FST-851 w/B200SR-LF (C), FS [Honeywell, Notifier, System Sensor] [SLC MODULES SENSORS] [*] [#2 SHARED ADDR ¦ SENSORS] 2251B (C), 2251-COPTIR (C), 2251-COPTIR w/B200S-WH (C), 2251TB (C), 2251TMB (C), 5251B (C), 5251B-WP (C), 5251H (C), 5251RB (C), 5251RB-WP (C), 7251 (C), 7251DH (C) [Honeywell, Notifier, System Sensor] [SLC SENSORS] [*] [#4 TYPE ADDR ¦ SENSORS] 2251B (C), 2251-COPTIR (C), 2251-COPTIR w/B200S-WH (C), 2251TB (C), 2251TMB (C), 5251B (C), 5251B-WP (C), 5251H (C), 5251RB (C), 5251RB-WP (C), 7251 (C), 7251DH (C), DH200LP
d50b9a42-5f78-40bf-9f31-7f2b8a62695f |  |  |  | North | Edwards |  | Hardware |  |  |  | Hardware | TRUE | WBB-1 |  | Weatherproof Box for MB Series Bells | 1 | [6 empty] | FALSE | [5 empty] | #FFFFFFFF |  |  | FALSE | FALSE | FALSE | [14 empty] | FALSE | [7 empty] | THOR\acont | 2024-10-09 10:48
94a4ce7d-5efb-4f77-bd26-7f2b8efd6c27 |  |  |  | North | Autocall |  | Hardware |  |  |  | Hardware | TRUE | A2975-9449 | + | 3 BAY BOX & SOLID DOOR RED | 1 | [12 empty] | #FFFFFFFF |  |  | FALSE | FALSE | FALSE | [20 empty] | DESKTOP-7EIEB7A\acont | 2021-11-14 10:46 | THOR\acont | 2024-10-09 10:48 | Cloned from Autocall A2975-9443
c1b85656-f6d0-4c64-86be-7f310aee1154 | NFPA 170 SPEAKER WALL |  |  | North | Federal Signal |  | Speaker |  |  |  | Module | TRUE | SPHX |  | 25/70 Vrms Explosion Proof Loudspeaker, .5, 1, 2, , 7, 15w taps | 1 | [6 empty] | FALSE | [5 empty] | #FF0070C0 | FA-NFPA 170 SPEAKER WALL | 1 | FALSE | FALSE | FALSE | 2021 | [13 empty] | FALSE | [5 empty] | ALIENWIN10\AugWin7 | 2018-11-29 17:01 | THOR\acont | 2024-09-08 17:27 | Cloned from Edwards HPSA15G2570 | [Federal Signal, Potter] [AUDIO 25v] [25V AUDIO] SPHP-DVSMR, SPHX, SPHX-DVSMR [Federal Signal, Potter] [AUDIO 70.7v] [70V AUDIO] SPHP-DVSMR, SPHX, SPHX-DVSMR
8d12efb4-7c19-433d-acb7-7f3140701656 | NFPA 170 DIGITAL ALARM COMMNUCATOR TRANSMITTER |  |  | North | DSC |  | Communicator |  |  |  | Assembly | TRUE | TL300CF |  | Internet Based IP Communicator for Commercial Fire applications | 1 | [6 empty] | TRUE | [5 empty] | #FFFF0000 | FA-NFPA 170 DIGITAL ALARM COMMNUCATOR TRANSMITTER | 1 | FALSE | FALSE | FALSE | 250 | [13 empty] | FALSE | [7 empty] | THOR\acont | 2024-09-08 17:27 |  | [DMP, DSC, NAPCO] [DACT] 01 [DACT] 263LTE, 263LTE-A, 263LTE-V, 263LTE-V5 (12V), 3G3070-CF HSPA, CDMA-FIRE, CellComSLC, CellComSLCF, CellComSLCZ, DUALCOMNF-LV (12V), DUALCOMNF-LV (24V), TL300CF [DMP, DSC, Honeywell, NAPCO] [IDC] 01 [TROUBLE] 263LTE, 263LTE-A, 263LTE-V, 263LTE-V5 (12V), 3G3070-CF HSPA, CDMA-FIRE, CellComSLC, CellComSLCF, CellComSLCZ, DUALCOMNF-LV (12V), DUALCOMNF-LV (24V), HWF2A-COM Main Board, HWF2V-COM Main Board, IPGSM-4G, TL
3a55e857-838f-4b2b-bcb0-7f31595b5150 | NFPA 170 SPEAKER WALL |  |  | North | e2S |  | Speaker |  |  |  | Module | TRUE | ML15FV070CS1A1R | ++ | 15W PA Loudspeaker, Flare re-entrant horn, 70V Line, ½” NPT & ½” NPT, Stainless steel, 316 (A4) Stainless Steel, UL, cUL, CE, EAC, RMRS, Standard product, Red | 1 | 0 | 0.313 |  |  |  |  | FALSE | [5 empty] | #FF0070C0 | FA-NFPA 170 SPEAKER WALL | 1 | FALSE | FALSE | FALSE | 2021 | [13 empty] | FALSE | [5 empty] | THOR\acont | 2024-08-21 08:12 | THOR\acont | 2024-09-08 17:27 | Cloned from e2S D2xS1 | [e2S] [AUDIO 70.7v] [70V AUDIO] D2xL1FV725CN1A1R, ML15FV070CS1A1R
de6ae9ce-bd68-42d8-9a77-7f369adc76e6 | NFPA 170 ADDRESSABLE INPUT MONITOR MODULE |  |  | North | Firelite |  | Addressable Module |  |  |  | Module | TRUE | W-MMF | + | Wireless Monitor Module | 1 | [6 empty] | FALSE | [5 empty] | #FFFF0000 | FA-NFPA 170 ADDRESSABLE INPUT MONITOR MODULE | 1 | FALSE | FALSE | FALSE | 1000 | [13 empty] | FALSE |  |  | W |  |  |  |  | THOR\acont | 2024-09-08 17:27 |  | [Firelite] [SLC MODULES SENSORS] [*] [#1 SHARED ADDR ¦ MODULES] BG-12LX, BG-12LXSP, CDRM-300, CMF-300, CMF-300-6, CRF-300, CRF-300-6, MDF-300, MMF-300, MMF-300-10, MMF-301, MMF-302, MMF-302-6, WAV-CRL, WAV-CWL, WAV-RL, WAV-WL, W-BG12LX, W-CRF, W-DIS-D, W [Farenhyt, Firelite, Gamewell FCI, Notifier, Silent Knight] [SWIFT MESH DEVICES] 01 FWH-200FIX135, FWH-200ROR135, FW-MM, FW-RM, NBG-12WL, WAM-MM, WAM-RC, W-BG12LX, W-CRF, W-H355, W-H355R, WIDP-HEAT w/B210W, WIDP-HEAT-ROR w/B210W, WIDP-MONITOR, WIDP-PULL- [Firelite] [SLC MODULES] [*] [#3 TYPE ADDR ¦ MODULES] BG-12LX, BG-12LXSP, CDRM-300, CMF-300, CMF-300-6, CRF-300, CRF-300-6, MDF-300, MMF-300, MMF-300-10, MMF-301, MMF-302, MMF-302-6, WAV-CRL, WAV-CWL, WAV-RL, WAV-WL, W-BG12LX, W-CRF, W-GATE, W-MMF, W-SYN
82befb44-1be3-43c8-a885-7f4359fbc978 | NFPA 170 GRAPHIC ANNUNCIATOR PANEL | RISER ANNUNCIATOR |  | North | Edwards |  | Graphic Annunciator |  |  |  | Module | TRUE | EV3 |  | Graphic Annunciator 17.5"w x 26.25"h view area, 156 LEDs typical | 1 | [6 empty] | FALSE | [5 empty] | #FFFF0000 | FA-NFPA 170 GRAPHIC ANNUNCIATOR PANEL | 1 | FALSE | FALSE | FALSE | 256 | [13 empty] | FALSE | [7 empty] | THOR\acont | 2024-09-08 17:27
1c3e4857-b03e-41cd-9bc9-7f435d1a9651 | NFPA 170 SMOKE DETECTOR |  |  | North | Bosch |  | Smoke Detector |  |  |  | Module | TRUE | D7050 | + | Addressable Photoelectric Smoke Detector Head, Multiplex | 1 | 0.00055 | 0.00056 | [6 empty] | 4 SQ. DEEP BOX w/SINGLE GANG RING |  |  |  | #FFFF0000 | FA-NFPA 170 SMOKE DETECTOR | 1 | FALSE | FALSE | FALSE |  |  |  | 7272-1615:0175 | [16 empty] | DESKTOP-7EIEB7A\acont | 2021-08-13 06:25 | THOR\acont | 2024-09-08 17:27 |  | [Bosch] [SLC MUX BOSCH] [*] [#1 ++] D341/D7044M, D5601/D7044M, D7044, D7044M, D7050, D7050 w/D7050-B6 BASE (C), D7050TH w/D7050-B6 BASE (C), D7052, D7053, DS7432, DS7457i, DS7457iF, DS7460I, DS7461I, DS7465I, FMM-7045, FMM-7045-D
6319ce9b-4ea6-4cf0-a8d5-7f44272c22dc | NFPA 170 MANUAL PULL |  |  | North | Sigcom |  | Manual Station |  |  |  | Module | TRUE | SG-42SK1-SC | +x | Dual Action Pull Station, SPST, Red | 1 | [6 empty] | TRUE | [5 empty] | #FFFF0000 | FA-NFPA 170 MANUAL PULL | 1 | FALSE | FALSE | FALSE | 957 | [19 empty] | XPS-17-9710\August | 2025-01-02 15:31 | XPS-17-9710\August | 2025-01-02 15:34 | Cloned from Sigcom SG-42CXK2-YL | [Sigcom] [IDC] 01 SG-42CXK1-BL, SG-42CXK1E-BL, SG-42CXK1E-GR, SG-42CXK1E-RD, SG-42CXK1E-YL, SG-42CXK1-GR, SG-42CXK1-RD, SG-42CXK1-YL, SG-42CXK2-BL, SG-42CXK2-GR, SG-42CXK2-RD, SG-42CXK2-YL, SG-42SK1, SG-42SK1-SC, SG-42SK2, SG-42SK2-SC, SGX-32SK1-SC
6bc7e123-c076-4b3c-b5f5-7f50f1c712e1 |  |  |  | North | MIRCOM | [5 empty] | Module | TRUE | FOM-2000-UM | new | Allows for single-mode or multi-mode fibre optic communication on a FLEXNET-MNS network. Add FOM-CONN-SM and FOM-CONN-MM | 1 | [12 empty] | #FFFFFFFF |  |  | FALSE | FALSE | FALSE | [20 empty] | THOR\acont | 2024-02-24 16:13 | THOR\acont | 2024-10-09 10:48
7360836e-0587-4d63-95b5-7f5446518f40 |  |  |  | North | Edwards |  | Hardware |  |  |  | Hardware | TRUE | 511-A |  | Grille - for (1) 4" bell, grill horn, or chime | 1 | [6 empty] | FALSE | [5 empty] | #FFFFFFFF |  |  | FALSE | FALSE | FALSE | [14 empty] | FALSE | [7 empty] | THOR\acont | 2024-10-09 10:48
50376465-322d-41e4-87eb-7f5563a779ee | CADGEN INTERFACE MODULE |  |  | North | DMP |  | Interface Module |  |  |  | Module | TRUE | 736V | ++ | 736V V-Plex Interface Module | 1 | 0.045 | 0.045 |  |  | 12 |  | TRUE | [5 empty] | #FFFF0000 | FA-CADGEN INTERFACE MODULE | 1 | FALSE | FALSE | FALSE | 1000 | [19 empty] | DESKTOP-7EIEB7A\acont | 2022-08-11 14:33 | THOR\acont | 2024-09-08 17:27 | Cloned from DMP 736P | [BluePoint, DMP] [DMP LX BUS] [*] [LX BUS] 711, 711S, 734, 734N, 734N-POE, 736P, 736V, 866, 867, BP-DHE-736PA | [DMP] 736V
445780dd-3713-419b-8fe7-7f66940918ff | NFPA 170 DIGITAL ALARM COMMNUCATOR TRANSMITTER | RISER DACT |  | North | Notifier |  | Communicator |  |  |  | Module | TRUE | 411UD | + | Slave Digital Alarm Communicator Transmitters | 1 | 0.064 | 0.12 |  |  |  |  | TRUE | FALSE |  |  |  |  | #FFFF0000 | FA-NFPA 170 DIGITAL ALARM COMMNUCATOR TRANSMITTER | 1 | FALSE | FALSE | FALSE | 250 | [13 empty] | FALSE | [5 empty] | DESKTOP-7SAL8M7\acont | 2019-09-30 13:11 | THOR\acont | 2024-09-08 17:27 | Cloned from Firelite 411UD |  | [Notifier] 411UD, 411UDAC Main Board
e565e5ab-214b-48db-a84f-7f6d7603db43 |  |  |  | North | Edwards |  | Cards & Components |  |  |  | Card | TRUE | GFD | + | Ground Fault Detector for 4-NET-XT | 1 | 0.032 | 0.032 |  |  |  |  | TRUE | [5 empty] | #FFFFFFFF |  |  | FALSE | FALSE | FALSE | [22 empty] | THOR\acont | 2024-10-09 10:48
3d004872-62b4-41fd-8cab-7f81949d92e5 | NFPA 170 STROBE WALL |  |  | North | Monaco Enterprises |  | Strobe |  |  |  | Module | TRUE | 367-066-01 |  | STROBE:WALL MT,WEATHERPROOF,WHITE,PLAIN | 1 | 0 | 0.158 |  |  |  |  | FALSE | FALSE |  |  |  |  | #FF0070C0 | FA-NFPA 170 STROBE WALL | 1 | FALSE | FALSE | FALSE | 2023 | [13 empty] | FALSE |  |  | WP |  |  | DESKTOP-7SAL8M7\acont | 2020-02-20 16:39 | THOR\acont | 2024-09-08 17:27 | Cloned from System Sensor SWK-P | [Monaco Enterprises] [NAC] 367-066-00, 367-066-01, 367-066-02
79a4ad11-5a4c-45bb-bec4-7f8729c88fcf | NFPA 170 MANUAL PULL |  |  | North | Simplex |  | Manual Station |  |  |  | Module | TRUE | 2099-9104 | ++ | Non-Coded, Non-Addressable Manual Station, Double Action | 1 | [6 empty] | FALSE | TRUE | Flush | Single gang box 2-1/2" deep 4" square box, 2-1/8" (54 mm) minimum | 5" H x 3-3/4" W x 1" D (127 mm x 95 mm x 25 mm) |  | #FFFF0000 | FA-NFPA 170 MANUAL PULL | 1 | FALSE | FALSE | FALSE | 1408 | [13 empty] | FALSE |  |  | SBP |  |  | DESKTOP-7EIEB7A\acont | 2023-03-07 06:38 | THOR\acont | 2024-09-08 17:27 | Cloned from Simplex 2099-9103 CLONED | [Autocall, Simplex] [IDC] 01 2098-9201 (C), 2098-9202 (C), 2098-9203 (C), 2098-9208 (C), 2098-9576 (C), 2099-9101 (C), 2099-9102 (C), 2099-9103 (C), 2099-9104 (C), 2099-9105 (C), 2099-9107 (C), 2099-9108 (C), 2099-9754 (C), 2099-9755 (C), 2099-9756 (C),
016ab7c2-279a-4920-8360-7f8cb28f91e0 | NFPA 170 MAIN RESERVE |  |  | North | Block Definition Only |  | Switch |  |  |  | Module | TRUE | NFPA 170 MAIN RESERVE |  | NFPA 170 MAIN RESERVE | 1 | [12 empty] | #FFFF0000 | FA-NFPA 170 MAIN RESERVE | 1 | FALSE | FALSE | FALSE | [20 empty] | AULAPTOP-PC\Aulaptop | 2020-03-26 07:41 | THOR\acont | 2024-09-08 17:27
62bab11d-fca9-4c30-8062-7f8d3cfa4da8 | NFPA 170 STROBE WALL |  |  | North | Federal Signal |  | Strobe |  |  |  | Module | TRUE | FB24ST-024C |  | Fireball Supervised Strobe Light, Clear | 1 | [6 empty] | FALSE |  | 1/2" NPT Pipe/Surface |  |  |  | #FF0070C0 | FA-NFPA 170 STROBE WALL | 1 | FALSE | FALSE | FALSE | 2023 | [13 empty] | FALSE |  |  | WP |  |  | THOR\acont | 2024-10-25 10:34 | THOR\acont | 2024-10-25 10:35 | Cloned from Federal Signal FB24ST-024A CLONED | [Federal Signal] [AUX POWER, NAC] [24 VDC] FB24ST-024A, FB24ST-024B, FB24ST-024C, FB24ST-024G, FB24ST-024R, FB2PST-012-024A, FB2PST-012-024B, FB2PST-012-024C, FB2PST-012-024G, FB2PST-012-024R, FB2PST-I-024A, FB2PST-I-024B, FB2PST-I-024C, FB2PST-I-024G, F
b3385927-1439-4c55-8f21-7f90da75f75a |  |  |  | North | Notifier |  | Hardware |  |  |  | Hardware | TRUE | THK3-PS-BU |  | Transponder Harness Kit & PDM, 3 Tier w/ PS & Backup Bus | 1 | [6 empty] | TRUE | [5 empty] | #FFFFFFFF |  |  | FALSE | FALSE | FALSE | [20 empty] | DESKTOP-7EIEB7A\acont | 2022-04-15 17:50 | THOR\acont | 2024-10-09 10:48
d57a1651-12c2-4ea2-8d3c-7f9aa165cf29 |  |  |  | North | Siemens |  | Cards & Components |  |  |  | Card | TRUE | ABHW-4BZ | S54320-F13-A2 | ABHW-4BZ AUDIBLE BASE | 1 | [6 empty] | TRUE | [5 empty] | #FFFFFFFF |  |  | FALSE | FALSE | FALSE | [20 empty] | DESKTOP-7SAL8M7\acont | 2019-08-13 09:04 | THOR\acont | 2024-10-09 10:48
7b882428-8b4f-4181-81e4-7f9aa281ea6b | NFPA 170 HEAT DETECTOR |  |  | North | Notifier |  | Heat Detector |  |  |  | Module | TRUE | ED-TI | ++ | Intelligent Thermal Sensor, Eclipse™ Series | 1 | 0.000215 | 0.002 |  |  |  |  | FALSE | TRUE |  |  |  |  | #FFFF0000 | FA-NFPA 170 HEAT DETECTOR | 1 | FALSE | FALSE | FALSE | 1403 | [13 empty] | FALSE | [7 empty] | THOR\acont | 2024-09-08 17:27 | 20191121 AC Detector without base | [Honeywell, Notifier, System Sensor] [SLC MODULES SENSORS] [*] [#2 SHARED ADDR ¦ SENSORS] 2251B (C), 2251-COPTIR (C), 2251-COPTIR w/B200S-WH (C), 2251TB (C), 2251TMB (C), 5251B (C), 5251B-WP (C), 5251H (C), 5251RB (C), 5251RB-WP (C), 7251 (C), 7251DH (C) [Honeywell, Notifier, System Sensor] [SLC SENSORS] [*] [#4 TYPE ADDR ¦ SENSORS] 2251B (C), 2251-COPTIR (C), 2251-COPTIR w/B200S-WH (C), 2251TB (C), 2251TMB (C), 5251B (C), 5251B-WP (C), 5251H (C), 5251RB (C), 5251RB-WP (C), 7251 (C), 7251DH (C), DH200LP
304440e0-c01a-4966-85fb-7fa1ddbcfea4 | NFPA 170 NOTIFICATION CIRCUIT EXTENDER PANEL | RISER NAC |  | North | Monaco Enterprises |  | Notification Circuit Extender Panel |  |  |  | Assembly | TRUE | 404-126-00 | + | NAC Power Extender, 120 VAC, 60 Hz, 24 VDC, 8A total NACs and Aux 2, 4 Class B or 4 Class A NACs. Aux 1 - 1 Amp AC power only, no battery backup. Aux 2 - 1 Amp with battery backup.* | 1 | [12 empty] | #FFFF0000 | FA-NFPA 170 NOTIFICATION CIRCUIT EXTENDER PANEL | 1 | FALSE | FALSE | FALSE | 212 | [11 empty] | 8 |  | TRUE | [5 empty] | DESKTOP-7SAL8M7\acont | 2020-04-02 11:11 | THOR\acont | 2024-09-08 17:27 | Cloned from Monaco Enterprises 404-093-00
1980cd28-609f-49d2-b46b-7fa369c47f28 |  |  |  | North | Kidde |  | Cards & Components |  |  |  | Card | TRUE | FX-64RD Mainboard |  | Mainboard for FX-64RD assembly | 1 | 0.251 | 0.37 |  |  |  |  | TRUE | [5 empty] | #FFFFFFFF |  |  | FALSE | FALSE | FALSE | [14 empty] | FALSE | [7 empty] | THOR\acont | 2024-10-09 10:48 |  | [Edwards, Kidde] [VAC ] 2IDC, 76-600000-001 Main Board, 76-800xxx-xxx Main Board, 77-600000-901 Main Board, 84-732001-901 Main Board, APS10A Mainboard, APS6A Mainboard, BPS10A Mainboard, BPS10A/230 Mainboard, BPS6A Mainboard, BPS6A/230 Mainboard, EST1-2Z [Edwards, Kidde, Macurco] [IDC] [#1 ALARM] 2IDC, 76-600000-001 Main Board, 76-800xxx-xxx Main Board, 77-600000-901 Main Board, 84-732001-901 Main Board, DVP-120 Mainboard, EST1-2Z Mainboard, FSP1004G Mainboard, FSP1004G-2 Mainboard, FSP1004GD Mainboard, [Edwards, Kidde, Macurco] [IDC] [#2 TROUBLE] 2IDC, 76-600000-001 Main Board, 76-800xxx-xxx Main Board, 77-600000-901 Main Board, 84-732001-901 Main Board, DVP-120 Mainboard, EST1-2Z Mainboard, FSP1004G Mainboard, FSP1004G-2 Mainboard, FSP1004GD Mainboard [Edwards, Kidde, Macurco] [IDC] [#3 SUPERVISORY] 2IDC, 76-600000-001 Main Board, 76-800xxx-xxx Main Board, 77-600000-901 Main Board, 84-732001-901 Main Board, DVP-120 Mainboard, EST1-2Z Mainboard, FSP1004G Mainboard, FSP1004G-2 Mainboard, FSP1004GD Mainb | [Edwards, Kidde] FX-1000 Mainboard, FX-1000D Mainboard, FX-64RD Mainboard, iO1000G Mainboard, iO1000G-2 Mainboard, iO1000G-2-PG Mainboard, iO1000G-2-SP Mainboard, iO1000GC Mainboard, iO1000GD Mainboard, iO1000G-F Mainboard, iO1000G-PG Mainboard, iO1000G-S [Kidde] FX-64RD Mainboard [Edwards, Kidde] FX-64R Mainboard, FX-64RD Mainboard, iO64G Mainboard, iO64G-2 Mainboard, iO64G-2-PG Mainboard, iO64G-2-SP Mainboard, iO64GD Mainboard, iO64GL Mainboard, iO64GL-F Mainboard, iO64G-PG Mainboard, iO64G-SP Mainboard, iO64R Mainboard, iO64R-2 [Edwards, Kidde] FX-64R Mainboard, FX-64RD Mainboard, iO64G Mainboard, iO64G-2 Mainboard, iO64G-2-PG Mainboard, iO64G-2-SP Mainboard, iO64GD Mainboard, iO64GL Mainboard, iO64GL-F Mainboard, iO64G-PG Mainboard, iO64G-SP Mainboard, iO64R Mainboard, iO64R-2 [Edwards, Kidde] FX-64R Mainboard, FX-64RD Mainboard, iO64G Mainboard, iO64G-2 Mainboard, iO64G-2-PG Mainboard, iO64G-2-SP Mainboard, iO64GD Mainboard, iO64GL Mainboard, iO64GL-F Mainboard, iO64G-PG Mainboard, iO64G-SP Mainboard, iO64R Mainboard, iO64R-2 [Edwards, Kidde] FX-1000 Mainboard, FX-1000D Mainboard, FX-64RD Mainboard, iO1000G Mainboard, iO1000G-2 Mainboard, iO1000G-2-PG Mainboard, iO1000G-2-SP Mainboard, iO1000GC Mainboard, iO1000GD Mainboard, iO1000G-F Mainboard, iO1000G-PG Mainboard, iO1000G-S [Edwards, Kidde] FSP1004GD Mainboard, FSP1004RD Mainboard, FSP302GD Mainboard, FSP302RD Mainboard, FSP502GD Mainboard, FSP502RD Mainboard, FX-1000D Mainboard, FX-64RD Mainboard, iO1000GD Mainboard, iO1000RD Mainboard, iO64GD Mainboard, iO64RD Mainboard, V
91a2dd2a-b248-4339-90cd-7fa39ad11f91 | NFPA 170 CELL COMM | RISER CELL COMM |  | North | NAPCO |  | Cellular Communicator |  |  |  | Module | TRUE | SLE/4G-CDMA-CFB | + | Wireless Commercial Fire Alarm Communicator | 1 | 0.071 | 0.2 |  |  |  |  | FALSE | [5 empty] | #FFFF0000 | FA-NFPA 170 CELL COMM | 1 | FALSE | FALSE | FALSE | 250 | [9 empty] | 1 |  |  |  | FALSE | [5 empty] | AULAPTOP-PC\Aulaptop | 2018-12-23 13:51 | THOR\acont | 2024-09-08 17:27 | Cloned from NAPCO SLE-CDMA-CFB | [NAPCO, Potter] [DACT] [#1 DACT] IntelliCom-5GA, IntelliCom-5GV, SLE/4G-CDMA-CFB, SLE/4G-CDMA-CFB-PS, SLE/4G-CDMA-FIRE, SLE/4G-CDMAI-FIRE, SLE-CDMA-CFB, SLE-CDMA-CFB-PS, SLE-CDMA-FIRE, SLE-CDMAI-FIRE, SLE-LTEA-CFB-PS Main Card, SLE-LTEAI-CFB-PS Main Card [NAPCO, Potter] [IDC] [#2 PS TRBL] IntelliCom-5GA, IntelliCom-5GV, SLE/4G-CDMA-CFB, SLE/4G-CDMA-CFB-PS, SLE/4G-CDMA-FIRE, SLE/4G-CDMAI-FIRE, SLE-CDMA-CFB, SLE-CDMA-CFB-PS, SLE-CDMA-FIRE, SLE-CDMAI-FIRE, SLE-LTEA-CFB-PS Main Card, SLE-LTEAI-CFB-PS Main Ca [NAPCO, Potter] [DACT] [#2 DACT] IntelliCom-5GA, IntelliCom-5GV, SLE/4G-CDMA-CFB, SLE/4G-CDMA-CFB-PS, SLE/4G-CDMA-FIRE, SLE/4G-CDMAI-FIRE, SLE-CDMA-CFB, SLE-CDMA-CFB-PS, SLE-CDMA-FIRE, SLE-CDMAI-FIRE, SLE-LTEA-CFB-PS Main Card, SLE-LTEAI-CFB-PS Main Card [NAPCO, Potter] [AUX POWER] [*] CDMA-FIRE, IntelliCom-5GA, IntelliCom-5GV, SLE/4G-CDMA-CFB, SLE/4G-CDMA-CFB-PS, SLE/4G-CDMA-FIRE, SLE/4G-CDMAI-FIRE, SLE-CDMA-CFB, SLE-CDMA-CFB-PS, SLE-CDMA-FIRE, SLE-CDMAI-FIRE, SLE-LTEV-CB, SLE-LTEV-CB-TF, SLE-LTEV-CFB, [NAPCO, Potter] [IDC] [#1 LINE TRBL] IntelliCom-5GA, IntelliCom-5GV, SLE/4G-CDMA-CFB, SLE/4G-CDMA-CFB-PS, SLE/4G-CDMA-FIRE, SLE/4G-CDMAI-FIRE, SLE-CDMA-CFB, SLE-CDMA-CFB-PS, SLE-CDMA-FIRE, SLE-CDMAI-FIRE, SLE-LTEA-CFB-PS Main Card, SLE-LTEAI-CFB-PS Main
8e33bacb-fa5a-4ccf-821e-7fa6515a8e06 |  |  |  | North | Potter | [5 empty] | Module | TRUE | NGP-1000D-M2 |  | Nitrogen Generator with 1,000 Gallon Largest Riser Fill and 3,000 gallons of Total Sprinkler System Capacity | 1 | [6 empty] | FALSE | [5 empty] | #FFFFFFFF |  |  | FALSE | FALSE | FALSE | [14 empty] | FALSE | [7 empty] | THOR\acont | 2024-10-09 10:48
ae5820b0-3fca-4175-9219-7facfe9fd2fb |  |  |  | North | Edwards |  | Cards & Components |  |  |  | Card | TRUE | SIGA-APS | ++ | 6.4A Auxiliary Power Supply | 1 | 0.07 | 0.27 |  |  |  |  | TRUE | [5 empty] | #FFFFFFFF |  |  | FALSE | FALSE | FALSE | [14 empty] | FALSE | [7 empty] | THOR\acont | 2024-10-09 10:48
71daf5eb-ec11-4a17-afcc-7fb0197a54cd |  |  |  | North | Firelite |  | Cards & Components |  |  |  | Card | TRUE | MS-9600UDLS Main Board | + | Intelligent Addressable FACP with Optional 2nd Loop, DACT-UD2 Main Board | 1 | 0.103 | 0.253 |  |  |  |  | TRUE | [5 empty] | #FFFFFFFF |  |  | FALSE | FALSE | FALSE | [14 empty] | FALSE | [7 empty] | THOR\acont | 2024-10-09 10:48 |  | [Ditek, Monaco Enterprises, Spectronix, WBOX] [VAC ] [VAC] 0E-SPROACHW, 210-524-00, DTK-120HW, DTK-120HWLOK, DTK-120HW-SS, DTK-1F, DTK-1FF, SA400 Main Board [ADT Unimode, AES, Firelite, NAPCO, Notifier] [VAC ] [VAC] 1640, 200UDLS Main Board, 411UDAC Main Board, ACC-25/50 Main Board, BE-500 CPU, CPU-N16LD, CPU-N16LND, ECC-125DA (25V) Main Board, ECC-50/100 Main Board (100W, 25V), ECC-50/100 Main Board (100W, | [Firelite] MS-9600LS Main Board, MS-9600UDLS Main Board
3a73a4e6-75fa-4d61-b487-7fb648351d21 | NFPA 170 HORN STROBE |  |  | North | Siemens |  | Horn/Strobe |  |  |  | Module | TRUE | CH-MC-R | 500-636017 | CHIME MULTI CANDELA RED | 1 | [12 empty] | #FF0070C0 | FA-NFPA 170 HORN STROBE | 1 | FALSE | FALSE | FALSE | [17 empty] | CH |  |  | DESKTOP-7SAL8M7\acont | 2019-08-13 09:04 | THOR\acont | 2024-09-08 17:27 |  | [Siemens] [NAC] [16-33VDC] CH-HMC-CW (C), CH-MC-CR (C), CH-MC-CW (C), CH-MC-R, CH-MC-W [Siemens] [NAC] [16-33VFWR] CH-HMC-CW (C), CH-MC-CR (C), CH-MC-CW (C), CH-MC-R, CH-MC-W
2d84bf6b-f1ea-456b-9535-7fbc7474ad58 |  |  |  | North | Siemens | [5 empty] | Module | TRUE | RL-40 | 500-390672 | REMOTE LAMP, RCTGL PLATE FOR SWITCH | 1 | [12 empty] | #FFFFFFFF |  |  | FALSE | FALSE | FALSE | [20 empty] | DESKTOP-7SAL8M7\acont | 2019-08-13 09:04 | THOR\acont | 2024-10-09 10:48 |  | [Siemens] [LED, RTS] [INPUT TYPE] RL-30, RL-40, RL-HC (C), RL-HW
b9370cfa-d243-49e8-8607-7fc1588e725a |  |  |  | North | Autocall |  | Cards & Components |  |  |  | Card | TRUE | A100-9314 CPU |  | CPU Assembly | 1 | 0.497 | 0.805 |  |  |  |  | TRUE | [5 empty] | #FFFFFFFF |  |  | FALSE | FALSE | FALSE | [20 empty] | DESKTOP-0D6CQVA\lousc | 2019-07-06 10:49 | THOR\acont | 2024-10-09 10:48 | Cloned from AutoCall A100-9111 CPU |  | [Autocall, Simplex] 4007-9101(BA) CPU, 4007-9102(BA) CPU, 4007-9202 CPU, 4100-5311, A007-9101/9102 CPU, A007-9202 CPU, A010-9422 CPU, A010-9425 CPU, A010-9426 CPU, A010-9601 ESS, A010-9602 CPU, A010-9604 CPU, A100-5101, A100-5311, A100-5325, A100-9121 CPU [Autocall] A007-9101/9102 CPU, A007-9202 CPU, A010-9422 CPU, A010-9425 CPU, A010-9426 CPU, A010-9601 ESS, A010-9602 CPU, A010-9604 CPU, A100-0620, A100-0625, A100-1291, A100-9121 CPU, A100-9131 CPU, A100-9314 CPU, A100-9331 CPU
cbefb99b-1ea2-473b-a3cd-7fd44d02e457 | NFPA 170 FIRE FIGHTER INTERFACE |  |  | North | Farenhyt |  | Fire Fighter Interface |  |  |  | Module | TRUE | ECS-FFT | + | Fire Fighter Telephone System | 1 | 0.12 | 0.23 |  |  |  |  | TRUE | [5 empty] | #FFFF0000 | FA-NFPA 170 FIRE FIGHTER INTERFACE | 1 | FALSE | FALSE | FALSE | 207 | [13 empty] | FALSE | [5 empty] | DESKTOP-7EIEB7A\acont | 2021-12-08 14:03 | THOR\acont | 2024-09-08 17:27 | Cloned from Firelite ECC-FFT | [ADT Unimode, Eaton Wheelock, Farenhyt, Firelite, Gamewell FCI, Monaco Enterprises, Notifier, Potter, Secutron, Silent Knight] [AUX POWER] [*] 790-012-00, ACM-16ATF, ACM-30, ACM-32AF, ACM-48A, ACM-8RF, ADT-LCD-80, AEM-16ATF, AEM-32AF, AFM-16AF, AFM-16ATF | [Farenhyt, Firelite] ECC-FFT, ECS-FFT
aa3e7b66-2095-45a4-be39-7fd8a2ded676 |  |  |  | North | Bosch |  | Hardware |  |  |  | Hardware | TRUE | D138 | ++ | Mounting bracket, 90° | 1 | [12 empty] | #FFFFFFFF |  |  | FALSE | FALSE | FALSE | [20 empty] | DESKTOP-7EIEB7A\acont | 2022-07-23 11:18 | THOR\acont | 2024-10-09 10:48 | Cloned from Bosch D137
f33869ec-d062-4ae9-81d6-7fda5e4aeadf |  |  |  | North | Bosch | [5 empty] | Module | TRUE | SE88-60M-304-EA | * | 304 WATCH TYPE TX 0000065782 | 1 | [12 empty] | #FFFFFFFF |  |  | FALSE | FALSE | FALSE | [20 empty] | DESKTOP-7EIEB7A\acont | 2021-08-13 06:25 | THOR\acont | 2024-10-09 10:48
72fa2ea4-2d6e-4178-a257-7fe56deec915 |  |  |  | North | Siemens |  | Hardware |  |  |  | Hardware | TRUE | CAB2R-TK | 500-633753 | MEDIUM ENCLOSURE SEMI FLUSH TRIM KIT - RED MOUNTS TO CAB2-RB | 1 | [12 empty] | #FFFFFFFF |  |  | FALSE | FALSE | FALSE | [20 empty] | DESKTOP-7SAL8M7\acont | 2019-08-13 09:04 | THOR\acont | 2024-10-09 10:48
3ebbb9df-ce76-420c-ad34-7fea3642852c |  |  |  | North | Fike |  | Cards & Components |  |  |  | Card | TRUE | FCP-300 Main Board | ++ | Main Board | 1 | 0.19 | 0.25 | 6 |  | 24 |  | TRUE | [5 empty] | #FFFFFFFF |  |  | FALSE | FALSE | FALSE | [14 empty] | FALSE | [5 empty] | THOR\acont | 2024-11-08 14:12 | THOR\acont | 2024-11-08 14:21 | Cloned from Fike FCP-75 Main Board | [Fike] [VAC ] 10-2620, 10-2829 Main Card, 27-032 Main Card, FCP-2100 Main Board, FCP-300 Main Board, FCP-75 Main Board, FIK-5496 Main Board, FIK-RPS1000 Main Board [Fike] [IDC] [#2 TROUBLE ++] 10-2204, FCP-2100 Main Board, FCP-300 Main Board, FCP-75 Main Board [Fike] [IDC] [#3 SUPERVISORY ++] 10-2204, FCP-2100 Main Board, FCP-300 Main Board, FCP-75 Main Board [Fike] [IDC] [#1 ALARM ++] 10-2204, FCP-2100 Main Board, FCP-300 Main Board, FCP-75 Main Board | [Fike] FCP-300 Main Board
191dd7c8-f7fb-44ae-b083-7fed4d2b2a57 |  |  |  | North | Potter | [5 empty] | Module | TRUE | ALE-127 |  | Addressable Loop Expander for PFC-8500 | 1 | [6 empty] | FALSE | [5 empty] | #FFFFFFFF |  |  | FALSE | FALSE | FALSE |  |  |  | 7165-0328:0196 | [10 empty] | FALSE | [7 empty] | THOR\acont | 2024-10-09 10:48
ad0404fe-5bd2-4d79-9342-7ff1b4e4da41 | CADGEN PANIC BUTTON |  |  | North | Bosch |  | Panic Button |  |  |  | Module | TRUE | RFPB-FP-A | ++ | Wireless, fixed position panic button. | 1 |  |  |  |  | 3 | [7 empty] | #FFFF0000 | FA-CADGEN PANIC BUTTON | 1 | FALSE | FALSE | FALSE | [17 empty] | RPT |  |  | DESKTOP-7EIEB7A\acont | 2022-08-24 08:49 | THOR\acont | 2024-09-08 17:27 | Cloned from Bosch RFPB-SB | [BluePoint, Bosch] [BOSCH WIRELESS] [ALL DEVICES ++] BP01-302, BP02-202M, BP02-202P, BP02-A202M, BP02-A202P, BP02-A202PH, BP03-302, BP03-A102M, BP03-A102P, RFBT-A, RFDL-11, RFDL-11-A, RFDL-11-CHI, RFDW-RM, RFDW-RM-A, RFDW-RM-CHI, RFDW-SM, RFDW-SM-A, RFDW
320857c1-f26f-4414-b05c-7ff1bdd8d4f8 | NFPA 170 SMOKE DETECTOR |  |  | North | Edwards |  | Smoke Detector |  |  |  | Module | TRUE | SIGA-IS w/SIGA-AB4G-LF BASE | ++ | Ionization Smoke Detector | 1 | 4.5e-05 | 4.5e-05 |  |  |  |  | FALSE | TRUE |  |  |  |  | #FFFF0000 | FA-NFPA 170 SMOKE DETECTOR | 1 | FALSE | FALSE | FALSE | 1408 | [13 empty] | FALSE |  |  | LF |  |  |  |  | THOR\acont | 2024-10-08 16:31 | 20191121 AC Detector with base | [Edwards, Kidde] [SLC EST MODULES SENSORS] [*] [#2 SHARED ADDR ¦ SENSORS] KI-DDOS (C), SIGA2-COS w/SIGA-AB4G BASE, SIGA2-COS w/SIGA-AB4G-LF BASE, SIGA2-COS w/SIGA-AB4GT BASE, SIGA2-COS w/SIGA-IB BASE, SIGA2-COS w/SIGA-RB BASE, SIGA2-COS w/SIGA-SB BASE, S [Edwards, Kidde] [SLC EST SENSORS] [*] [#4 TYPE ADDR ¦ SENSORS] KI-DDOS (C), SIGA2-COS w/SIGA-AB4G BASE, SIGA2-COS w/SIGA-AB4G-LF BASE, SIGA2-COS w/SIGA-AB4GT BASE, SIGA2-COS w/SIGA-IB BASE, SIGA2-COS w/SIGA-RB BASE, SIGA2-COS w/SIGA-SB BASE, SIGA2-HCOS [Edwards, Kidde] [SLC EST SENSORS] 01 [*] [EST3, iO1000] DS-HFS (C), DS-PS (C), FX-HD w/IB4U BASE, FX-HD w/RB4U BASE, FX-HD w/SB4U BASE, FX-HD w/SB4U-LF BASE, FX-HD wB4U BASE, FX-PD w/B4U BASE (C), FX-PD w/IB4U BASE (C), FX-PD w/SB4U BASE (C), FX-PD w/SB [Edwards, Kidde] [AUX POWER] FX-HD w/SB4U-LF BASE, FX-PD w/SB4U-LF BASE (C), FX-PHD w/SB4U-LF BASE (C), SIGA2-COS w/SIGA-AB4G-LF BASE, SIGA2-HCOS w/SIGA-AB4G-LF BASE, SIGA2-HFS w/SIGA-AB4G-LF BASE, SIGA2-HRS w/SIGA-AB4G-LF BASE, SIGA2-PCOS w/SIGA-AB4G-LF [Edwards, Kidde] [SLC EST MODULES/SENSORS] 01 [*] [iO64] DS-HFS (C), DS-PS (C), FX-HD w/IB4U BASE, FX-HD w/RB4U BASE, FX-HD w/SB4U BASE, FX-HD w/SB4U-LF BASE, FX-HD wB4U BASE, FX-PD w/B4U BASE (C), FX-PD w/IB4U BASE (C), FX-PD w/SB4U BASE (C), FX-PD w/SB
cc15c8fb-b124-4eba-9625-7ffb1a00a68b | NFPA 170 HEAT DETECTOR |  |  | North | Notifier |  | Heat Detector |  |  |  | Module | TRUE | FST-851H w/B210LP | ++ | Intelligent Addressable 195°F (88°C) Thermal Heat Detector w/ Flashscan, Sounder Base, Low Frequency | 1 | 0.0003 | 0.0065 |  |  |  |  | FALSE | TRUE | FLUSH |  | 4" SQ. DEEP | 3 "O" PLASTER RING | #FFFF0000 | FA-NFPA 170 HEAT DETECTOR | 1 | FALSE | FALSE | FALSE | 1403 |  |  | 7270-0028:0196 | [10 empty] | FALSE |  |  | LF¦SB |  |  |  |  | THOR\acont | 2024-09-08 17:27 | 20191121 AC Detector with base | [Honeywell, Notifier, System Sensor] [SLC MODULES SENSORS] [*] [#2 SHARED ADDR ¦ SENSORS] 2251B (C), 2251-COPTIR (C), 2251-COPTIR w/B200S-WH (C), 2251TB (C), 2251TMB (C), 5251B (C), 5251B-WP (C), 5251H (C), 5251RB (C), 5251RB-WP (C), 7251 (C), 7251DH (C) [Honeywell, Notifier, System Sensor] [SLC SENSORS] [*] [#4 TYPE ADDR ¦ SENSORS] 2251B (C), 2251-COPTIR (C), 2251-COPTIR w/B200S-WH (C), 2251TB (C), 2251TMB (C), 5251B (C), 5251B-WP (C), 5251H (C), 5251RB (C), 5251RB-WP (C), 7251 (C), 7251DH (C), DH200LP
d3414482-7444-4eca-b410-7ffc6a5efc69 | NFPA 170 SMOKE DETECTOR |  |  | North | Fike |  | Smoke Detector |  |  |  | Module | TRUE | 63-1052 | + | Photoelectric Smoke Sensor Non-Isolator Version w/63-1054 6” Sensor Base Non-Isolator Version | 1 | 0.000481 | 0.002 |  |  |  |  | FALSE | TRUE |  |  |  |  | #FFFF0000 | FA-NFPA 170 SMOKE DETECTOR | 1 | FALSE | FALSE | FALSE | 1408 | [13 empty] | FALSE | [7 empty] | THOR\acont | 2024-09-08 17:27 | 20191121 AC Detector without base | [Fike] [AUX POWER] 20-1063, 20-1064, 20-1343, 55-019/020 (C), 55-021 (C), 55-023 (C), 55-043, 55-047, 55-048, 55-050, 55-055, 55-056, 55-060, 55-061, 60-1028 (C), 60-1039 (C), 60-1040 (C), 63-028/029 (C), 63-1021 (C), 63-1052 (C), 63-1053 (C), 63-1056 (C [Fike] [SLC FIKE] [*] [#1 SHARED ADDR ¦ ALL] 20-1063, 20-1064, 20-1343, 55-019/020 (C), 55-021 (C), 55-023 (C), 55-041, 55-042, 55-043, 55-045, 55-046, 55-047, 55-048, 55-050, 55-052, 55-055, 55-056, 55-060, 55-061, 60-1028 (C), 60-1039 (C), 60-1040 (C),
9532ca54-5511-4d2d-b051-80030d1dda6a | NFPA 170 REMOTE ANNUNCIATOR | RISER ANNUNCIATOR |  | North | Edwards |  | Remote Annunciator |  |  |  | Assembly | TRUE | 4-2ANN | ++ | Annunciator Assembly - Configuration 2302092 | 1 | [6 empty] | FALSE | [5 empty] | #FFFF0000 | FA-NFPA 170 REMOTE ANNUNCIATOR | 1 | FALSE | FALSE | FALSE | 255 | [8 empty] | 7,12,18 |  |  |  |  | TRUE | [5 empty] | DESKTOP-7EIEB7A\acont | 2023-02-09 22:58 | THOR\acont | 2024-09-08 17:27 | Cloned from Edwards 4-2ANN ANNUNCIATOR
e65a5d3a-ac6d-43c8-be4b-80072adafc29 |  |  |  | North | Harrington |  | Cards & Components |  |  |  | Card | TRUE | T2-P Main Board |  | Main Board | 1 | 0.155 | 0.21 |  |  |  |  | TRUE | [5 empty] | #FFFFFFFF |  |  | FALSE | FALSE | FALSE | [14 empty] | FALSE | [7 empty] | THOR\acont | 2024-10-09 10:48 |  |  | [Harrington] T2-P Main Board [Harrington] T2-P Main Board
cbd668a8-6ca7-4b82-a9f1-80091d120251 |  |  |  | North | Siemens | [5 empty] | Module | TRUE | BC-35 | 500-884857 | BATTERY CHARGER TRNSFR MODULE (2) SPACES | 1 | [12 empty] | #FFFFFFFF |  |  | FALSE | FALSE | FALSE | [20 empty] | DESKTOP-7SAL8M7\acont | 2019-08-13 09:04 | THOR\acont | 2024-10-09 10:48
05f7f07e-4051-4ed6-b5ff-800be45e6f28 | NFPA 170 AMPLIFIER RACK | RISER AMP |  | North | Edwards |  | Amplifier |  |  |  | Assembly | TRUE | ANS25XG |  | 25W Audio Expander Panel, Gray | 1 | [6 empty] | FALSE | [5 empty] | #FFFF0000 | FA-NFPA 170 AMPLIFIER RACK | 1 | FALSE | FALSE | FALSE | 300 | [8 empty] | 7,12,18 |  |  |  |  | TRUE | [7 empty] | THOR\acont | 2024-09-08 17:27
ba568a79-48ec-46ad-a35a-800d02ec846a | NFPA 170 SMOKE DETECTOR |  |  | North | Honeywell |  | Smoke Detector |  |  |  | Module | TRUE | OSE-SPW | + | Emitter - Standard Power, Wired | 1 | 0.00035 | 0.00035 | [10 empty] | #FFFF0000 | FA-NFPA 170 SMOKE DETECTOR | 1 | FALSE | FALSE | FALSE | [20 empty] | XPS-17-9710\August | 2024-07-26 05:32 | THOR\acont | 2024-09-08 17:27 | Cloned from Xtralis OSE-SPW | [Honeywell, Xtralis] [AUX POWER] [*] OSE-HPW, OSE-SPW, OSI-10 (C), OSI-90 (C), OSI-R (C)
fe5fb7c8-1f6c-4db5-857d-80101ea35617 |  |  |  | North | Edwards | [5 empty] | Assembly | TRUE | QS4-5-G-2-SP |  | FAP w/ 5 Option Card Space, Gray, Spanish, 230V | 1 | [6 empty] | FALSE | [5 empty] | #FFFFFFFF |  |  | FALSE | FALSE | FALSE | [14 empty] | FALSE | [7 empty] | THOR\acont | 2024-10-09 10:48
ff4a59ca-83e8-4df8-a04a-80185a29def9 |  |  |  | North | MIRCOM | [5 empty] | Module | TRUE | QBB-5001 | new | Audio Backbox | 1 | [12 empty] | #FFFFFFFF |  |  | FALSE | FALSE | FALSE | [22 empty] | THOR\acont | 2024-10-09 10:48
616989ba-9adc-48ec-be04-80190a77899b |  |  |  | North | Edwards |  | Cards & Components |  |  |  | Card | TRUE | FW-XPC1 |  | RS-232 Extender (short haul modem), (no UL) | 1 | [6 empty] | TRUE | [5 empty] | #FFFFFFFF |  |  | FALSE | FALSE | FALSE | [14 empty] | FALSE | [7 empty] | THOR\acont | 2024-10-09 10:48
0ab8eec1-6260-49ce-aa45-802101565249 |  |  |  | North | Siemens | [5 empty] | Module | TRUE | DPU-C1 | 500-033990 | DPU CARRYING CASE | 1 | [12 empty] | #FFFFFFFF |  |  | FALSE | FALSE | FALSE | [20 empty] | DESKTOP-7SAL8M7\acont | 2019-08-13 09:04 | THOR\acont | 2024-10-09 10:48
50c036de-6aea-4ee7-9155-8021480fb6a6 | NFPA 170 SMOKE DETECTOR |  |  | North | Edwards |  | Smoke Detector |  |  |  | Module | TRUE | SIGA-ISI w/SIGA-RB BASE | ++ | Ionization Smoke Detector, EN-54 Listed | 1 | 4.5e-05 | 4.5e-05 |  |  |  |  | FALSE | TRUE |  |  |  |  | #FFFF0000 | FA-NFPA 170 SMOKE DETECTOR | 1 | FALSE | FALSE | FALSE | 1408 | [13 empty] | FALSE | [7 empty] | THOR\acont | 2024-10-08 16:31 | 20191121 AC Detector with base | [Edwards, Kidde] [SLC EST MODULES/SENSORS] 01 [*] [iO64] DS-HFS (C), DS-PS (C), FX-HD w/IB4U BASE, FX-HD w/RB4U BASE, FX-HD w/SB4U BASE, FX-HD w/SB4U-LF BASE, FX-HD wB4U BASE, FX-PD w/B4U BASE (C), FX-PD w/IB4U BASE (C), FX-PD w/SB4U BASE (C), FX-PD w/SB [Edwards, Kidde] [SLC EST SENSORS] 01 [*] [EST3, iO1000] DS-HFS (C), DS-PS (C), FX-HD w/IB4U BASE, FX-HD w/RB4U BASE, FX-HD w/SB4U BASE, FX-HD w/SB4U-LF BASE, FX-HD wB4U BASE, FX-PD w/B4U BASE (C), FX-PD w/IB4U BASE (C), FX-PD w/SB4U BASE (C), FX-PD w/SB [Edwards, Kidde] [SLC EST MODULES SENSORS] [*] [#2 SHARED ADDR ¦ SENSORS] KI-DDOS (C), SIGA2-COS w/SIGA-AB4G BASE, SIGA2-COS w/SIGA-AB4G-LF BASE, SIGA2-COS w/SIGA-AB4GT BASE, SIGA2-COS w/SIGA-IB BASE, SIGA2-COS w/SIGA-RB BASE, SIGA2-COS w/SIGA-SB BASE, S [Edwards, Kidde] [SLC EST SENSORS] [*] [#4 TYPE ADDR ¦ SENSORS] KI-DDOS (C), SIGA2-COS w/SIGA-AB4G BASE, SIGA2-COS w/SIGA-AB4G-LF BASE, SIGA2-COS w/SIGA-AB4GT BASE, SIGA2-COS w/SIGA-IB BASE, SIGA2-COS w/SIGA-RB BASE, SIGA2-COS w/SIGA-SB BASE, SIGA2-HCOS
7f5b40a4-63e8-42b1-b561-802628fb0fa3 |  |  |  | North | Edwards |  | Hardware |  |  |  | Hardware | TRUE | HKHS3024 |  | Pelco - 30 Watt 24 Vac Heater Kit | 1 | [6 empty] | FALSE | [5 empty] | #FFFFFFFF |  |  | FALSE | FALSE | FALSE | [14 empty] | FALSE | [7 empty] | THOR\acont | 2024-10-09 10:48
f94a0161-9f9e-47e1-9ba7-8028c159d8c3 | NFPA 170 AMPLIFIER RACK | RISER AMP |  | North | Potter |  | Amplifier |  |  |  | Assembly | TRUE | PVC-DPS100/P (25V) | + | Distributed Panel, Single Channel, 25W, Fire Phone | 1 | [6 empty] | FALSE | [5 empty] | #FFFF0000 | FA-NFPA 170 AMPLIFIER RACK | 1 | FALSE | FALSE | FALSE | 300 | [8 empty] | 7,12,18 |  |  |  | 25 | TRUE | [5 empty] | DESKTOP-7SAL8M7\acont | 2020-11-03 16:06 | THOR\acont | 2024-09-08 17:27 | Cloned from Hochiki FNVDPS100/P (25V)
1b79f050-39a0-415b-b408-802adf0f6269 |  |  |  | North | Bosch | [5 empty] | Module | TRUE | DVR-XS600-A | * | Hdd/ Expansion/ 6TB | 1 | [12 empty] | #FFFFFFFF |  |  | FALSE | FALSE | FALSE | [20 empty] | DESKTOP-7EIEB7A\acont | 2021-08-13 06:25 | THOR\acont | 2024-10-09 10:48
864f93e5-0c2b-4eed-97ee-802b50d824e3 | NFPA 170 SMOKE DETECTOR |  |  | North | Bosch |  | Smoke Detector |  |  |  | Module | TRUE | FCP-350-P w/FCA-350-B6 | ++ | Smoke detector head, photoelectric w/2-wire base | 1 | 5.9e-05 | 0.005 |  |  | 24 | [7 empty] | #FFFF0000 | FA-NFPA 170 SMOKE DETECTOR | 1 | FALSE | FALSE | FALSE | [20 empty] | THOR\acont | 2024-04-23 12:29 | THOR\acont | 2024-09-08 17:27 | Cloned from Bosch FCP-500 | [Bosch] [IDC] 01 [*] [ALARM] 24ISN-CSM20-WGW, D273, D273TH, D273THE (C), FCP-350-P w/FCA-350-B6, FCP-350-PTH w/FCA-350-B6, FMM-100SATK
00c24c34-4839-49c0-9ada-80328e65dd83 | NFPA 170 SMOKE DETECTOR |  |  | North | Firelite |  | Smoke Detector |  |  |  | Module | TRUE | SD355T w/B200SR | + | White, Addressable photoelectric detector, Thermal, Sounder Base | 1 | 0.0003 | 0.0065 |  |  |  |  | FALSE | TRUE |  |  |  |  | #FFFF0000 | FA-NFPA 170 SMOKE DETECTOR | 1 | FALSE | FALSE | FALSE | 1408 | [13 empty] | FALSE | [5 empty] | DESKTOP-7SAL8M7\acont | 2019-03-28 06:28 | THOR\acont | 2024-09-08 17:27 | 20191121 AC Detector with base | [Firelite] [AUX POWER] AD355 w/B200SR-WH (C), CP355 w/B200SR-WH (C), H355 w/B200SR (C), H355HT w/B200SR (C), H355R w/B200SR (C), H365 w/B200S-WH (C), H365HT w/B200S-WH (C), H365R w/B200S-WH (C), SD355 w/B200SR (C), SD355CO w/B200S-WH (C), SD355T w/B200SR [Firelite, System Sensor] [SLC SENSORS] [*] [#4 TYPE ADDR ¦ SENSORS] AD355 w/B200SR-LF-WH (C), AD355 w/B200SR-WH (C), AD355 w/B210LP (C), AD355 w/B224BI-WH (C), AD355 w/B224RB-WH (C), AD355 w/B501 (C), BEAM355 (C), BEAM355S (C), CP355 w/B200SR-WH (C), CP [Firelite, System Sensor] [SLC MODULES SENSORS] [*] [#2 SHARED ADDR ¦ SENSORS] AD355 w/B200SR-LF-WH (C), AD355 w/B200SR-WH (C), AD355 w/B210LP (C), AD355 w/B224BI-WH (C), AD355 w/B224RB-WH (C), AD355 w/B501 (C), BEAM355 (C), BEAM355S (C), CP355 w/B200SR-
ee75c608-48ee-4d70-a48c-80380820afbd | NFPA 170 HORN CEILING |  |  | North | Apollo |  | Horn |  |  |  | Module | FALSE | 55000-001 | ++ | Sounder - Red - Apollo, Slow whoop and DIN tones | 1 | 0.000333 | 0.005 |  |  |  |  | FALSE | TRUE |  |  |  |  | #FF0070C0 | FA-NFPA 170 HORN CEILING | 1 | FALSE | FALSE | FALSE | 1408 | [13 empty] | FALSE | [5 empty] | DESKTOP-7EIEB7A\acont | 2023-02-13 08:48 | THOR\acont | 2024-09-08 17:27 | Cloned from Apollo 555000-400 w/45681-705 | [Apollo] [SLC APOLLO MODULES/SENSORS] [*] [#1] 45681-800 (C), 45681-805 (C), 55000-001 (C), 55000-002 (C), 55000-005 (C), 55000-006 (C), 55000-009 (C), 55000-010 (C), 55000-450 w/45681-210UL (C), 55000-450 w/45681-225APO (C), 55000-450 w/45681-250USA (C) [Advanced, Apollo] [SLC APOLLO MODULES SENSORS] [*] [#1 SHARED ADDR ¦ MODULES] 45681-800 (C), 45681-805 (C), 55000-001 (C), 55000-002 (C), 55000-005 (C), 55000-006 (C), 55000-009 (C), 55000-010 (C), 55000-765 (C), 55000-790ADV, 55000-805ADV, 55000-806ADV
878be11e-ee09-4a32-84a7-803a6cc3eecd | NFPA 170 DUCT SMOKE DETECTOR |  |  | North | Hochiki |  | Duct Smoke Detector |  |  |  | Module | TRUE | DH-98-AR ANALOG DUCT DETECTOR w/ALK-D ANALOG SENSOR | DH-98 ANALOG DUCT DETECTOR | DH-98 ANALOG DUCT DETECTOR | 1 | 0.00039 | 0.00054 |  |  |  |  | TRUE | TRUE |  | *Refer to Install Sheet |  |  | #FFFF0000 | FA-NFPA 170 DUCT SMOKE DETECTOR | 1 | FALSE | FALSE | FALSE | 1400 | [16 empty] | R |  |  | DESKTOP-0D6CQVA\lousc | 2019-10-12 09:20 | THOR\acont | 2024-09-08 17:27 | Cloned from Hochiki DH-99-AR ANALOG DUCT DETECTOR w/ALK-D ANALOG SENSOR | [Hochiki] [SLC HOCHIKI] 02 [*] [SLC] ACC-V w/ASBL SOUNDER BASE (C), ACC-V w/HSB-NSA-6 STANDARD BASE (C), ACC-V w/SCI-B4 SHORT CIRCUIT ISOLATOR BASE (C), ACC-V w/SCI-B6 SHORT CIRCUIT ISOLATOR BASE (C), ACC-V w/YBN-NSA-4 STANDARD BASE (C), DH-98-A ANALOG D | [Hochiki] DH-98-AR ANALOG DUCT DETECTOR w/ALK-D ANALOG SENSOR, DH-99-AR ANALOG DUCT DETECTOR w/ALK-D ANALOG SENSOR
bb9dcd15-f89a-4f82-a855-803dcd8b6fec | NFPA 170 WET CHEMICAL MANUAL PULL |  |  | North | Block Definition Only |  | Manual Station |  |  |  | Module | TRUE | NFPA 170 WET CHEMICAL MANUAL PULL |  | NFPA 170 WET CHEMICAL MANUAL PULL | 1 | [12 empty] | #FFFF0000 | FA-NFPA 170 WET CHEMICAL MANUAL PULL | 1 | FALSE | FALSE | FALSE | 970 | [19 empty] | AULAPTOP-PC\Aulaptop | 2020-03-26 07:41 | THOR\acont | 2024-09-08 17:27
ce2f50e4-17f0-47b9-8afb-8044cda241bc | NFPA 170 LCD ANNNUNCIATOR DISPLAY | RISER ANNUNCIATOR |  | North | Edwards |  | LCD Annunciator |  |  |  | Module | TRUE | 3-LCDANN | ++ | Remote LCD Command Module Annunciator, Base | 1 | 0.184 | 0.186 |  |  |  |  | FALSE | [5 empty] | #FFFF0000 | FA-NFPA 170 LCD ANNNUNCIATOR DISPLAY | 1 | FALSE | FALSE | FALSE | 257 | [8 empty] | 7,12,18 |  |  |  |  | FALSE | [5 empty] | DESKTOP-7EIEB7A\acont | 2022-07-26 10:22 | THOR\acont | 2024-09-08 17:27 | Cloned from Edwards 3-LCDANN (BASE) | [Edwards] [AUX POWER] [*] [ALL DEVICES ++] 3-10ANN, 3-4ANN, 3-6ANN, 3-LCDANN [Edwards] [RS-485] [ALL DEVICES ++] 3-10ANN, 3-4ANN, 3-6ANN, 3-LCDANN
3571f79b-6023-4f95-a753-804947895a4b | NFPA 170 VALVE SUPERVISORY SWITCH |  |  | North | Potter |  | Valve Supervisory Switch |  |  |  | Module | TRUE | PCVS Series | + | Control Valve Supervisory Switch | 1 | [6 empty] | FALSE | [5 empty] | #FFFF0000 | FA-NFPA 170 VALVE SUPERVISORY SWITCH | 1 | FALSE | FALSE | FALSE |  |  |  | 7770-0328:0010 | [10 empty] | FALSE | [7 empty] | THOR\acont | 2024-09-08 17:27 |  | [Potter] [IDC] 01 OSYSU Series, OSYSU-CRH, OSYSU-EX, OSYSU-EX-O, PCVS Series, PCVS-CRH, PIVS-U-EX, PIVSU-EX-O, PS10 Series, PS10-EX, PS15, PS25, PS40 Series, PS40-EX, RBVS, VSG, VSR Series, VSR-10, VSR-AT, VSR-C, VSR-CF, VSR-FE-2, VSR-FEX Series, VSR-S S
76cbfa95-a993-4a51-9dca-804f70d6621d | NFPA 170 NOTIFICATION CIRCUIT EXTENDER PANEL | RISER NAC |  | North | Silent Knight |  | Notification Circuit Extender Panel |  |  |  | Assembly | TRUE | SK-PS10 | ++ | 10.0 A, 120 VAC remote charger power supply in a lockable, metal enclosure | 1 | [6 empty] | FALSE | FALSE |  |  | 20.0”H x 14.5”W x 3.5”D (cm: 50.8H x 36.83W x 8.9D) |  | #FFFF0000 | FA-NFPA 170 NOTIFICATION CIRCUIT EXTENDER PANEL | 1 | FALSE | FALSE | FALSE | 212 |  |  | 7315-0559:0522 | [5 empty] | 7,12,18,33 |  | 33 |  |  | TRUE | [5 empty] | DESKTOP-7EIEB7A\acont | 2021-06-30 11:05 | THOR\acont | 2024-09-08 17:27 | Cloned from Gamewell FCI HPF-PS10
3683aab6-fdcc-4b35-944c-8050172530a8 |  |  |  | North | Edwards |  | Cards & Components |  |  |  | Card | TRUE | 3-EADC-E |  | Escape Series Dual Loop Controller | 1 | 0.453 | 1.048 |  |  |  |  | TRUE | [5 empty] | #FFFFFFFF |  |  | FALSE | FALSE | FALSE | [14 empty] | FALSE | [7 empty] | THOR\acont | 2024-10-09 10:48
e7f58862-9537-49bc-ba70-80598c7cfc95 | NFPA 170 SMOKE CO DETECTOR |  |  | North | Potter |  | Smoke/CO Detector |  |  |  | Module | TRUE | PAD200-PCD w/PAD100-IB (Split) | + | Photoelectric Smoke/CO Detector with Isolator Module Included | 1 | 0.00045 | 0.00045 |  |  |  |  | FALSE | TRUE |  |  |  |  | #FFFF0000 | FA-NFPA 170 SMOKE CO DETECTOR | 1 | FALSE | FALSE | FALSE | 1411 | [13 empty] | FALSE |  |  | IB |  |  | THOR\acont | 2025-02-13 10:27 |  |  | Cloned from Potter PAD200-PCD w/PAD100-IB | [Potter] [SLC PAD] [*] [#2 SHARED ADDR ¦ SENSORS] PAD100-CD w/PAD100-4DB, PAD100-CD w/PAD100-6DB, PAD100-CD w/PAD100-IB, PAD100-CD w/PAD100-LFSB, PAD100-CD w/PAD100-RB, PAD100-CD w/PAD100-SB, PAD100-CD w/PAD100-SPKB, PAD100-DUCT (C), PAD100-DUCTR (C), PA
14626145-b925-42d1-b7c4-805ddbeb07c1 | NFPA 170 DIGITAL ALARM COMMNUCATOR TRANSMITTER |  |  | North | Block Definition Only |  | Communicator |  |  |  | Module | TRUE | NFPA 170 DIGITAL ALARM COMMNUCATOR TRANSMITTER |  | NFPA 170 DIGITAL ALARM COMMNUCATOR TRANSMITTER | 1 | [12 empty] | #FFFF0000 | FA-NFPA 170 DIGITAL ALARM COMMNUCATOR TRANSMITTER | 1 | FALSE | FALSE | FALSE | 250 | [19 empty] | AULAPTOP-PC\Aulaptop | 2020-03-26 07:41 | THOR\acont | 2024-09-08 17:27
4d536c51-e245-4e93-a331-8063767b66de | NFPA 170 HORN STROBE CEILING |  |  | North | System Sensor |  | Horn/Strobe |  |  |  | Module | TRUE | PC4RL | + | 4-Wire, Horn Strobe, White | 1 | 0 | 0.071 |  |  |  |  | FALSE | TRUE |  |  |  |  | #FF0070C0 | FA-NFPA 170 HORN STROBE CEILING | 1 | FALSE | FALSE | FALSE | 2013 | [13 empty] | FALSE |  |  | C |  |  | DESKTOP-7EIEB7A\acont | 2021-04-23 13:21 | THOR\acont | 2024-09-08 17:27 | Cloned from System Sensor PC2WL | [System Sensor] [HORN] [#2 VDC, TEMPORAL HIGH] PC4RL (C), PC4WL (C) [System Sensor] [STROBE] [VDC] PC4RL (C), PC4WL (C) [System Sensor] [STROBE] [VFWR] PC4RL (C), PC4WL (C)
19609e4e-755f-4063-b253-80678c2c52f2 | NFPA 170 HORN STROBE |  |  | North | Autocall |  | Horn/Strobe |  |  |  | Module | TRUE | A49CMTV-APPLW | + | Multi-Tone Horn Strobes; SmartSync Controlled or Free-run; with 520 Hz output, Non-Addressable, Specify Cover | 1 | 0 | 0 |  |  |  |  | TRUE | [5 empty] | #FF0070C0 | FA-NFPA 170 HORN STROBE | 1 | FALSE | FALSE | FALSE | 2012 | [19 empty] | DESKTOP-7EIEB7A\acont | 2022-02-21 22:22 | THOR\acont | 2024-09-08 17:27 | Cloned from Autocall A49CMT-APPLW | [Autocall, Simplex] [NAC] [23VDC, STEADY LOW, 520 HZ] 49CMTV-APPLW, 49CMTV-APPLW-BA, A49CMTV-APPLW, A49CMTV-APPLW-BA [Autocall, Simplex] [NAC] [23VDC, STEADY HIGH, 520 HZ] 49CMTV-APPLW, 49CMTV-APPLW-BA, A49CMTV-APPLW, A49CMTV-APPLW-BA
925ddf20-8da7-4a27-a1e4-806da4fdb59a | NFPA 170 STROBE WALL |  |  | North | System Sensor |  | Strobe |  |  |  | Module | TRUE | SWLED-SP | ++ | Strobe, Wall, Red, FUEGO | 1 | 0 | 0.043 |  |  |  |  | FALSE | [5 empty] | #FF0070C0 | FA-NFPA 170 STROBE WALL | 1 | FALSE | FALSE | FALSE | 2023 | [13 empty] | FALSE | [5 empty] | DESKTOP-QGO6JOK\acont | 2023-10-19 07:00 | THOR\acont | 2024-09-08 17:27 | Cloned from System Sensor SWLED CLONED | [System Sensor] [NAC] [VDC] SGRKLED, SGRKLED-B, SGRKLED-P, SGRLED, SGRLED-B, SGWKLED, SGWKLED-B, SGWKLED-P, SGWLED, SGWLED-B, SRLED, SRLED-B, SRLED-P, SRLED-SP, SWLED, SWLED-ALERT, SWLED-B, SWLED-CLR-ALERT, SWLED-P, SWLED-SP
4058ede4-baff-4341-ba44-80728151e985 | NFPA 170 SMOKE DETECTOR |  |  | North | Siemens |  | Smoke Detector |  |  |  | Module | TRUE | 5000-007 | 500-050275+ | (4) four-prism alignment adaptor for use with Model 5000-005 | 1 | [6 empty] | FALSE | TRUE |  |  |  |  | #FFFF0000 | FA-NFPA 170 SMOKE DETECTOR | 1 | FALSE | FALSE | FALSE | 1408 | [13 empty] | FALSE |  |  | SBP |  |  | DESKTOP-7EIEB7A\acont | 2022-06-29 10:13 | THOR\acont | 2024-09-08 17:27 | Cloned from Bosch FRAY5000-4PRISM
757d65ef-266a-4a03-ab3e-807287a5c512 |  |  |  | North | Hochiki |  | Cards & Components |  |  |  | Card | TRUE | HCVR-3 Main Board | ++ | Main Board | 1 | 0.086 | 0.62 | 3 |  | 24 |  | TRUE | [5 empty] | #FFFFFFFF |  |  | FALSE | FALSE | FALSE | [20 empty] | DESKTOP-7EIEB7A\acont | 2022-11-17 14:38 | THOR\acont | 2024-10-09 10:48 | Cloned from VES VF1810-10 Main Board | [AutoPulse, Hochiki, VES] [IDC] [#2 TROUBLE] 542R Main Board, FNP-1127 Main Board, HCVR-3 Main Board, VF0810 Main Board, VF0820 Main Board, VF0850 Main Board, VF0860 Main Board, VF1420 Main Board, VF1810-10 Main Board, VF1848-10/11 Main Board, VF1858-10/ [AutoPulse, Hochiki, VES] [IDC] [#3 SUPERVISORY] 542R Main Board, FNP-1127 Main Board, HCVR-3 Main Board, VF0810 Main Board, VF0820 Main Board, VF0850 Main Board, VF0860 Main Board, VF1420 Main Board, VF1810-10 Main Board, VF1848-10/11 Main Board, VF1858 [AutoPulse, Hochiki, VES] [IDC] [#1 ALARM] 542R Main Board, FNP-1127 Main Board, HCVR-3 Main Board, VF0810 Main Board, VF0820 Main Board, VF0850 Main Board, VF0860 Main Board, VF1420 Main Board, VF1810-10 Main Board, VF1848-10/11 Main Board, VF1858-10/11 | [Hochiki] HCVR-3 Main Board
26ca8407-9aea-487a-b5c7-80781a4d8cc6 |  |  |  | North | Siemens |  | Hardware |  |  |  | Hardware | TRUE | OD-BP-R | 500-634919 | CAB OUTER DOOR BLANK PLATE - RED MOUNTS TO CAB OUTER DOOR | 1 | [12 empty] | #FFFFFFFF |  |  | FALSE | FALSE | FALSE | [20 empty] | DESKTOP-7SAL8M7\acont | 2019-08-13 09:04 | THOR\acont | 2024-10-09 10:48
cd7708b0-bf00-4a33-bc16-8078222020a2 | NFPA 170 DIGITAL ALARM COMMNUCATOR TRANSMITTER |  |  | North | AES |  | Communicator |  |  |  | Module | TRUE | 7707P-44-ULP-M | + | .IntelliNet 2.0 Fire Subscriber, 4x4 Zone (4 Reversing Polarity, 4 Supervised) with 7794A AES-IntelliPro, and integrated onboard Local Annunciator plus MCT, Red Enclosure | 1 | 0.2 | 1.2 |  |  |  |  | FALSE |  |  |  | 13”H x 8.5”W x 4.5”D (33cmH x 21.5cmW x 11.4cmD) |  | #FFFF0000 | FA-NFPA 170 DIGITAL ALARM COMMNUCATOR TRANSMITTER | 1 | FALSE | FALSE | FALSE | 250 | [13 empty] | FALSE | [7 empty] | THOR\acont | 2024-09-08 17:27 |  | [AES, Keltron] [IDC] 03 [IDC3] 7706-ULF MAIN CARD, 7707P-44-M, 7707P-44-ULP-M, 7707P-88-M, 7707P-88-ULP-M, 7788F Main Board, RF774F Main Board [AES, Keltron] [IDC] 01 [IDC1] 7706-ULF MAIN CARD, 7707P-44-M, 7707P-44-ULP-M, 7707P-88-M, 7707P-88-ULP-M, 7788F Main Board, 7794, RF774F Main Board [AES] [AUX POWER] [*] 7707P-44-M, 7707P-44-ULP-M, 7707P-88-M, 7707P-88-ULP-M [AES, Keltron] [DACT] [#2 DACT] 7707P-44-ULP-M, 7707P-88-ULP-M, 7788F-ULP, 7794, RF774F [AES, Honeywell, Keltron] [DACT] [#1 DACT] 7707P-44-ULP-M, 7707P-88-ULP-M, 7788F-ULP, 7794, HW-AV-LTE-M, RF774F [AES, Keltron] [IDC] 08 [IDC4] 7706-ULF MAIN CARD, 7707P-44-M, 7707P-44-ULP-M, 7707P-88-M, 7707P-88-ULP-M, 7788F Main Board, RF774F Main Board [AES, Keltron] [IDC] 02 [IDC6] 7706-ULF MAIN CARD, 7707P-44-M, 7707P-44-ULP-M, 7707P-88-M, 7707P-88-ULP-M, 7788F Main Board, RF774F Main Board [AES, Keltron] [IDC] 07 [IDC8] 7706-ULF MAIN CARD, 7707P-44-M, 7707P-44-ULP-M, 7707P-88-M, 7707P-88-ULP-M, 7788F Main Board, RF774F Main Board [AES] [VAC ] 7707P-44-M, 7707P-44-ULP-M, 7707P-88-M, 7707P-88-ULP-M [AES, Keltron] [IDC] 04 [IDC5] 7706-ULF MAIN CARD, 7707P-44-M, 7707P-44-ULP-M, 7707P-88-M, 7707P-88-ULP-M, 7788F Main Board, RF774F Main Board [AES, Keltron] [IDC] 06 [IDC2] 7706-ULF MAIN CARD, 7707P-44-M, 7707P-44-ULP-M, 7707P-88-M, 7707P-88-ULP-M, 7788F Main Board, RF774F Main Board [AES, Keltron] [IDC] 05 [IDC7] 7706-ULF MAIN CARD, 7707P-44-M, 7707P-44-ULP-M, 7707P-88-M, 7707P-88-ULP-M, 7788F Main Board, RF774F Main Board | [AES, Keltron] 7707P-44-M, 7707P-44-ULP-M, 7707P-88-M, 7707P-88-ULP-M, 7788F Main Board, RF774F Main Board
f533aa66-7769-4a1d-ab8d-8079be7b4dcb | NFPA 170 HORN STROBE |  |  | North | Potter |  | Horn/Strobe |  |  |  | Module | TRUE | SSX-52B | ++ | 115dBA Durable Siren or Siren Strobe | 1 |  | 0.748 |  |  | 12 |  | FALSE | [5 empty] | #FF0070C0 | FA-NFPA 170 HORN STROBE | 1 | FALSE | FALSE | FALSE | 2012 | [13 empty] | FALSE | [7 empty] | THOR\acont | 2024-09-08 17:27 | Cloned from Potter SSX-52 CLONED | [Potter] [NAC] [*] [VDC] SSX-52, SSX-52A, SSX-52B, SSX-52C, SSX-52R
082cc997-1beb-44c1-9a7d-8083e00821e1 | NFPA 170 SMOKE BEAM DETECTOR CONTROLLER |  |  | North | Apollo |  | Beam Detector |  |  |  | Module | TRUE | SA7100-100APO (Controller) | ++ | Intelligent Auto-Aligning Beam Detector Controller | 1 | 0.01 | 0.01 |  |  |  |  | FALSE | TRUE |  |  |  |  | #FFFF0000 | FA-NFPA 170 SMOKE BEAM DETECTOR CONTROLLER | 1 | FALSE | FALSE | FALSE | 1406 | [13 empty] | FALSE | [5 empty] | DESKTOP-7EIEB7A\acont | 2023-02-13 07:05 | THOR\acont | 2024-09-08 17:27 | Cloned from Simplex 4098-9019 (Controller) | [Apollo] [IDC] 04 [Alarm] SA7100-100APO (Controller) (C) [Advanced, Apollo] [SLC APOLLO MODULES SENSORS] [*] [#2 SHARED ADDR ¦ SENSORS] SA5150-650ADV w/SA5000-230ADV (C), SA5150-750ADV w/SA5000-210ADV (C), 45681-800 (C), 45681-805 (C), 55000-450 w/45681-210UL (C), 55000-450 w/45681-225APO (C), 55000-450 w/ [Apollo] [IDC] 03 [Trouble] SA7100-100APO (Controller) (C) [Apollo] [AUX POWER] [*] SA7100-100APO (Controller) (C) [Apollo] [SLC APOLLO MODULES/SENSORS] [*] [#1] 45681-800 (C), 45681-805 (C), 55000-001 (C), 55000-002 (C), 55000-005 (C), 55000-006 (C), 55000-009 (C), 55000-010 (C), 55000-450 w/45681-210UL (C), 55000-450 w/45681-225APO (C), 55000-450 w/45681-250USA (C) | [Apollo] SA7100-100APO (Controller)
f8210c2c-0508-4055-8f2b-80863347270b | NFPA 170 FIRE PHONE |  |  | North | Simplex |  | Fire Phone |  |  |  | Module | TRUE | 2084-9001 |  | REMOTE PHONE JACK | 1 | [6 empty] | TRUE | [5 empty] | #FFFF0000 | FA-NFPA 170 FIRE PHONE | 1 | FALSE | FALSE | FALSE | 208 | [16 empty] | J |  |  | ALIENWIN10\AugWin7 | 2019-07-01 11:52 | THOR\acont | 2024-09-08 17:27 | Cloned from New Part CLONED CLONED CLONED CLONED CLONED CLONED CLONED
16606d82-618f-4b29-9fd4-808679eaebf2 | NFPA 170 HORN STROBE |  |  | North | System Sensor |  | Horn/Strobe |  |  |  | Module | TRUE | P2RK-P | ++ | 2-Wire Horn Strobe, Standard cd, Red, Outdoor, Plain | 1 | [6 empty] | FALSE | FALSE | FLUSH |  | 4' SQ. DEEP | 2-GANG | #FF0070C0 | FA-NFPA 170 HORN STROBE | 1 | FALSE | FALSE | FALSE | 2012 |  |  | 7125-1653:0188 | [10 empty] | FALSE |  |  | WP |  |  | DESKTOP-7EIEB7A\acont | 2021-04-23 16:48 | THOR\acont | 2024-09-08 17:27 | Cloned from System Sensor P2RK | [Bosch, System Sensor] [NAC] [8-17.5VFWR, TEMPORAL HIGH] P2RK, P2RK-P, P2WK, P2WK-P, SS-P2RK [Bosch, System Sensor] [NAC] [16-33VFWR, TEMPORAL HIGH] P2RK, P2RK-P, P2WK, P2WK-P, SS-P2RK [Bosch, System Sensor] [NAC] [8-17.5VDC, TEMPORAL HIGH] P2RK, P2RK-P, P2WK, P2WK-P, SS-P2RK [Bosch, System Sensor] [NAC] [16-33VDC, TEMPORAL HIGH] P2RK, P2RK-P, P2WK, P2WK-P, SS-P2RK
2f2db412-87d1-4a30-b58d-80876a603890 | NFPA 170 SMOKE DETECTOR |  |  | North | MIRCOM |  | Smoke Detector |  |  |  | Module | TRUE | MIX-2351AP w/B501-WHITE | ++ | Intelligent Photoelectric smoke detector - UL | 1 | 0.0002 | 0.0045 |  |  |  |  | FALSE | TRUE |  |  |  |  | #FFFF0000 | FA-NFPA 170 SMOKE DETECTOR | 1 | FALSE | FALSE | FALSE | 1408 | [13 empty] | FALSE |  |  | P |  |  | DESKTOP-7EIEB7A\acont | 2023-05-12 10:15 | THOR\acont | 2024-09-08 17:27 | Cloned from MIRCOM MIX-2351AP w/B300-6 | [MIRCOM] [SLC MODULES SENSORS] [*] [#2 SHARED ADDR ¦ SENSORS] DNR w/MIX-2251BR (C), DNR w/MIX-2351RAP (C), MIX-1251AP w/B200SR-LF-WH (C), MIX-1251AP w/B200SR-WH (C), MIX-1251AP w/B210LP (C), MIX-1251AP w/B224RB-WH (C), MIX-1251AP w/B501 (C), MIX-1251B w/ [MIRCOM] [SLC SENSORS] [*] [#4 TYPE ADDR ¦ SENSORS] DNR w/MIX-2251BR (C), DNR w/MIX-2351RAP (C), MIX-1251AP w/B200SR-LF-WH (C), MIX-1251AP w/B200SR-WH (C), MIX-1251AP w/B210LP (C), MIX-1251AP w/B224RB-WH (C), MIX-1251AP w/B501 (C), MIX-1251B w/B200SR-LF-
b7ce28de-5dc2-45de-b7d5-8092e27226f5 | NFPA 170 STROBE CEILING |  |  | North | Simplex |  | Strobe |  |  |  | Module | TRUE | 49VO-APPLC | + | Visual Only Notification Appliances, Indoor Ceiling Mount Strobe | 1 | 0 | 0 |  |  |  |  | TRUE | TRUE |  |  |  |  | #FF0070C0 | FA-NFPA 170 STROBE CEILING | 1 | FALSE | FALSE | FALSE | 2022 | [16 empty] | C |  |  | DESKTOP-7EIEB7A\acont | 2022-02-21 21:41 | THOR\acont | 2024-09-08 17:27 | Cloned from Autocall A49VO-APPLC | [Autocall, Simplex] [IDNac] [23VDC] 49HFV-APPLC (C), 49HFV-APPLC-BA (C), 49SV-APPLC (C), 49SV-APPLC-BA (C), 49VO-APPLC (C), 49VO-APPLC-BA (C), A49HFV-APPLC (C), A49HFV-APPLC-BA (C), A49SV-APPLC (C), A49SV-APPLC-BA (C), A49VO-APPLC (C), A49VO-APPLC-BA (C)
665c3be0-4a94-4a93-ad5b-809589fbfe9c | NFPA 170 HEAT DETECTOR |  |  | North | Simplex |  | Heat Detector |  |  |  | Module | TRUE | 4098-9613 w/4098-9683 | + | Electronic Heat Detector 2-Wire 135° F (57° C) with auxiliary alarm relay output | 1 | 0.0001 | 0.024 |  |  |  |  | TRUE | TRUE |  |  |  |  | #FFFF0000 | FA-NFPA 170 HEAT DETECTOR | 1 | FALSE | FALSE | FALSE | 1403 | [16 empty] | 135¦RR |  |  | DESKTOP-7EIEB7A\acont | 2022-02-15 10:16 | THOR\acont | 2024-09-08 17:27 | Cloned from Autocall A4098-9613 w/A4098-9683 | [Autocall, Simplex] [IDC] 01 2098-9201 (C), 2098-9202 (C), 2098-9203 (C), 2098-9208 (C), 2098-9576 (C), 2099-9101 (C), 2099-9102 (C), 2099-9103 (C), 2099-9104 (C), 2099-9105 (C), 2099-9107 (C), 2099-9108 (C), 2099-9754 (C), 2099-9755 (C), 2099-9756 (C),
a9459109-e441-4d44-a551-809a2ad32430 |  |  |  | North | Siemens | [5 empty] | Module | TRUE | PAD-4-CLSA | 500-850254 | PAD-4 NAC expander Class A adapter card | 1 | [12 empty] | #FFFFFFFF |  |  | FALSE | FALSE | FALSE | [20 empty] | DESKTOP-7SAL8M7\acont | 2019-08-13 09:04 | THOR\acont | 2024-10-09 10:48
2b9544a8-75fb-4d42-9f66-809f41063193 |  |  |  | North | MIRCOM | [5 empty] | Module | TRUE | TNC-5000 | new | Telephone Network Controller Module | 1 | [12 empty] | #FFFFFFFF |  |  | FALSE | FALSE | FALSE | [22 empty] | THOR\acont | 2024-10-09 10:48 |  |  | [MIRCOM] TNC-5000
5da04b1a-ab18-4b8c-908f-80a1621b7857 | NFPA 170 ADDRESSABLE OUTPUT MODULE |  |  | North | Potter |  | Addressable Control/Relay |  |  |  | Module | TRUE | PAD100-RM | + | Relay Module | 1 | 0.00024 | 0.00024 |  |  |  |  | FALSE | [5 empty] | #FFFF0000 | FA-NFPA 170 ADDRESSABLE OUTPUT MODULE | 1 | FALSE | FALSE | FALSE | 1100 | [13 empty] | FALSE | [7 empty] | THOR\acont | 2024-09-08 17:27 |  | [Potter] [SLC PAD] [*] [#1 SHARED ADDR ¦ MODULES] PAD100-DIM, PAD100-DIM CL-A, PAD100-LED, PAD100-LEDK, PAD100-MIM, PAD100-NAC, PAD100-OROI, PAD100-PSDA, PAD100-PSSA, PAD100-RM, PAD100-SIM, PAD100-SM, PAD100-TRTI, PAD100-TRTI CL-A, PAD100-ZM, PAD100-ZM C | [Potter] PAD100-DUCTR, PAD100-OROI, PAD100-RM, PAD200-DUCTR, PAD300-DUCTR w/PAD300-DD
577f7a74-4555-4120-b696-80a7a8388c9b | NFPA 170 STROBE WALL |  |  | North | Edwards |  | Strobe |  |  |  | Module | TRUE | 405-6A-T |  | 60cdW, 30cdC Strobe, Red, Terminals | 1 | [6 empty] | FALSE | FALSE |  |  |  |  | #FF0070C0 | FA-NFPA 170 STROBE WALL | 1 | FALSE | FALSE | FALSE | 2023 | [13 empty] | FALSE |  |  | C |  |  |  |  | THOR\acont | 2024-09-08 17:27 |  | [Edwards] [NAC] [24 VFWR] 405-6A-T, 405-6A-TW [Edwards] [NAC] [24 VDC] 405-6A-T, 405-6A-TW
f9feded1-8cf0-43fd-9ab7-80aa8bf95b14 | NFPA 170 HEAT DETECTOR |  |  | North | Hochiki |  | Heat Detector |  |  |  | Module | TRUE | DFE-135 w/HSC-220R - 2 WIRE RELAY BASE | DFE-135 w/HSC-220R - 2 WIRE RELAY BASE | HEAT DETECTOR w/ 2 WIRE RELAY BASE | 1 |  | 0.238 |  |  |  |  | TRUE | TRUE |  | *Refer to Install Sheet |  |  | #FFFF0000 | FA-NFPA 170 HEAT DETECTOR | 1 | FALSE | FALSE | FALSE | 1403 | [16 empty] | R |  |  | DESKTOP-0D6CQVA\lousc | 2019-10-12 07:53 | THOR\acont | 2024-09-08 17:27 | Cloned from Hochiki DCD-135 w/HSC-220R - 2 WIRE RELAY BASE | [Hochiki] [IDC] 01 [IDC] DCD-135 w/HSC-220L LATCHING LED BASE (C), DCD-135 w/HSC-220R - 2 WIRE RELAY BASE (C), DCD-135 w/HSC-221L LATCHING LED BASE (C), DCD-135 w/HSC-221R - 2 WIRE RELAY BASE (C), DCD-135 w/HSC-224L LATCHING LED BASE (C), DCD-135 w
6bce1e19-15f5-4905-a596-80ad773fa862 | CADGEN ELECTRIC STRIKE |  |  | North | ASSA ABLOY | Security/Access Control | Electric Strike |  |  |  | Module | TRUE | 1500 | ++ | Electric Strike | 1 | 0.25 | 0.25 |  |  | 12 |  | TRUE | [5 empty] | #FFFF0000 | FA-CADGEN ELECTRIC STRIKE | 1 | FALSE | FALSE | FALSE | [17 empty] | R1 |  |  | DESKTOP-7EIEB7A\acont | 2023-01-27 07:43 | THOR\acont | 2024-09-08 17:27 | Cloned from ASSA ABLOY 9400 | [Alarm Controls, ALARM CONTROLS CORPORATION, ASSA ABLOY, Generic, HES, RCI, Von Duprin] [ACCESS CONTROL OUTPUT] [*] 1200L, 1200LB, 1200S, 1500, 1600, 4200, 5100, 600D, 600L, 600S, 6210, 6211, 6211AL, 6211WF, 6212, 6212WF, 6213, 6214, 6215, 6216, 6221, 62
8b9df37b-cad2-4675-987d-80b1a1ba9a20 |  |  |  | North | Edwards |  | Hardware |  |  |  | Hardware | TRUE | MN-FNSFEMM2K |  | SFP. Multimode fiber, FE, 0m to 2km, 9 dB fiber budget, 1310nm | 1 | [6 empty] | FALSE | [5 empty] | #FFFFFFFF |  |  | FALSE | FALSE | FALSE | [14 empty] | FALSE | [7 empty] | THOR\acont | 2024-10-09 10:48
7a4a0a7e-e5e0-4e6d-bb5d-80b4a8ce9b4b |  |  |  | North | Notifier |  | Cards & Components |  |  |  | Card | TRUE | AA-120 (BACKUP) | + | Audio Amplifier, 120W @25 VRMS w/built-in tone generator, 120 VAC | 1 | [6 empty] | TRUE | [5 empty] | #FFFFFFFF |  |  | FALSE | FALSE | FALSE | [14 empty] | FALSE | [5 empty] | DESKTOP-7SAL8M7\acont | 2020-08-26 13:12 | THOR\acont | 2024-10-09 10:48 | Cloned from Gamewell AA-120 (BACKUP)
9f35e589-b9af-4c5d-b022-80bcc6dc65a6 | NFPA 170 AMPLIFIER RACK | RISER AMP |  | North | Stanley Security Solutions |  | Amplifier |  |  |  | Assembly | TRUE | VIP-50 |  | PANEL COMPONENT, INTELLIGENT 50 WATT AMPLIFIER | 1 | [6 empty] | FALSE | [5 empty] | #FFFF0000 | FA-NFPA 170 AMPLIFIER RACK | 1 | FALSE | FALSE | FALSE | 300 | [8 empty] | 7,12,18 |  |  |  |  | TRUE | [5 empty] | THOR\acont | 2024-04-05 15:12 | THOR\acont | 2024-09-08 17:27 | Cloned from Silent Knight EVS-50W
4558e25c-366b-45c7-aff6-80bcd2e6d8bb | NFPA 170 SPEAKER STROBE |  |  | North | Kidde |  | Speaker/Strobe |  |  |  | Module | TRUE | INT-3A-RS25W |  | 30cdW, 15cdC Strobe, Re-Ent Speaker, 25V 2, 4, 8, 15w | 1 | [6 empty] | FALSE | [5 empty] | #FF0070C0 | FA-NFPA 170 SPEAKER STROBE | 1 | FALSE | FALSE | FALSE | 2019 | [13 empty] | FALSE | [5 empty] | AUGUSTALIEN\aucon | 2024-05-21 15:58 | THOR\acont | 2024-10-09 10:48 | Cloned from Edwards 757-3A-RS25W
11badd8a-74b3-4a8b-b8b1-80bd0a001ea4 | NFPA 170 SMOKE HEAT CO DETECTOR |  |  | North | Autocall |  | Smoke/Heat/CO Detector |  |  |  | Module | TRUE | A4098-9754 w/A4098-9770 | + | Multi-Sensor Photoelectric and Heat Sensing w/CO Base, Standard operation | 1 | 0.0008 | 0.001 |  |  |  |  | TRUE | TRUE |  |  |  |  | #FFFF0000 | FA-NFPA 170 SMOKE HEAT CO DETECTOR | 1 | FALSE | FALSE | FALSE | 1408 | [16 empty] | CO |  |  | DESKTOP-7EIEB7A\acont | 2022-04-16 07:42 | THOR\acont | 2024-09-08 17:27 | Cloned from Autocall A4098-9714 w/A4098-9770 | [Autocall, Simplex] [IDNet] [SENSORS ++] 4098-9714 (C), 4098-9714 w/4098-9770 (C), 4098-9714 w/4098-9771 (C), 4098-9714 w/4098-9772 (C), 4098-9714 w/4098-9773 (C), 4098-9714 w/4098-9780 (C), 4098-9714 w/4098-9789 (C), 4098-9714 w/4098-9791 (C), 4098-9714
34167f5a-060c-4b2e-8163-80c53d94c9ea |  |  |  | North | Potter | [5 empty] | Module | TRUE | VSA-2 Series |  | Vault Sound Alarm System | 1 | [6 empty] | FALSE | [5 empty] | #FFFFFFFF |  |  | FALSE | FALSE | FALSE | [14 empty] | FALSE | [7 empty] | THOR\acont | 2024-10-09 10:48
5ddbb430-59b7-4ee6-a3b6-80d8e2e0ffd2 |  |  |  | North | Edwards |  | Cards & Components |  |  |  | Card | TRUE | 33-30709A |  | ASD-CM Stand-Alone Command Module in steel case | 1 | [6 empty] | TRUE | [5 empty] | #FFFFFFFF |  |  | FALSE | FALSE | FALSE | [14 empty] | FALSE | [7 empty] | THOR\acont | 2024-10-09 10:48
57db8c74-abb5-4df6-9ede-80d930015feb | NFPA 170 SURGE SUPPRESSOR |  |  | North | Monaco Enterprises |  | Surge Supressor |  |  |  | Module | TRUE | 210-524-00 |  | 120VAC 54kA Parallel Connected Surge Protective Device | 1 | [6 empty] | FALSE | [5 empty] | #FFFF0000 | FA-NFPA 170 SURGE SUPPRESSOR | 1 | FALSE | FALSE | FALSE | 6001 | [13 empty] | FALSE |  |  | 120v |  |  | AUGUSTALIEN\aucon | 2023-04-19 15:36 | THOR\acont | 2024-09-08 17:27 | Cloned from Ditek DTK-120HW | [Ditek, Monaco Enterprises] [DACT] 01 210-524-00, DTK-120HW, DTK-120SRD, DTK-1FF, DTK-2MHTP, DTK-DF120S1 [Ditek, Monaco Enterprises, WBOX] [SURGE PROTECTION] [ALL DEVICES ++] 0E-SPROACHW, 210-524-00, DTK-120HW, DTK-120HWLOK, DTK-120HW-SS, DTK-120SRD, DTK-120X12, DTK-1F, DTK-1FF, DTK-2MHLP24B, DTK-2MHLP24B w/DTK-2MB, DTK-2MHLP24B w/DTK-3MB, DTK-2MHLP24B w/DT [Ditek, Monaco Enterprises] [IDC] 01 210-524-00, DTK-120HW, DTK-120SRD, DTK-DF120S1 [Ditek, Monaco Enterprises, Spectronix, WBOX] [VAC ] [VAC] 0E-SPROACHW, 210-524-00, DTK-120HW, DTK-120HWLOK, DTK-120HW-SS, DTK-1F, DTK-1FF, SA400 Main Board [Ditek, Monaco Enterprises] [SURGE PROTECTION] [#2] 210-524-00, DTK-120HW, DTK-120HWLOK, DTK-120HW-SS, DTK-120SRD, DTK-120X12, DTK-2MHLP24B, DTK-2MHLP24BWB, DTK-2MHLP24F, DTK-2MHTP, DTK-4LVLPLV, DTK-DF120S1, DTK-MRJ45C5E | [Ditek, EDCO, Monaco Enterprises, Space Age Electronics, WBOX] 0E-SPROACHW, 210-524-00, DTK-120HW, DTK-120HWLOK, DTK-120HW-SS, DTK-120SRD, DTK-120X12, DTK-1F, DTK-1FF, DTK-DF120S1, E120V-GT, FAS120AC, T120-DG w/Snap Track
31a362b6-d976-4321-8dbd-80dd1ad8654b | FIRECAD ANTENNA |  |  | North | Monaco Enterprises |  | Wireless Component |  |  |  | Module | TRUE | 626-000-02 | VHF Antenna, Standard | Coaxial cable, 50Ω mini RG-8X, preassembled Type 1, 40 ft | 1 | [6 empty] | TRUE | [5 empty] | #FFFF0000 | FA-FIRECAD ANTENNA | 1 | FALSE | FALSE | FALSE | [20 empty] | DESKTOP-0D6CQVA\lousc | 2019-07-21 15:41 | THOR\acont | 2024-09-08 17:27 | Cloned from Monaco Enterprises 620-023-00
e91d42e9-fdff-49ba-a57c-80de0bf27212 | NFPA 170 STROBE WALL |  |  | North | Eaton Wheelock |  | Strobe |  |  |  | Module | TRUE | ZRS-MCWH-FR |  | Strobe, 24 VDC, red, Wall mount with easy snap base | 1 | 0 | 0.3 |  |  |  |  | FALSE | FALSE |  |  |  |  | #FF0070C0 | FA-NFPA 170 STROBE WALL | 1 | FALSE | FALSE | FALSE | 2023 | [13 empty] | FALSE | [7 empty] | THOR\acont | 2024-09-08 17:27 |  | [Eaton Wheelock] [NAC] ZRS-MCCH-FR (C), ZRS-MCCH-FW (C), ZRS-MCWH-FR, ZRS-MCWH-FW
b9ded7e1-be63-43c8-80c6-80dfd6412a17 | NFPA 170 ADDRESSABLE INPUT MONITOR MODULE |  |  | North | Notifier |  | Addressable Module |  |  |  | Module | TRUE | NMM-100-10 | ++ | Ten-Input Monitor Module | 10 | 0.0035 | 0.055 |  |  |  |  | FALSE | FALSE |  |  |  |  | #FFFF0000 | FA-NFPA 170 ADDRESSABLE INPUT MONITOR MODULE | 1 | FALSE | FALSE | FALSE | 1000 | [13 empty] | FALSE | [7 empty] | THOR\acont | 2024-09-08 17:27 |  | [Notifier] [SLC MODULES] [#03 ++] ACPS-610, AMPS-24, AMPS-24E, FWSG, NMM-100-10, NZM-100-6, PMB-AUX, XP10-M, XP6-C, XP6-MA, XP6-R [Notifier] [SLC MODULES/SENSORS] [#08 ++] NMM-100-10, XP10-M [Notifier] [SLC MODULES] [#04 ++] ACPS-610, AMPS-24, AMPS-24E, NMM-100-10, NZM-100-6, PMB-AUX, XP10-M, XP6-C, XP6-MA, XP6-R [Notifier] [SLC MODULES/SENSORS] [#09 ++] NMM-100-10, XP10-M [Notifier] [SLC MODULES/SENSORS] [#05 ++] ACPS-610, AMPS-24, AMPS-24E, NMM-100-10, NZM-100-6, PMB-AUX, XP10-M, XP6-C, XP6-MA, XP6-R [Notifier] [SLC MODULES/SENSORS] [#04 ++] ACPS-610, AMPS-24, AMPS-24E, NMM-100-10, NZM-100-6, PMB-AUX, XP10-M, XP6-C, XP6-MA, XP6-R [Notifier] [SLC MODULES/SENSORS] [#07 ++] NMM-100-10, XP10-M [Honeywell, Notifier, System Sensor] [SLC MODULES SENSORS] [*] [#1 SHARED ADDR ¦ MODULES] 30-3013 w/FMM-101, Q3013D, ACM-8R, ACPS-610, AMPS-24, AMPS-24E, EM-1M, EM-1MI, EM-1MM, EM-1MMI, EM-1R, EM-1RI, EM-1SR, EM-1SRI, FCM-1, FCM-1-REL, FD7044 MM-101, FDM [Notifier] [SLC MODULES/SENSORS] [#06 ++] NMM-100-10, NZM-100-6, XP10-M, XP6-C, XP6-MA, XP6-R [Notifier] [SLC MODULES/SENSORS] [#10 ++] NMM-100-10, XP10-M [Notifier] [SLC MODULES/SENSORS] [#03 ++] ACPS-610, AMPS-24, AMPS-24E, FWSG, NMM-100-10, NZM-100-6, PMB-AUX, XP10-M, XP6-C, XP6-MA, XP6-R [Notifier] [SLC MODULES] [#05 ++] ACPS-610, AMPS-24, AMPS-24E, NMM-100-10, NZM-100-6, PMB-AUX, XP10-M, XP6-C, XP6-MA, XP6-R [Notifier] [SLC MODULES] [#10 ++] NMM-100-10, XP10-M [Notifier] [SLC MODULES] [#07 ++] NMM-100-10, XP10-M [Notifier] [SLC MODULES] [#08 ++] NMM-100-10, XP10-M [Notifier] [SLC MODULES] [#06 ++] NMM-100-10, NZM-100-6, XP10-M, XP6-C, XP6-MA, XP6-R [Notifier] [SLC MODULES] [#09 ++] NMM-100-10, XP10-M [Notifier] [SLC MODULES] [#02 ++] ACPS-610, AMPS-24, AMPS-24E, FDM-1, FDRM-1, FWSG, NDM-100, NMM-100-10, NZM-100-6, PMB-AUX, XP10-M, XP6-C, XP6-MA, XP6-R [Honeywell, Notifier, System Sensor] [SLC MODULES] [*] [#3 TYPE ADDR ¦ MODULES] 30-3013 w/FMM-101, Q3013D, ACM-8R, ACPS-610, AMPS-24, AMPS-24E, EM-1M, EM-1MI, EM-1MM, EM-1MMI, EM-1R, EM-1RI, EM-1SR, EM-1SRI, FCM-1, FCM-1-REL, FD7044 MM-101, FDM-1, FDRM-1 [Notifier] [SLC MODULES/SENSORS] [#02 ++] ACPS-610, AMPS-24, AMPS-24E, FDM-1, FDRM-1, FWSG, NDM-100, NMM-100-10, NZM-100-6, PMB-AUX, XP10-M, XP6-C, XP6-MA, XP6-R | [Notifier] NMM-100-10
9d3691f9-a2c2-40c8-8af5-80e0e80316b3 | NFPA 170 SPEAKER STROBE |  |  | North | System Sensor |  | Speaker/Strobe |  |  |  | Module | TRUE | SPSWLED | ++ | 2-WIRE, SPEAKER STROBE LED WHITE WALL | 1 | 0 | 0.017 |  |  |  |  | FALSE | [5 empty] | #FF0070C0 | FA-NFPA 170 SPEAKER STROBE | 1 | FALSE | FALSE | FALSE | 2019 | [13 empty] | FALSE | [5 empty] | THOR\acont | 2024-02-21 10:59 | THOR\acont | 2024-09-08 17:27 | Cloned from System Sensor SPSRLED | [System Sensor] [AUDIO 70.7v] [70V AUDIO] SPSCRLED (C), SPSCRLED-B (C), SPSCRLED-BT (C), SPSCWLED (C), SPSCWLED-B (C), SPSCWLED-BT (C), SPSCWLED-CLR-ALERT (C), SPSCWLED-P (C), SPSCWLED-SP (C), SPSCWLED-T (C), SPSCWLED-TP (C), SPSRLED, SPSRLED-B, SPSRLED- [System Sensor] [NAC] [VDC] SPSRLED, SPSRLED-B, SPSRLED-P, SPSRLED-SP, SPSWLED, SPSWLED-ALERT, SPSWLED-B, SPSWLED-CLR-ALERT, SPSWLED-P [System Sensor] [AUDIO 25v] [25V AUDIO] SPSCRLED (C), SPSCRLED-B (C), SPSCRLED-BT (C), SPSCWLED (C), SPSCWLED-B (C), SPSCWLED-BT (C), SPSCWLED-CLR-ALERT (C), SPSCWLED-P (C), SPSCWLED-SP (C), SPSCWLED-T (C), SPSCWLED-TP (C), SPSRLED, SPSRLED-B, SPSRLED-P,
50388a5f-90f3-413c-b69d-80ea319fdfcb |  |  |  | North | Gamewell FCI |  | Cards & Components |  |  |  | Card | TRUE | AA-100 | + | Audio Amplifier, 100W @70.7 VRMS w/builtin tone generator, 120 VAC | 1 | 0.051 | 6.5 |  |  |  |  | TRUE | [5 empty] | #FFFFFFFF |  |  | FALSE | FALSE | FALSE | [14 empty] | FALSE | [7 empty] | THOR\acont | 2024-10-09 10:48 |  | [Gamewell FCI] [AUDIO LOW] AA-100, AA-120 | [Gamewell FCI] AA-100
68c01dee-f282-4807-a7c2-80f3b87dd300 |  |  |  | North | Siemens |  | Cards & Components |  |  |  | Card | TRUE | VN2001-A1 | S54400-A42-A1 | Ethernet module (electric/CAT5) Used for networking fire only and fire/voice panels together over Ethernet using CAT-5 copper cables. This module mounts in the VCC2001 Voice CPU card (for voice systems) and/or the FN2012 modular Ethernet swtich (for fire systems). | 1 | [6 empty] | TRUE | [5 empty] | #FFFFFFFF |  |  | FALSE | FALSE | FALSE | [20 empty] | AULAPTOP-PC\Aulaptop | 2019-04-20 20:32 | THOR\acont | 2024-10-09 10:48 | 7 mA(standby) 7mA (active) per module
48c32e00-ea2b-4641-ba4c-80f426e26659 |  |  |  | North | MIRCOM | [5 empty] | Module | TRUE | MGD-32 | new | Main Graphic Driver Module c/w 32 Supervised Outputs | 1 | [12 empty] | #FFFFFFFF |  |  | FALSE | FALSE | FALSE | [20 empty] | DESKTOP-7SAL8M7\acont | 2019-04-11 20:02 | THOR\acont | 2024-10-09 10:48
9cf786a3-42d3-4b73-9fa1-80f7da70a8d2 | NFPA 170 HEAT DETECTOR |  |  | North | Gamewell FCI |  | Heat Detector |  |  |  | Module | TRUE | WTD-RH | + | Addressable Wireless Rate of Riser (135 Degrees) Heat Detector | 1 | [6 empty] | FALSE | [5 empty] | #FFFF0000 | FA-NFPA 170 HEAT DETECTOR | 1 | FALSE | FALSE | FALSE | 1403 | [13 empty] | FALSE |  |  | W |  |  | DESKTOP-7SAL8M7\acont | 2020-03-19 13:00 | THOR\acont | 2024-09-08 17:27 | Cloned from Firelite W-H355R | [Farenhyt, Firelite, Gamewell FCI, Notifier, Silent Knight] [SWIFT MESH DEVICES] 01 FWH-200FIX135, FWH-200ROR135, FW-MM, FW-RM, NBG-12WL, WAM-MM, WAM-RC, W-BG12LX, W-CRF, W-H355, W-H355R, WIDP-HEAT w/B210W, WIDP-HEAT-ROR w/B210W, WIDP-MONITOR, WIDP-PULL- [Gamewell FCI] [SLC MODULES SENSORS] [*] [#2 SHARED ADDR ¦ SENSORS] ADPF (C), ASD-PL2F w/B200S-LF-WH (C), ASD-PL2F w/B210LP (C), ASD-PL2FR (C), ASD-PL3 w/B200S-LF-WH (C), ASD-PL3 w/B200SR-LF-WH (C), ASD-PL3 w/B200SR-WH (C), ASD-PL3 w/B224BI-WH (C), ASD-P [Gamewell FCI] [SLC SENSORS] [*] [#4 TYPE ADDR ¦ SENSORS] ADPF (C), ASD-PL2F w/B200S-LF-WH (C), ASD-PL2F w/B210LP (C), ASD-PL2FR (C), ASD-PL3 w/B200S-LF-WH (C), ASD-PL3 w/B200SR-LF-WH (C), ASD-PL3 w/B200SR-WH (C), ASD-PL3 w/B224BI-WH (C), ASD-PL3 w/B224R
da979631-4aa1-4af8-af08-80f9a07c191f | NFPA 170 ADDRESSABLE INPUT MONITOR MODULE |  |  | North | NAPCO |  | Addressable Module |  |  |  | Module | TRUE | GEMC-EZM8 | ++ | 8-point expansion module | 1 | 0.036 | 0.036 |  |  | 24 | [7 empty] | #FFFF0000 | FA-NFPA 170 ADDRESSABLE INPUT MONITOR MODULE | 1 | FALSE | FALSE | FALSE | 1000 | [19 empty] | DESKTOP-7SAL8M7\acont | 2020-01-21 11:59 | THOR\acont | 2024-09-08 17:27 |  | [NAPCO] [FIRE BUS NAPCO] [*] GEMC-12V2APS-CF Main Board, GEMC-EZM8, GEMC-FK1, GEMC-FPRINT, GEMC-NAC6 Main Board, GEMC-OUT8, GEMC-REVC, GEMC-RM3008 | [NAPCO] GEMC-EZM8, GEMC-F8ZCPIM
21415e1c-e648-4529-be3b-810061da17f7 |  |  |  | North | Notifier |  | Cards & Components |  |  |  | Card | TRUE | HS-NCM-W | + | High-speed Network Communications Modules | 1 | 0.4 | 0.4 |  |  |  |  | TRUE | FALSE |  |  |  |  | #FFFFFFFF |  |  | FALSE | FALSE | FALSE | [14 empty] | FALSE | [7 empty] | THOR\acont | 2024-10-09 10:48 |  | [Firelite, Honeywell, Notifier] [RS-485] [NETWORK] BACNET-GW-3, CLSS Pathway Pro, HON-CGW-MBB, HS-NCM-W, NCM-W | [Notifier] BACNET-GW-3, HS-NCM-W, NCM-W
721e62e4-57fc-4820-a011-810337ee8b5b | NFPA 170 ADDRESSABLE INPUT MONITOR MODULE |  |  | North | Farenhyt |  | Addressable Module |  |  |  | Module | TRUE | IDP-ZONE | ++ | Two Wire Zone Interface Module | 1 | 0.00027 | 0.00027 |  |  |  |  | FALSE | [5 empty] | #FFFF0000 | FA-NFPA 170 ADDRESSABLE INPUT MONITOR MODULE | 1 | FALSE | FALSE | FALSE | 1000 | [13 empty] | FALSE | [5 empty] | DESKTOP-7EIEB7A\acont | 2023-02-27 07:10 | THOR\acont | 2024-09-08 17:27 | Cloned from Silent Knight SK-ZONE | [Farenhyt, Silent Knight] [SLC MODULES/SENSORS] [#2 SLC ++] IDP-ACCLIMATE (C), IDP-BEAM (C), IDP-CONTROL-6, IDP-MON-10, IDP-MONITOR-2, IDP-RELAY-6, IDP-RELAYMON-2, IDP-ZONE, IDP-ZONE-6, OSI-RI-SK (C), SK-ACCLIMATE (C), SK-BEAM (C), SK-CONTROL-6, SK-MON-1 [Farenhyt] [SLC IDP MODULES] [*] [#3 TYPE ADDR ¦ MODULES] CO1224TR w/ IDP-MINIMON, CO1224TR w/ IDP-MONITOR, Hood System/IDP-MINIMON, IDP-CONTROL, IDP-CONTROL-6, IDP-MINIMON, IDP-MON-10, IDP-MONITOR, IDP-MONITOR-2, IDP-PULL-DA, IDP-PULL-SA, IDP-RELAY, IDP [Farenhyt, Silent Knight] [SLC MODULES SENSORS] [*] [#1 SHARED ADDR ¦ MODULES] HFS-MM, Hood System/IDP-MINIMON, IDP-CONTROL, IDP-CONTROL-6, IDP-MINIMON, IDP-MON-10, IDP-MONITOR, IDP-MONITOR-2, IDP-PULL-DA, IDP-PULL-SA, IDP-RELAY, IDP-RELAY-6, IDP-RELAYMO [Farenhyt, Silent Knight] [AUX POWER] [AUX INPUT ++] IDP-ZONE, SK-ZONE | [Farenhyt, Silent Knight] IDP-ZONE, SK-ZONE
1e56d1a8-62e2-44de-9aee-8106e2fb007e | NFPA 170 AREA OF REFUGE MASTER |  |  | North | TALK A PHONE | Area of Refuge | Area of Refuge Component |  |  |  | Assembly | TRUE | AOR-10 | ++ | FIXED STATION ANALOG AREA OF RESCUE COMMAND UNIT FOR 10 STATIONS | 1 | [6 empty] | FALSE |  |  |  | 13.3 x18.0 x 6.9 in. (337 x 457 x 174 mm) |  | #FF00B050 | FA-NFPA 170 AREA OF REFUGE MASTER | 1 | FALSE | FALSE | FALSE | 4000 | [13 empty] | FALSE | [5 empty] | THOR\acont | 2024-01-10 16:00 | THOR\acont | 2024-09-08 17:27 | Cloned from TALK A PHONE AOR-5
6ab1c201-01ab-4a3e-906f-8106f4ca2f87 | NFPA 170 SMOKE DETECTOR |  |  | North | Hochiki |  | Smoke Detector |  |  |  | Module | TRUE | ALK-V w/ASB SOUNDER BASE | ALK-V SMOKE SENSOR | ALK-V SMOKE SENSOR w/ASB SOUNDER BASE | 1 | 0.00039 | 0.0008 |  |  |  |  | TRUE | TRUE |  | *Refer to Install Sheet |  |  | #FFFF0000 | FA-NFPA 170 SMOKE DETECTOR | 1 | FALSE | FALSE | FALSE | 1408 | [16 empty] | SB |  |  | DESKTOP-0D6CQVA\lousc | 2019-10-12 10:14 | THOR\acont | 2024-09-08 17:27 | Cloned from Hochiki AIE-EA w/ASB SOUNDER BASE | [Hochiki] [AUX POWER] [24 VDC] AIE-EA w/ASB SOUNDER BASE (C), ALK-V w/ASB SOUNDER BASE (C), ALN-V w/ASB SOUNDER BASE (C), ATG-EA w/ASB SOUNDER BASE (C), ATJ-EA w/ASB SOUNDER BASE (C) [Hochiki, VES] [SLC HOCHIKI] 01 [*] [SLC] ACC-EN (C), ACD-V w/ASBL SOUNDER BASE (C), ACD-V w/HSB-NSA-6 STANDARD BASE (C), ACD-V w/SCI-B4 SHORT CIRCUIT ISOLATOR BASE (C), ACD-V w/SCI-B6 SHORT CIRCUIT ISOLATOR BASE (C), ACD-V w/YBN-NSA-4 STANDARD BASE (C),
de3ae0bc-49c8-40ed-9e0a-810b518c916b | NFPA 170 SPEAKER STROBE |  |  | North | Edwards |  | Speaker/Strobe |  |  |  | Module | TRUE | WG4WA-SVMHC |  | 25/70V Speaker/Strobe, white, ALERT, clear, 102, 123, 147, 161 cd | 1 | [6 empty] | FALSE | [5 empty] | #FF0070C0 | FA-NFPA 170 SPEAKER STROBE | 1 | FALSE | FALSE | FALSE | 2019 | [13 empty] | FALSE |  |  | WP |  |  |  |  | THOR\acont | 2024-09-08 17:27 |  | [Edwards, Kidde] [AUDIO 25v] [25V AUDIO] EGCF-S2VMH (C), G4F-S2, G4F-S2V1575, G4F-S2VM, G4HFRF-S2, G4HFRF-S2VMC, G4HFRN-S2, G4HFRN-S2VMC, G4HFWA-S2, G4HFWA-S2VMA, G4HFWA-S2VMC, G4HFWF-S2, G4HFWF-S2VMC, G4HFWN-S2, G4HFWN-S2VMA, G4HFWN-S2VMC, G4RF-S2, G4RF [Edwards] [NAC] [24 VDC] WG4RF-SVMHC, WG4RN-SVMHC, WG4WA-SVMHC, WG4WF-SVMHC, WG4WN-SVMHC [Edwards, Kidde] [AUDIO 70.7v] [70V AUDIO] G4F-S7, G4F-S7V1575, G4F-S7VM, G4HFRF-S7, G4HFRF-S7VMC, G4HFRN-S7, G4HFRN-S7VMC, G4HFWA-S7, G4HFWA-S7VMA, G4HFWA-S7VMC, G4HFWF-S7, G4HFWF-S7VMC, G4HFWN-S7, G4HFWN-S7VMA, G4HFWN-S7VMB, G4HFWN-S7VMC, G4RF-S7, G4RF
89a1eb89-6236-49bb-ac6a-810d0cf64163 | NFPA 170 HEAT DETECTOR |  |  | North | Potter |  | Heat Detector |  |  |  | Module | TRUE | CR-135MP | 1000137 | Indoor Outdoor Rate of Rise Heat Detector, 135°F (57°C) | 1 | [6 empty] | FALSE | [5 empty] | #FFFF0000 | FA-NFPA 170 HEAT DETECTOR | 1 | FALSE | FALSE | FALSE | 1403 | [13 empty] | FALSE |  |  | 135° R |  |  |  |  | THOR\acont | 2024-09-08 17:27 |  | [Notifier, Potter] [IDC] 01 CF-135EWT, CF-135MP, CF-135W, CF-165MP, CF-165W, CF-200EWT, CF-200MP, CF-200W, CF-285MP, CF-285W, CPS-24 w/SB, CR-135EWT, CR-135MP, CR-135W, CR-165MP, CR-165W, CR-200EWT, CR-200MP, CR-200W, DSD-P (C), P32-1T, PS40 Series, PS40
5da05d33-59d7-4c63-ae8c-810e5fd5852a |  |  |  | North | Simplex |  | Cards & Components |  |  |  | Card | TRUE | 4010-9633 Main Board | ++ | Main Board/Power Supply | 1 | 0.506 | 0.771 | 6.771 |  |  |  | TRUE | [5 empty] | #FFFFFFFF |  |  | FALSE | FALSE | FALSE | [9 empty] | 7,12,18,26,33,55,65,110 |  |  |  |  | TRUE | [5 empty] | THOR\acont | 2024-11-06 11:50 |  |  | Cloned from Autocall A010-9633 Main Board |  | [Autocall, Simplex] 4010-9622 Main Board, 4010-9633 Main Board, A010-9622 Main Board, A010-9633 Main Board
a2692881-efdb-4cd6-8672-8119986e4bc8 | NFPA 170 SPEAKER WALL |  |  | North | Edwards |  | Speaker |  |  |  | Module | TRUE | WG4RF-S |  | 25/70V Speaker, red, FIRE | 1 | [6 empty] | FALSE | [5 empty] | #FF0070C0 | FA-NFPA 170 SPEAKER WALL | 1 | FALSE | FALSE | FALSE | 2021 | [13 empty] | FALSE |  |  | WP |  |  |  |  | THOR\acont | 2024-09-08 17:27 |  | [Edwards, Kidde] [AUDIO 70.7v] [70V AUDIO] G4F-S7, G4F-S7V1575, G4F-S7VM, G4HFRF-S7, G4HFRF-S7VMC, G4HFRN-S7, G4HFRN-S7VMC, G4HFWA-S7, G4HFWA-S7VMA, G4HFWA-S7VMC, G4HFWF-S7, G4HFWF-S7VMC, G4HFWN-S7, G4HFWN-S7VMA, G4HFWN-S7VMB, G4HFWN-S7VMC, G4RF-S7, G4RF
44ded2d8-b40a-4d4a-822f-8123c46aa8cd | NFPA 170 SPEAKER WALL |  |  | North | Siemens |  | Speaker |  |  |  | Module | TRUE | SL2SPWW-F | S54329-F152-A1++ | High-Fidelity Speaker, Wall, White, Fire | 1 | [12 empty] | #FF0070C0 | FA-NFPA 170 SPEAKER WALL | 1 | FALSE | FALSE | FALSE | 2021 | [19 empty] | DESKTOP-7EIEB7A\acont | 2023-08-02 17:00 | THOR\acont | 2024-09-08 17:27 | Cloned from Siemens SL2SPWW-AL | [Siemens] [AUDIO 25v] [25V AUDIO] SL2SPCB-F (C), SL2SPCR-AL (C), SL2SPCR-F (C), SL2SPCR-N (C), SL2SPCW-A (C), SL2SPCW-AL (C), SL2SPCW-F (C), SL2SPCW-N (C), SL2SPWR-AL, SL2SPWR-F, SL2SPWR-N, SL2SPWW-AL, SL2SPWW-F, SL2SPWW-N [Siemens] [AUDIO 70.7v] [70V AUDIO] SL2SPCB-F (C), SL2SPCR-AL (C), SL2SPCR-F (C), SL2SPCR-N (C), SL2SPCW-A (C), SL2SPCW-AL (C), SL2SPCW-F (C), SL2SPCW-N (C), SL2SPWR-AL, SL2SPWR-F, SL2SPWR-N, SL2SPWW-AL, SL2SPWW-F, SL2SPWW-N
1057ae6e-54b5-4db9-8e29-812f704e7ca8 |  |  |  | North | Autocall |  | Cards & Components |  |  |  | Card | TRUE | A100-6056 |  | Wired network media card | 1 | 0.055 | 0.055 |  |  |  |  | TRUE | [5 empty] | #FFFFFFFF |  |  | FALSE | FALSE | FALSE | [20 empty] | DESKTOP-0D6CQVA\lousc | 2019-07-06 11:32 | THOR\acont | 2024-10-09 10:48 | Cloned from AutoCall A100-6078
23ca8893-907f-49c6-b02c-81370a0cf706 |  |  |  | North | Bosch | [5 empty] | Module | TRUE | TC8235GIT | * | Ground loop isolation transformer 0000166953 | 1 | [12 empty] | #FFFFFFFF |  |  | FALSE | FALSE | FALSE | [20 empty] | DESKTOP-7EIEB7A\acont | 2021-08-13 06:25 | THOR\acont | 2024-10-09 10:48
7c6ce652-08ea-40be-90b0-813c9b1f3afe | FIRE ALARM PANEL |  |  | North | Consilium |  | Fire Alarm Panel |  |  |  | Module | TRUE | 5100195-20A | ++ | Control/Repeater M 4.3 Cargo | 1 | 0.1 | 0.27 |  |  | 24 |  | FALSE | [5 empty] | #FFFF0000 | FA-FIRE ALARM PANEL | 1 | FALSE | FALSE | FALSE | 257 | [13 empty] | FALSE | [5 empty] | DESKTOP-7EIEB7A\acont | 2022-07-27 15:30 | THOR\acont | 2024-09-08 17:27 | Cloned from Edwards 3-10ANN | [Consilium] [RS-485] [ALL DEVICES ++] 5100096-20A, 5100195-20A, 5100195-30A, 5100195-40A, 5100195-50A, 5100195-80A [Consilium] [IDC] [#1 RELAY] 5100096-20A, 5100195-20A, 5100195-30A, 5100195-40A, 5100195-50A, 5100195-80A [Consilium] [IDC] [#2 RELAY] 5100096-20A, 5100195-20A, 5100195-30A, 5100195-40A, 5100195-50A, 5100195-80A [Consilium] [AUX POWER] [*] [ALL DEVICES ++] 5100096-20A, 5100195-20A, 5100195-30A, 5100195-40A, 5100195-50A, 5100195-80A | [Consilium] 5100096-20A, 5100195-20A, 5100195-30A, 5100195-40A, 5100195-50A, 5100195-80A
10ff5949-99b8-4f19-8360-814214ac6506 |  |  |  | North | Siemens | [5 empty] | Module | TRUE | NIM-1W | 500-699103 | LOCAL & WIDE AREA NETWORK INTERFACE MODULE | 1 | [12 empty] | #FFFFFFFF |  |  | FALSE | FALSE | FALSE | [20 empty] | DESKTOP-7SAL8M7\acont | 2019-08-13 09:04 | THOR\acont | 2024-10-09 10:48
9c9d3c3a-55f8-462d-8d78-8143bb9a9b0b |  |  |  | North | Notifier |  | Hardware |  |  |  | Hardware | TRUE | BAT-121000 |  | 2-Unit Bulk Pack of BAT-121000 (12V 100AH) | 1 | [6 empty] | FALSE | [5 empty] | #FFFFFFFF |  |  | FALSE | FALSE | FALSE | [14 empty] | FALSE | [5 empty] | DESKTOP-7SAL8M7\acont | 2020-07-07 09:46 | THOR\acont | 2024-10-09 10:48 | Cloned from Notifier BAT-12260-BP
690f2e94-e4aa-4000-a410-8148bf92ee0f | NFPA 170 STROBE CEILING |  |  | North | Edwards |  | Strobe |  |  |  | Module | TRUE | GCWA-VMB |  | Strobe, white, ALERT, 15, 30, 75, 95 cd, blue | 1 | 0 | 0.168 |  |  |  |  | FALSE | TRUE |  |  |  |  | #FF0070C0 | FA-NFPA 170 STROBE CEILING | 1 | FALSE | FALSE | FALSE | 2022 | [13 empty] | FALSE |  |  | C |  |  |  |  | THOR\acont | 2024-09-08 17:27 |  | [Edwards, Kidde] [NAC] [24 VDC] EGCFR-VM (C), EGCF-VM (C), GCFR-S7VM (C), GCFR-VM (C), GCF-S2VM (C), GCF-S7VM (C), GCF-VM (C), GCHFRF-S2VMC (C), GCHFRF-S7VMC (C), GCHFRN-S2VMC (C), GCHFRN-S7VMC (C), GCHFWA-S2VMA (C), GCHFWA-S2VMC (C), GCHFWA-S7VMA (C), G [Edwards, Kidde] [NAC] [16 VDC] EGCFR-VM (C), EGCF-VM (C), GCFR-S7VM (C), GCFR-VM (C), GCF-S2VM (C), GCF-S7VM (C), GCF-VM (C), GCHFRF-S2VMC (C), GCHFRF-S7VMC (C), GCHFRN-S2VMC (C), GCHFRN-S7VMC (C), GCHFWA-S2VMA (C), GCHFWA-S2VMC (C), GCHFWA-S7VMA (C), G
ffaf283a-be6a-48c3-9c77-81566e980196 | CADGEN AUX POWER SUPPLY |  |  | North | PhoenixContact |  | Auxilliary Power Supply |  |  |  | Module | TRUE | QUINT4-PS/1AC/24DC/20/+ |  | Power Supply Unit 20 Amp | 1 | [6 empty] | TRUE | [5 empty] | #FFFF0000 | FA-CADGEN AUX POWER SUPPLY | 1 | FALSE | FALSE | FALSE | [20 empty] | AUGUSTXPS17-EUP\aucon | 2023-02-22 07:20 | THOR\acont | 2024-09-08 17:27
2fbf2655-2cfa-4422-9de6-8157184c2e50 | NFPA 170 HEAT DETECTOR |  |  | North | MIRCOM |  | Heat Detector |  |  |  | Module | TRUE | TD 135 | ++ | Fixed Temperature 135°F (57°C) self restoring heat detector | 1 | [6 empty] | TRUE | TRUE |  |  |  |  | #FFFF0000 | FA-NFPA 170 HEAT DETECTOR | 1 | FALSE | FALSE | FALSE | 1408 | [16 empty] | 135°F |  |  | DESKTOP-7EIEB7A\acont | 2023-08-04 15:06 | THOR\acont | 2024-09-08 17:27 | Cloned from MIRCOM SD-100-2WP | [MIRCOM] [IDC] 05 [*] [IDC 2-WIRE ++] SD-100-2WP (C), SD-100-2WT-6K (C), TD 135 (C), TD 200 (C)
db47cb97-0581-4c9c-9966-8157c48b69fd | NFPA 170 HEAT DETECTOR |  |  | North | Notifier |  | Heat Detector |  |  |  | Module | TRUE | FST-851H w/B224RB | ++ | Intelligent Addressable 195°F (88°C) Thermal Heat Detector w/ Flashscan, Isolator Base | 1 | 0.0003 | 0.0065 |  |  |  |  | FALSE | TRUE | FLUSH |  | 4" SQ. DEEP | 3 "O" PLASTER RING | #FFFF0000 | FA-NFPA 170 HEAT DETECTOR | 1 | FALSE | FALSE | FALSE | 1403 |  |  | 7270-0028:0196 | [10 empty] | FALSE |  |  | IB |  |  |  |  | THOR\acont | 2024-09-08 17:27 | 20191121 AC Detector with base | [Honeywell, Notifier, System Sensor] [SLC MODULES SENSORS] [*] [#2 SHARED ADDR ¦ SENSORS] 2251B (C), 2251-COPTIR (C), 2251-COPTIR w/B200S-WH (C), 2251TB (C), 2251TMB (C), 5251B (C), 5251B-WP (C), 5251H (C), 5251RB (C), 5251RB-WP (C), 7251 (C), 7251DH (C) [Honeywell, Notifier, System Sensor] [SLC SENSORS] [*] [#4 TYPE ADDR ¦ SENSORS] 2251B (C), 2251-COPTIR (C), 2251-COPTIR w/B200S-WH (C), 2251TB (C), 2251TMB (C), 5251B (C), 5251B-WP (C), 5251H (C), 5251RB (C), 5251RB-WP (C), 7251 (C), 7251DH (C), DH200LP
557cb59b-407f-4bed-a101-815c140db9eb | NFPA 170 FIRE ALARM CONTROL UNIT | RISER FACP |  | North | Secutron |  | Fire Alarm Control Unit |  |  |  | Assembly | TRUE | MR-2200B | ++ | Dual SLC Fire Alarm Control Panel, 120 VAC input, Beige | 1 | [6 empty] | FALSE |  |  |  | 16-7/8” W x 29-1/2” H x 5-1/4” D (429 mm x 749 mm x 133 mm) |  | #FFFF0000 | FA-NFPA 170 FIRE ALARM CONTROL UNIT | 1 | FALSE | FALSE | FALSE | 202 | [8 empty] | 7,12,18,26,35 |  | 12 |  |  | TRUE | [5 empty] | DESKTOP-7EIEB7A\acont | 2023-06-23 16:21 | THOR\acont | 2024-09-08 17:27 | Cloned from Firelite MR-2200R
90d4e8a3-9a52-4846-9e91-81619703f14e | NFPA 170 SMOKE DETECTOR |  |  | North | Edwards |  | Smoke Detector |  |  |  | Module | TRUE | SIGA-PHS w/SIGA-RB BASE | ++ | 3D Multisensor Detector | 1 | 4.5e-05 | 4.5e-05 |  |  |  |  | FALSE | TRUE |  |  |  |  | #FFFF0000 | FA-NFPA 170 SMOKE DETECTOR | 1 | FALSE | FALSE | FALSE | 1408 | [13 empty] | FALSE | [7 empty] | THOR\acont | 2024-10-09 10:48 | 20191121 AC Detector with base | [Edwards, Kidde] [SLC EST MODULES/SENSORS] 01 [*] [iO64] DS-HFS (C), DS-PS (C), FX-HD w/IB4U BASE, FX-HD w/RB4U BASE, FX-HD w/SB4U BASE, FX-HD w/SB4U-LF BASE, FX-HD wB4U BASE, FX-PD w/B4U BASE (C), FX-PD w/IB4U BASE (C), FX-PD w/SB4U BASE (C), FX-PD w/SB [Edwards, Kidde] [SLC EST MODULES SENSORS] [*] [#2 SHARED ADDR ¦ SENSORS] KI-DDOS (C), SIGA2-COS w/SIGA-AB4G BASE, SIGA2-COS w/SIGA-AB4G-LF BASE, SIGA2-COS w/SIGA-AB4GT BASE, SIGA2-COS w/SIGA-IB BASE, SIGA2-COS w/SIGA-RB BASE, SIGA2-COS w/SIGA-SB BASE, S [Edwards, Kidde] [SLC EST SENSORS] [*] [#4 TYPE ADDR ¦ SENSORS] KI-DDOS (C), SIGA2-COS w/SIGA-AB4G BASE, SIGA2-COS w/SIGA-AB4G-LF BASE, SIGA2-COS w/SIGA-AB4GT BASE, SIGA2-COS w/SIGA-IB BASE, SIGA2-COS w/SIGA-RB BASE, SIGA2-COS w/SIGA-SB BASE, SIGA2-HCOS [Edwards, Kidde] [SLC EST SENSORS] 01 [*] [EST3, iO1000] DS-HFS (C), DS-PS (C), FX-HD w/IB4U BASE, FX-HD w/RB4U BASE, FX-HD w/SB4U BASE, FX-HD w/SB4U-LF BASE, FX-HD wB4U BASE, FX-PD w/B4U BASE (C), FX-PD w/IB4U BASE (C), FX-PD w/SB4U BASE (C), FX-PD w/SB
18c2ace1-385c-4ec3-9d3c-81642f52946a | CADGEN AUX POWER SUPPLY |  |  | North | TALK A PHONE | Area of Refuge | Auxilliary Power Supply |  |  |  | Assembly | TRUE | AOR-PSU-5-10 | ++ | AOR-PSU-5-10 External Class 2 Power Supply for Fixed Station Analog Area of Rescue Systems | 1 | [6 empty] | FALSE |  |  |  | 13.5 x 13.0 x 3.25 in. (342.9 x 330.2 x 82.6 mm) |  | #FFFF0000 | FA-CADGEN AUX POWER SUPPLY | 1 | FALSE | FALSE | FALSE | [14 empty] | FALSE | [5 empty] | THOR\acont | 2024-01-10 16:08 | THOR\acont | 2024-09-08 17:27 | Cloned from Rath Area of Refuge 2500-PWR24U
1d363359-4d83-4fe5-88c4-8167ed9efd21 | NFPA 170 FIRE ALARM CONTROL UNIT | RISER FACU |  | North | Ampac |  | Fire Alarm Control Unit |  |  |  | Assembly | TRUE | 10U – Rack Cabinet Only |  | Rack Cabinet 10U | 1 | [6 empty] | TRUE | [5 empty] | #FFFF0000 | FA-NFPA 170 FIRE ALARM CONTROL UNIT | 1 | FALSE | FALSE | [21 empty] | XPS-17-9710\August | 2024-11-06 05:25 |  |  | Cloned from Ampac SP16X – Cabinet Only
f87102ba-bac9-473c-a62c-8168c442218c | NFPA 170 SMOKE CO DETECTOR |  |  | North | System Sensor |  | Smoke/CO Detector |  |  |  | Module | TRUE | SS-PHOTO-CO w/B300-6 | + | Intelligent photo/CO detector, Standard Base | 1 | 0.0002 | 0.0045 |  |  |  |  | FALSE | TRUE |  |  |  |  | #FFFF0000 | FA-NFPA 170 SMOKE CO DETECTOR | 1 | FALSE | FALSE | FALSE | 1408 | [13 empty] | FALSE |  |  | CO |  |  | THOR\acont | 2024-11-27 07:44 | THOR\acont | 2024-11-27 07:49 | Cloned from System Sensor SS-PHOTO w/B300-6 | [Silent Knight, System Sensor] [SLC SK SENSORS] [*] [#4 TYPE ADDR ¦ SENSORS] DNR w/SK-PHOTO-R-W (C), DNRW w/SK-PHOTO-R-W (C), HFS-D (C), HFS-P (C), HFS-PT (C), HFS-T (C), OSI-RI-SK (C), SK-ACCLIMATE (C), SK-BEAM (C), SK-DUCT-W w/SK-PHOTO-R-W (C), SK-FIRE [Firelite, System Sensor] [SLC MODULES SENSORS] [*] [#2 SHARED ADDR ¦ SENSORS] AD355 w/B200SR-LF-WH (C), AD355 w/B200SR-WH (C), AD355 w/B210LP (C), AD355 w/B224BI-WH (C), AD355 w/B224RB-WH (C), AD355 w/B501 (C), BEAM355 (C), BEAM355S (C), CP355 w/B200SR- [Firelite, System Sensor] [SLC SENSORS] [*] [#4 TYPE ADDR ¦ SENSORS] AD355 w/B200SR-LF-WH (C), AD355 w/B200SR-WH (C), AD355 w/B210LP (C), AD355 w/B224BI-WH (C), AD355 w/B224RB-WH (C), AD355 w/B501 (C), BEAM355 (C), BEAM355S (C), CP355 w/B200SR-WH (C), CP
2e669ee0-7ceb-4e5d-a583-816db6a51747 | NFPA 170 HORN STROBE |  |  | North | Kidde |  | Horn/Strobe |  |  |  | Module | TRUE | EG1AVWF |  | Horn/Strobe, Wall, White, FIRE | 1 | [12 empty] | #FF0070C0 | FA-NFPA 170 HORN STROBE | 1 | FALSE | FALSE | FALSE | 2012 | [19 empty] | DESKTOP-7SAL8M7\acont | 2019-04-05 23:27 | THOR\acont | 2024-09-08 17:27 |  | [Edwards, Kidde] [NAC] [16 VFWR, LOW ] EG1AVRF, EG1AVRN, EG1AVWF, EG1AVWN, G1AVRF, G1AVRN, G1AVWF, G1AVWN [Edwards, Kidde] [NAC] [16 VFWR, HIGH] EG1AVRF, EG1AVRN, EG1AVWF, EG1AVWN, G1AVRF, G1AVRN, G1AVWF, G1AVWN [Edwards, Kidde] [NAC] [16 VDC, LOW DB] EG1AVRF, EG1AVRN, EG1AVWF, EG1AVWN, G1AVRF, G1AVRN, G1AVWF, G1AVWN [Edwards, Kidde] [NAC] [16 VDC, HIGH DB] EG1AVRF, EG1AVRN, EG1AVWF, EG1AVWN, G1AVRF, G1AVRN, G1AVWF, G1AVWN
7cdce42d-868b-42e4-8830-816e5b1061e9 | NFPA 170 HORN STROBE |  |  | North | Gentex |  | Horn/Strobe |  |  |  | Module | TRUE | WGEC24-75WW |  | 24 Volt Low Profile Evacuation Outdoor Horn/Strobe, Weather Proof, Wall, White | 1 | 0 | 0.198 |  |  |  |  | FALSE | [5 empty] | #FF0070C0 | FA-NFPA 170 HORN STROBE | 1 | FALSE | FALSE | FALSE | 2012 | [13 empty] | FALSE | [7 empty] | THOR\acont | 2024-09-08 17:27 |  | [Bosch, Gentex, Hochiki, VES] [NAC] [UL MAX] VF4007-X0, WGEC24-75PWR, WGEC24-75PWRLP, WGEC24-75PWW, WGEC24-75PWWLP, WGEC24-75WR, WGEC24-75WRLP, WGEC24-75WW, WGEC24-75WWLP, WHEC24-75WR, WHEC24-75WW
f017232f-2b72-483d-9bc6-8170d562b6c7 |  |  |  | North | Autocall |  | Hardware |  |  |  | Hardware | TRUE | A100-5128 | + | battery distribution termination module | 1 | [12 empty] | #FFFFFFFF |  |  | FALSE | FALSE | FALSE | [20 empty] | ALIENWIN10\AugWin7 | 2019-11-19 16:19 | THOR\acont | 2024-10-09 10:48
0f8adf56-2a6c-48d6-8e39-8173d7724ca5 | NFPA 170 FIRE SUPPRESSION CONTROL UNIT | NFPA 170 FIRE SUPPRESSION CONTROL UNIT |  | North | Kidde |  | Fire Suppression Control Panel |  |  |  | Assembly | TRUE | 76-800100-001 | ++ | ARIES NETLink Control Unit-3T | 1 | [6 empty] | FALSE |  |  |  | 31-1/2 x 14-3/8 x 5-3/8 (in.) 800 x 365 137 (mm) |  | #FFFF0000 | FA-NFPA 170 FIRE SUPPRESSION CONTROL UNIT | 1 | FALSE | FALSE | FALSE | 205 | [8 empty] | 7,12,18,26,55,100,165 |  |  | 5.4 |  | TRUE | [5 empty] | DESKTOP-7SAL8M7\acont | 2020-08-17 07:45 | THOR\acont | 2024-09-08 17:27 | Cloned from Kidde VM-1R |  | [Kidde] 76-800xxx-xxx Main Board
633a8c9b-676f-460b-b582-817607fb973a | NFPA 170 REMOTE ANNUNCIATOR | RISER ANNUNCIATOR |  | North | Notifier |  | Remote Annunciator |  |  |  | Module | TRUE | N-ANN-80 | ++ | Black 80 character LCD Annunciator | 1 | 0.015 | 0.04 |  |  |  |  | FALSE | [5 empty] | #FFFF0000 | FA-NFPA 170 REMOTE ANNUNCIATOR | 1 | FALSE | FALSE | FALSE | 255 | [8 empty] | 7,12,18 |  |  |  |  | TRUE | [7 empty] | THOR\acont | 2024-09-08 17:27 |  | [Firelite, Notifier] [RS-485] [DATA] ADM-24, ANN-SEC CARD, FDU-80 CARD, LCD2-80 MAIN CARD, LDM, LDM-32, LDM-32F, N-ANN-100, N-ANN-80, N-ANN-80C, N-ANN-80-W, N-ANN-I/O, N-ANN-LED, N-ANN-LED-R, N-ANN-RLED, N-ANN-RLED-R, N-ANN-RLY, N-ANN-S/PG, RLD [Firelite, Notifier] [AUX POWER] [*] ADM-24, LDM, LDM-32, LDM-32F, N-ANN-100, N-ANN-80, N-ANN-80C, N-ANN-80-W, N-ANN-I/O, N-ANN-LED, N-ANN-LED-R, N-ANN-RLED, N-ANN-RLED-R, N-ANN-RLY, N-ANN-S/PG, RLD, RZA-5F
b30416e5-561e-4b17-8b58-8179ae76d4fe | NFPA 170 SPEAKER STROBE CEILING |  |  | North | Siemens |  | Speaker/Strobe |  |  |  | Module | TRUE | SL2SPSCW-F | S54329-F165-A1++ | Speaker-Strobe, Ceiling, Clear, White, Fire | 1 | [7 empty] | TRUE |  |  |  |  | #FF0070C0 | FA-NFPA 170 SPEAKER STROBE CEILING | 1 | FALSE | FALSE | FALSE | 2023 | [16 empty] | C |  |  | DESKTOP-7EIEB7A\acont | 2023-08-03 08:10 | THOR\acont | 2024-09-08 17:27 | Cloned from Siemens SL2SPSWW-F | [Siemens] [AUDIO 70.7v] [70V AUDIO] SL2SPSCR-A (C), SL2SPSCR-AL (C), SL2SPSCR-ALA (C), SL2SPSCR-F (C), SL2SPSCR-FB (C), SL2SPSCR-N (C), SL2SPSCR-NA (C), SL2SPSCW-A (C), SL2SPSCW-AL (C), SL2SPSCW-ALA (C), SL2SPSCW-F (C), SL2SPSCW-FB (C), SL2SPSCW-N (C), S [Siemens] [AUDIO 25v] [25V AUDIO] SL2SPSCR-A (C), SL2SPSCR-AL (C), SL2SPSCR-ALA (C), SL2SPSCR-F (C), SL2SPSCR-FB (C), SL2SPSCR-N (C), SL2SPSCR-NA (C), SL2SPSCW-A (C), SL2SPSCW-AL (C), SL2SPSCW-ALA (C), SL2SPSCW-F (C), SL2SPSCW-FB (C), SL2SPSCW-N (C), SL2 [Siemens] [NAC] [24 VDC] SL2SPSCW-F (C), SLSCR-AL (C), SLSCR-ALA (C), SLSCR-F (C), SLSCR-FB (C), SLSCR-N (C), SLSCR-NA (C), SLSCW-A (C), SLSCW-AL (C), SLSCW-ALA (C), SLSCW-F (C), SLSCW-FB (C), SLSCW-N (C), SLSCW-NA (C), SLSPSCR-A (C), SLSPSCR-AL (C), SLS [Siemens] [NAC] [16.0 – 33.0 VDC] SL2SCR-A (C), SL2SCR-AL (C), SL2SCR-ALA (C), SL2SCR-ALB (C), SL2SCR-F (C), SL2SCR-FB (C), SL2SCR-N (C), SL2SCR-NA (C), SL2SCR-NB (C), SL2SCW-A (C), SL2SCW-AL (C), SL2SCW-ALA (C), SL2SCW-ALB (C), SL2SCW-EV (C), SL2SCW-F ( [Siemens] [AUDIO 70.7v] [70V AUDIO] SL2SPSCW-F (C), SLSPCR-A (C), SLSPCR-AL (C), SLSPCR-F (C), SLSPCR-N (C), SLSPCW-A (C), SLSPCW-AL (C), SLSPCW-F (C), SLSPCW-N (C), SLSPSCR-A (C), SLSPSCR-AL (C), SLSPSCR-ALA (C), SLSPSCR-F (C), SLSPSCR-N (C), SLSPSCR-NA [Siemens] [AUDIO 25v] [25V AUDIO] SL2SPSCW-F (C), SLSPCR-A (C), SLSPCR-AL (C), SLSPCR-F (C), SLSPCR-N (C), SLSPCW-A (C), SLSPCW-AL (C), SLSPCW-F (C), SLSPCW-N (C), SLSPSCR-A (C), SLSPSCR-AL (C), SLSPSCR-ALA (C), SLSPSCR-F (C), SLSPSCR-N (C), SLSPSCR-NA (
aaf4723c-79de-4042-87bb-817d29056242 |  |  |  | North | MIRCOM | [5 empty] | Module | TRUE | CCH-5008-ANNUNKIT | new | Annunciator Mounting Kit for BB-5008 | 1 | [12 empty] | #FFFFFFFF |  |  | FALSE | FALSE | FALSE | [20 empty] | THOR\acont | 2024-02-24 16:13 | THOR\acont | 2024-10-09 10:48
fbb1b9dd-8f7a-4b7d-ad74-818332eedef3 |  |  |  | North | Edwards |  | Hardware |  |  |  | Hardware | TRUE | EVCOLOR |  | Mult-color silk screen graphic | 1 | [6 empty] | FALSE | [5 empty] | #FFFFFFFF |  |  | FALSE | FALSE | FALSE | [14 empty] | FALSE | [7 empty] | THOR\acont | 2024-10-09 10:48
0bc85b3d-81de-4ace-97f1-818443db2d4a |  |  |  | North | Autocall |  | Cards & Components |  |  |  | Card | TRUE | A100-6080 | + | DACT, Point or Event Reporting | 1 | 0.03 | 0.04 |  |  |  |  | TRUE | [5 empty] | #FFFFFFFF |  |  | FALSE | FALSE | FALSE | [20 empty] | DESKTOP-0D6CQVA\lousc | 2019-07-06 14:05 | THOR\acont | 2024-10-09 10:48 | Cloned from AutoCall A100-6052 | [Autocall, Simplex] [DACT] 01 [ALL DEVICES ++] 4100-6080, A100-6080 | [Autocall, Simplex] 4100-6080, A100-6080
8df074fa-556f-45c2-acd6-819a7c8fc8dc | NFPA 170 ADDRESSABLE INPUT MONITOR MODULE |  |  | North | Secutron |  | Addressable Module |  |  |  | Module | TRUE | MRI-M500DM | ++ | Dual Input Monitor Module | 2 | 0.00075 | 0.00097 |  |  |  |  | FALSE | FALSE |  |  | 4.25"W x 4.65"H x 1.1"D |  | #FFFF0000 | FA-NFPA 170 ADDRESSABLE INPUT MONITOR MODULE | 1 | FALSE | FALSE | FALSE | 1000 | [13 empty] | FALSE |  |  | 2 |  |  | DESKTOP-7EIEB7A\acont | 2023-06-24 20:09 | THOR\acont | 2024-09-08 17:27 | Cloned from Firelite MDF-300 | [Secutron] [SLC MODULES] [*] [#3 TYPE ADDR ¦ MODULES] MRI-501MA, MRI-M500DM, MRI-M500M, MRI-M500R, MRI-M500S, MRI-M501M, MRI-M502M, MRM-800MP, MRM-802MP, MRM-810MPU, MRM-822MP [Secutron] [SLC MODULES SENSORS] [*] [#1 SHARED ADDR ¦ MODULES] MRI-501MA, MRI-M500DM, MRI-M500M, MRI-M500R, MRI-M500S, MRI-M501M, MRI-M502M, MRM-800MP, MRM-802MP, MRM-810MPU, MRM-822MP | [Secutron] MRI-M500DM
bd141d7d-c857-4947-9e8a-81a3975c6be6 |  |  |  | North | Autocall |  | Hardware |  |  |  | Hardware | TRUE | A100-8802 |  | Programming Software (select) | 1 | 0 | 0 |  |  |  |  | TRUE | [5 empty] | #FFFFFFFF |  |  | FALSE | FALSE | FALSE | [20 empty] | DESKTOP-0D6CQVA\lousc | 2019-07-06 15:15 | THOR\acont | 2024-10-09 10:48 | Cloned from AutoCall A100-0634
c8d62e7a-c674-42ca-9be6-81a6155c3154 |  |  |  | North | NAPCO |  | Cards & Components |  |  |  | Card | TRUE | GEMC-12V2APS-CF Main Board | + | Assembly Main Board | 1 | [6 empty] | TRUE | [5 empty] | #FFFFFFFF |  |  | FALSE | FALSE | FALSE | [20 empty] | DESKTOP-7SAL8M7\acont | 2020-02-11 10:31 | THOR\acont | 2024-10-09 10:48 | Cloned from NAPCO GEMC-12V2APS-CF | [NAPCO] [FIRE BUS NAPCO] [*] GEMC-12V2APS-CF Main Board, GEMC-EZM8, GEMC-FK1, GEMC-FPRINT, GEMC-NAC6 Main Board, GEMC-OUT8, GEMC-REVC, GEMC-RM3008 [NAPCO] [VAC ] FL-255FACP Main Board, FL-32FACP Main Board, FL-FACP-LTE Main Board, FL-X2-32 Main Board, GEM-ACM1D Main Board, GEMC-128MB, GEMC-12V2APS-CF Main Board, GEMC-12V2APS-R Main Board, GEMC-255MB, GEMC-32MB, GEMC-96MB, GEMC-NAC6 Main Board, GEMC
6294703a-08f3-4c8b-9eb5-81a7019cd87e | NFPA 170 HEAT DETECTOR |  |  | North | Simplex |  | Heat Detector |  |  |  | Module | TRUE | 4098-9612E w/4098-9684E | + | Electronic Heat Detector 2-Wire 135° F (57° C) with remote LED, High Humidity | 1 | 0.0001 | 0.086 |  |  |  |  | TRUE | TRUE |  |  |  |  | #FFFF0000 | FA-NFPA 170 HEAT DETECTOR | 1 | FALSE | FALSE | FALSE | 1403 | [16 empty] | 135 |  |  | THOR\acont | 2024-02-22 15:26 | THOR\acont | 2024-09-08 17:27 | Cloned from Simplex 4098-9612E w/4098-9682E | [Autocall, Simplex] [IDC] 02 [*] 4090-9008, 4098-9612E w/4098-9683E (C), 4098-9612E w/4098-9684E (C), 4098-9612E w/4098-9788E (C), 4098-9613E w/4098-9683E (C), 4098-9613E w/4098-9684E (C), 4098-9613E w/4098-9788E (C), 4098-9614E w/4098-9683E (C), 4098-96 | [Autocall, Simplex] 4098-9612 w/4098-9682, 4098-9612E w/4098-9682E, 4098-9612E w/4098-9683E, 4098-9612E w/4098-9684E, 4098-9612E w/4098-9788E, 4098-9613 w/4098-9682, 4098-9613E w/4098-9682E, 4098-9613E w/4098-9683E, 4098-9613E w/4098-9684E, 4098-9613E w/4
6f0fa7e1-9559-4c00-9a80-81ada1ebf8c5 |  |  |  | North | Firelite |  | Cards & Components |  |  |  | Card | TRUE | PWRMOD24 | ++ | Power Expander Module | 1 | 0.007 | 0.008 | 3 |  |  |  | TRUE | [5 empty] | #FFFFFFFF |  |  | FALSE | FALSE | FALSE | [12 empty] | 3 |  | FALSE | [5 empty] | DESKTOP-7EIEB7A\acont | 2021-04-08 10:57 | THOR\acont | 2024-10-09 10:48 | Cloned from Notifier PWRMOD24
464b65b3-97c4-4d9d-bd0e-81b50f14c341 |  |  |  | North | Edwards |  | Hardware |  |  |  | Hardware | TRUE | 74LV006661 |  | 6 Fiber Multi-Mode OFNR | 1 | [6 empty] | FALSE | [5 empty] | #FFFFFFFF |  |  | FALSE | FALSE | FALSE | [14 empty] | FALSE | [7 empty] | THOR\acont | 2024-10-09 10:48
a5bce805-9f5b-4d0f-8306-81b9477053cc | NFPA 170 SMOKE HEAT DETECTOR |  |  | North | Honeywell |  | Smoke/Heat Detector |  |  |  | Module | TRUE | 4192SDT |  | Photoelectric Smoke Detector w/Heat | 1 | [6 empty] | FALSE | TRUE |  |  |  |  | #FFFF0000 | FA-NFPA 170 SMOKE HEAT DETECTOR | 1 | FALSE | FALSE | FALSE | 1411 | [13 empty] | FALSE | [5 empty] | AULAPTOP-PC\Aulaptop | 2018-09-03 05:46 | THOR\acont | 2024-09-08 17:27 | 20191121 AC Detector without base
91c2c291-1a6e-4a1a-8d14-81b98fdda30b | NFPA 170 STROBE CEILING |  |  | North | Kidde |  | Strobe |  |  |  | Module | TRUE | EGCVHWF |  | Strobe, running man, white, FIRE, high cd | 1 | [6 empty] | FALSE | TRUE |  |  |  |  | #FF0070C0 | FA-NFPA 170 STROBE CEILING | 1 | FALSE | FALSE | FALSE | 2022 | [13 empty] | FALSE |  |  | C |  |  | XPS-17-9710\August | 2024-10-18 14:34 |  |  | Cloned from Edwards GCVHWF | [Edwards, Kidde] [NAC] [24 FWR] EGCSVHRF (C), EGCSVHRF-FR (C), EGCSVHRF-SP (C), EGCSVHRN (C), EGCSVHWA (C), EGCSVHWF (C), EGCSVHWF-FR (C), EGCSVHWF-SP (C), EGCSVHWN (C), EGCVHRF (C), EGCVHRF-FR (C), EGCVHRF-SP (C), EGCVHRN (C), EGCVHWA (C), [Edwards, Kidde] [NAC] [24 VDC] EGCSVHRF (C), EGCSVHRF-FR (C), EGCSVHRF-SP (C), EGCSVHRN (C), EGCSVHWA (C), EGCSVHWF (C), EGCSVHWF-FR (C), EGCSVHWF-SP (C), EGCSVHWN (C), EGCVHRF (C), EGCVHRF-FR (C), EGCVHRF-SP (C), EGCVHRN (C), EGCVHWA (C),
74c2fdd1-af03-47b3-a9a9-81bda8e45ab4 |  |  |  | North | Edwards |  | Hardware |  |  |  | Hardware | TRUE | QSC-12-G-2E-BR |  | OBSOLETE - FAP w/ 12 Option Card Spaces, Gray, EN-54, British, 230V | 1 | [6 empty] | FALSE | [5 empty] | #FFFFFFFF |  |  | FALSE | FALSE | FALSE | [14 empty] | FALSE | [7 empty] | THOR\acont | 2024-10-09 10:48
a106ae45-8d13-491e-b7c0-81c0d583a32b | NFPA 170 FIRE ALARM CONTROL UNIT | RISER FACU |  | North | Ampac |  | Fire Alarm Control Unit |  |  |  | Assembly | TRUE | 8651-0110 |  | FireFinderPLUS 1Loop 5A - SP1X Cabinet | 1 | [6 empty] | TRUE | [5 empty] | #FFFF0000 | FA-NFPA 170 FIRE ALARM CONTROL UNIT | 1 | FALSE | FALSE | [21 empty] | XPS-17-9710\August | 2024-11-06 04:56 | XPS-17-9710\August | 2024-11-06 05:10
a681177d-0479-4c7b-907a-81cd5ff5d414 |  |  |  | North | Monaco Enterprises |  | Cards & Components |  |  |  | Card | TRUE | 227-857-MN MAIN BOARD |  | 227-857-MN MAIN BOARD | 1 | [6 empty] | TRUE | [5 empty] | #FFFFFFFF |  |  | FALSE | FALSE | FALSE | [20 empty] | AULAPTOP-PC\Aulaptop | 2019-04-20 02:49 | THOR\acont | 2024-10-09 10:48 |  |  | [Monaco Enterprises] 227-857-MN MAIN BOARD
39e89619-7914-4a58-9916-81d50b05026b | NFPA 170 HEAT DETECTOR |  |  | North | Siemens |  | Heat Detector |  |  |  | Module | TRUE | FPT-11 w/ DB-11 | 500-095918 | FPT-11 THERMAL DETECTOR w/ BASE | 1 | 0.00075 | 0.00075 | [10 empty] | #FFFF0000 | FA-NFPA 170 HEAT DETECTOR | 1 | FALSE | FALSE | FALSE | [20 empty] | DESKTOP-QGO6JOK\acont | 2021-08-04 10:18 | THOR\acont | 2024-09-08 17:27 | Cloned from Siemens FPT-11 | [Siemens] [SLC MODULES SENSORS] [*] [#2 SHARED ADDR ¦ SENSORS] FDBZ492 w/OP921 (C), FDBZ492-HR w/FDO421 (C), FDBZ492-HR w/OP921 (C), FDO421 (C), FDO421 w/DB-11 BASE (C), FDOT421 w/DB-11 BASE (C), FDOT421 w/DB2-HR BASE (C), FDT421 w/DB-11 BASE, FP-11 w/DB
aa9d961e-84e7-48c0-a7fb-81d7654a8ce1 |  |  |  | North | Bosch | [5 empty] | Module | TRUE | D263 | * | Smoke detector, 2-wire 0000166895 | 1 | [12 empty] | #FFFFFFFF |  |  | FALSE | FALSE | FALSE | [20 empty] | DESKTOP-7EIEB7A\acont | 2021-08-13 06:25 | THOR\acont | 2024-10-09 10:48
10b7a3b0-2a7c-4a9c-b234-81d7ef4de9da |  |  |  | North | Bosch | [5 empty] | Module | TRUE | GB6-24 | * | ALARM BELL 24V 6IN RED 0000072661 | 1 | [12 empty] | #FFFFFFFF |  |  | FALSE | FALSE | FALSE | [20 empty] | DESKTOP-7EIEB7A\acont | 2021-08-13 06:25 | THOR\acont | 2024-10-09 10:48
44863fae-d4d3-42b5-bd48-81db456fa961 | NFPA 170 HEAT DETECTOR |  |  | North | MIRCOM |  | Heat Detector |  |  |  | Module | TRUE | TD 200 | ++ | Fixed Temperature 200°F (94°C) self restoring heat detector | 1 | [6 empty] | TRUE | TRUE |  |  |  |  | #FFFF0000 | FA-NFPA 170 HEAT DETECTOR | 1 | FALSE | FALSE | FALSE | 1408 | [16 empty] | 200°F |  |  | DESKTOP-7EIEB7A\acont | 2023-08-04 15:07 | THOR\acont | 2024-09-08 17:27 | Cloned from MIRCOM TD 135 | [MIRCOM] [IDC] 05 [*] [IDC 2-WIRE ++] SD-100-2WP (C), SD-100-2WT-6K (C), TD 135 (C), TD 200 (C)
df7c1458-a270-47e5-9bfa-81de65c161ac | NFPA 170 FIRE SUPPRESSION CONTROL UNIT |  |  | East | Generic |  | Fire Suppression Control Panel |  |  |  | Module | TRUE | Fire Suppression Control Unit (FSCU) | ++ | Control Unit w/Alarm, Trouble and Supervisory Contacts | 1 | [6 empty] | FALSE | FALSE | PROVIDED BY SPRINKLER CONTRACTOR |  | PROVIDED BY OTHERS |  | #FFFF0000 | FA-NFPA 170 FIRE SUPPRESSION CONTROL UNIT | 1 | FALSE | FALSE | FALSE | [14 empty] | FALSE | [5 empty] | DESKTOP-7EIEB7A\acont | 2022-11-14 10:55 | THOR\acont | 2024-09-08 17:27 | Cloned from Generic CONTACT DEVICE | [Generic] [IDC] [#2 TROUBLE] Fire Suppression Control Unit (FSCU) [Det-Tronics, Generic, Macurco, N/A, STI] [IDC] 01 30-3013, AIR PRESSURE SWITCH, AIR PRESSURE SWITCH HIGH/LOW, BACKFLOW VALVE, CM-12, CONTACT DEVICE, DUCT DETECTOR (C), Fire Suppression Control Unit (FSCU), FURNISHED BY OTHERS, FURNISHED BY OTHERS, FURNI [Generic] [IDC] [#1 ALARM] Fire Suppression Control Unit (FSCU) [Generic] [IDC] [#3 SUPERVISORY] Fire Suppression Control Unit (FSCU)
c09b8984-3f01-4171-8d79-81e46d587e74 |  |  |  | North | Edwards |  | Hardware |  |  |  | Hardware | TRUE | 2-CORPL |  | OBSOLETE - Replacement CO Sensor | 1 | [6 empty] | FALSE | [5 empty] | #FFFFFFFF |  |  | FALSE | FALSE | FALSE | [14 empty] | FALSE | [7 empty] | THOR\acont | 2024-10-09 10:48
0612a9e2-d250-44ad-9b2e-81e53fa7aab1 |  |  |  | North | Edwards |  | Hardware |  |  |  | Hardware | TRUE | CM10923 |  | In-line Sampling Point Adaptor - ABS, 3/4" to 3/8” quick connect | 1 | [6 empty] | FALSE | [5 empty] | #FFFFFFFF |  |  | FALSE | FALSE | FALSE | [14 empty] | FALSE | [7 empty] | THOR\acont | 2024-10-09 10:48
5bb05d20-6516-426c-b9a0-81e6d95476ee | NFPA 170 DUCT SMOKE DETECTOR |  |  | North | Monaco Enterprises |  | Duct Smoke Detector |  |  |  | Module | TRUE | 723-368-00 | + | DETECTOR,SYSTEM:DUCT,PHOTOELECTRIC,24VDC,FLEX,4-WIRE | 1 | 0.021 | 0.065 |  |  |  |  | FALSE | TRUE |  |  |  |  | #FFFF0000 | FA-NFPA 170 DUCT SMOKE DETECTOR | 1 | FALSE | FALSE | FALSE | 1400 | [13 empty] | FALSE | [5 empty] | DESKTOP-7SAL8M7\acont | 2020-02-23 09:53 | THOR\acont | 2024-09-08 17:27 | Cloned from System Sensor D4120 | [Monaco Enterprises, System Sensor] [AUX POWER] [*] 723-002-00 w/B110RLP (C), 723-002-00 w/B112LP (C), 723-003-00 w/B110RLP (C), 723-003-00 w/B112LP (C), 723-367-00 (C), 723-368-00 (C), 723-508-00 (C), 723-508-01 (C), COSMO-4W (C), COSMOD2W, COSMOD4W [Monaco Enterprises, System Sensor] [IDC] 01 723-002-00 w/B110RLP (C), 723-002-00 w/B112LP (C), 723-002-00 w/B114LP (C), 723-003-00 w/B110RLP (C), 723-003-00 w/B112LP (C), 723-003-00 w/B114LP (C), 723-367-00 (C), 723-368-00 (C), 723-508-00 (C), 723-508-0 | [Farenhyt, MIRCOM, Monaco Enterprises, Silent Knight, System Sensor] 723-367-00, 723-368-00, D2, D4120, D4120W, DH100ACDCI, DH100ACDCLP, DH100P, DNR w/IDP-PHOTO-R-W, DNR w/SK-PHOTO-R-W, DNRW w/IDP-PHOTO-R-W, DNRW w/SK-PHOTO-R-W, IDP-DUCT-W w/IDP-PHOTO-R-W
6460050a-4b38-4fdf-93c7-81e726253554 |  |  |  | North | NAPCO |  | Cards & Components |  |  |  | Card | TRUE | 1 Zones Used | ++ | Current added for 1 zone | 1 | 0.003 | 0.024 |  |  | 24 |  | TRUE | [5 empty] | #FFFFFFFF |  |  | FALSE | FALSE | FALSE | [20 empty] | THOR\acont | 2023-11-16 12:47 | THOR\acont | 2024-10-09 10:48 | Cloned from NAPCO 8 Zones Used
b27798a6-059d-435a-b117-81f120e05ce5 | NFPA 170 MANUAL PULL |  |  | North | Firelite |  | Manual Station |  |  |  | Module | TRUE | BG-12LX | + | Addressable manual pull station with interface module mounted inside | 1 | 0.000375 | 0.005 |  |  |  |  | FALSE | FALSE |  |  |  |  | #FFFF0000 | FA-NFPA 170 MANUAL PULL | 1 | FALSE | FALSE | FALSE | 957 | [13 empty] | FALSE | [7 empty] | THOR\acont | 2024-09-08 17:27 |  | [Firelite] [SLC MODULES SENSORS] [*] [#1 SHARED ADDR ¦ MODULES] BG-12LX, BG-12LXSP, CDRM-300, CMF-300, CMF-300-6, CRF-300, CRF-300-6, MDF-300, MMF-300, MMF-300-10, MMF-301, MMF-302, MMF-302-6, WAV-CRL, WAV-CWL, WAV-RL, WAV-WL, W-BG12LX, W-CRF, W-DIS-D, W [Firelite] [SLC MODULES] [*] [#3 TYPE ADDR ¦ MODULES] BG-12LX, BG-12LXSP, CDRM-300, CMF-300, CMF-300-6, CRF-300, CRF-300-6, MDF-300, MMF-300, MMF-300-10, MMF-301, MMF-302, MMF-302-6, WAV-CRL, WAV-CWL, WAV-RL, WAV-WL, W-BG12LX, W-CRF, W-GATE, W-MMF, W-SYN
987c6dc7-1bfe-4c55-9e40-81f13f9a0512 | NFPA 170 HEAT DETECTOR |  |  | North | Simplex |  | Heat Detector |  |  |  | Module | TRUE | 4098-9733 w/4098-9793 | + | TrueAlarm Heat Detector w/TrueAlarm Sensor Isolator Base | 1 | 0.0008 | 0.001 |  |  |  |  | TRUE | TRUE |  |  |  |  | #FFFF0000 | FA-NFPA 170 HEAT DETECTOR | 1 | FALSE | FALSE | FALSE | 1403 | [19 empty] | DESKTOP-7EIEB7A\acont | 2022-02-15 11:20 | THOR\acont | 2024-09-08 17:27 | Cloned from Autocall A4098-9733 w/A4098-9793 | [Autocall, Simplex] [IDNet] [SENSORS ++] 4098-9714 (C), 4098-9714 w/4098-9770 (C), 4098-9714 w/4098-9771 (C), 4098-9714 w/4098-9772 (C), 4098-9714 w/4098-9773 (C), 4098-9714 w/4098-9780 (C), 4098-9714 w/4098-9789 (C), 4098-9714 w/4098-9791 (C), 4098-9714
3e920a59-0725-4556-bcb4-81f229e3310d |  |  |  | North | Siemens |  | Cards & Components |  |  |  | Card | TRUE | Connect X300 | ++ | Cloud Gateway | 1 | 0.259 | 0.259 |  |  |  |  | TRUE | [5 empty] | #FFFFFFFF |  |  | FALSE | FALSE | FALSE | [20 empty] | DESKTOP-7EIEB7A\acont | 2022-09-12 10:10 | THOR\acont | 2024-10-09 10:48 | Cloned from Siemens FCA2016-U1 |  | [Siemens] Connect X300, FCA2016-U1 [Siemens] Connect X300, FCA2016-U1
65c84c34-502c-4897-8601-81f35a8a97a5 |  |  |  | North | Gamewell FCI |  | Hardware |  |  |  | Hardware | TRUE | E3-INCC-CPLATE | ++ | Command Center module mounting plate, “C” Size | 1 | [6 empty] | TRUE | [5 empty] | #FFFFFFFF |  |  | FALSE | FALSE | FALSE | [20 empty] | DESKTOP-7EIEB7A\acont | 2022-08-29 12:27 | THOR\acont | 2024-10-09 10:48 | Cloned from Gamewell FCI E3ID2-C
399cd31c-2510-4c0c-8ff4-81f60acfa18a | NFPA 170 SMOKE HEAT DETECTOR |  |  | North | Potter |  | Smoke/Heat Detector |  |  |  | Module | TRUE | PAD300-PHD w/PAD300-SB | ++ | Photoelectric Smoke/Heat Detector with 6" Base with One Form-C Relay Contact | 1 | 0.0006 | 0.0006 |  |  |  |  | FALSE | TRUE |  |  |  |  | #FFFF0000 | FA-NFPA 170 SMOKE HEAT DETECTOR | 1 | FALSE | FALSE | FALSE | 1411 | [13 empty] | FALSE |  |  | SB |  |  | DESKTOP-7EIEB7A\acont | 2023-01-20 07:02 | THOR\acont | 2024-09-08 17:27 | Cloned from Potter PAD200-PHD w/PAD100-SB | [Potter] [SLC PAD] [*] [#2 SHARED ADDR ¦ SENSORS] PAD100-CD w/PAD100-4DB, PAD100-CD w/PAD100-6DB, PAD100-CD w/PAD100-IB, PAD100-CD w/PAD100-LFSB, PAD100-CD w/PAD100-RB, PAD100-CD w/PAD100-SB, PAD100-CD w/PAD100-SPKB, PAD100-DUCT (C), PAD100-DUCTR (C), PA [Potter] [AUX POWER] PAD300-CD w/PAD300-SB, PAD300-HD w/PAD300-SB, PAD300-PCD w/PAD300-SB (C), PAD300-PCD w/PAD300-SB (Split) (C), PAD300-PD w/PAD300-SB (C), PAD300-PHD w/PAD300-SB (C), PAD300-PHD w/PAD300-SB (Split) (C)
a08693e9-9800-436d-9c9a-81f61ba9559a |  |  |  | North | Edwards |  | Cards & Components |  |  |  | Card | TRUE | FW-MOD |  | Modem for ACDB updates from this computer (UL) | 1 | [6 empty] | TRUE | [5 empty] | #FFFFFFFF |  |  | FALSE | FALSE | FALSE | [14 empty] | FALSE | [7 empty] | THOR\acont | 2024-10-09 10:48
13eb7e49-668c-49d8-a062-820019360b63 | NFPA 170 ADDRESSABLE INPUT MONITOR MODULE |  |  | North | Apollo |  | Addressable Module |  |  |  | Module | FALSE | 55000-765 | + | Mini Monitor Module | 1 | 0.0002 | 0.0036 |  |  |  |  | FALSE | TRUE |  |  |  |  | #FFFF0000 | FA-NFPA 170 ADDRESSABLE INPUT MONITOR MODULE | 1 | FALSE | FALSE | FALSE | 1408 | [13 empty] | FALSE |  |  | M |  |  | DESKTOP-7EIEB7A\acont | 2021-11-17 06:53 | THOR\acont | 2024-09-08 17:27 | Cloned from Apollo 56000-005 | [Apollo] [SLC APOLLO MODULES/SENSORS] [*] [#1] 45681-800 (C), 45681-805 (C), 55000-001 (C), 55000-002 (C), 55000-005 (C), 55000-006 (C), 55000-009 (C), 55000-010 (C), 55000-450 w/45681-210UL (C), 55000-450 w/45681-225APO (C), 55000-450 w/45681-250USA (C) [Advanced, Apollo] [SLC APOLLO MODULES SENSORS] [*] [#1 SHARED ADDR ¦ MODULES] 45681-800 (C), 45681-805 (C), 55000-001 (C), 55000-002 (C), 55000-005 (C), 55000-006 (C), 55000-009 (C), 55000-010 (C), 55000-765 (C), 55000-790ADV, 55000-805ADV, 55000-806ADV | [Apollo] 55000-765
0c03dc05-a046-4104-86bd-82027590ffba |  |  |  | North | Bosch | [5 empty] | Module | TRUE | MHW-WZ4G4-HEN4 | * | Z4G4 Workstation, P4000 GPU 0000156074 | 1 | [12 empty] | #FFFFFFFF |  |  | FALSE | FALSE | FALSE | [20 empty] | DESKTOP-7EIEB7A\acont | 2021-08-13 06:25 | THOR\acont | 2024-10-09 10:48
2cfddad9-f00d-475d-8c61-8207db0ec7ed | NFPA 170 SMOKE CO DETECTOR |  |  | North | Edwards |  | Smoke/CO Detector |  |  |  | Module | TRUE | SIGA-PCD w/SIGA-SB BASE | ++ | Photoelectric smoke and carbon monoxide life safety detector, | 1 | 5.1e-05 | 6.8e-05 |  |  |  |  | FALSE | TRUE |  |  |  |  | #FFFF0000 | FA-NFPA 170 SMOKE CO DETECTOR | 1 | FALSE | FALSE | FALSE | 1408 | [13 empty] | FALSE | [7 empty] | THOR\acont | 2024-10-08 16:47 | 20191121 AC Detector with base | [Edwards, Kidde] [SLC EST SENSORS] 01 [*] [EST3, iO1000] DS-HFS (C), DS-PS (C), FX-HD w/IB4U BASE, FX-HD w/RB4U BASE, FX-HD w/SB4U BASE, FX-HD w/SB4U-LF BASE, FX-HD wB4U BASE, FX-PD w/B4U BASE (C), FX-PD w/IB4U BASE (C), FX-PD w/SB4U BASE (C), FX-PD w/SB [Edwards, Kidde] [SLC EST MODULES SENSORS] [*] [#2 SHARED ADDR ¦ SENSORS] KI-DDOS (C), SIGA2-COS w/SIGA-AB4G BASE, SIGA2-COS w/SIGA-AB4G-LF BASE, SIGA2-COS w/SIGA-AB4GT BASE, SIGA2-COS w/SIGA-IB BASE, SIGA2-COS w/SIGA-RB BASE, SIGA2-COS w/SIGA-SB BASE, S [Edwards, Kidde] [SLC EST MODULES/SENSORS] 01 [*] [iO64] DS-HFS (C), DS-PS (C), FX-HD w/IB4U BASE, FX-HD w/RB4U BASE, FX-HD w/SB4U BASE, FX-HD w/SB4U-LF BASE, FX-HD wB4U BASE, FX-PD w/B4U BASE (C), FX-PD w/IB4U BASE (C), FX-PD w/SB4U BASE (C), FX-PD w/SB [Edwards, Kidde] [SLC EST SENSORS] [*] [#4 TYPE ADDR ¦ SENSORS] KI-DDOS (C), SIGA2-COS w/SIGA-AB4G BASE, SIGA2-COS w/SIGA-AB4G-LF BASE, SIGA2-COS w/SIGA-AB4GT BASE, SIGA2-COS w/SIGA-IB BASE, SIGA2-COS w/SIGA-RB BASE, SIGA2-COS w/SIGA-SB BASE, SIGA2-HCOS
6838973a-a807-465a-827c-820c5664c3b5 | NFPA 170 SMOKE DETECTOR |  |  | North | Edwards |  | Smoke Detector |  |  |  | Module | TRUE | SIGA2-PS w/SIGA-IB BASE | ++ | Photoelectric Smoke Detector | 1 | 4.5e-05 | 4.5e-05 |  |  |  |  | FALSE | TRUE |  |  |  |  | #FFFF0000 | FA-NFPA 170 SMOKE DETECTOR | 1 | FALSE | FALSE | FALSE | 1408 | [13 empty] | FALSE | [7 empty] | THOR\acont | 2024-10-08 16:33 | 20191121 AC Detector with base | [Edwards, Kidde] [SLC EST SENSORS] 01 [*] [EST3, iO1000] DS-HFS (C), DS-PS (C), FX-HD w/IB4U BASE, FX-HD w/RB4U BASE, FX-HD w/SB4U BASE, FX-HD w/SB4U-LF BASE, FX-HD wB4U BASE, FX-PD w/B4U BASE (C), FX-PD w/IB4U BASE (C), FX-PD w/SB4U BASE (C), FX-PD w/SB [Edwards, Kidde] [SLC EST MODULES/SENSORS] 01 [*] [iO64] DS-HFS (C), DS-PS (C), FX-HD w/IB4U BASE, FX-HD w/RB4U BASE, FX-HD w/SB4U BASE, FX-HD w/SB4U-LF BASE, FX-HD wB4U BASE, FX-PD w/B4U BASE (C), FX-PD w/IB4U BASE (C), FX-PD w/SB4U BASE (C), FX-PD w/SB [Edwards, Kidde] [SLC EST SENSORS] [*] [#4 TYPE ADDR ¦ SENSORS] KI-DDOS (C), SIGA2-COS w/SIGA-AB4G BASE, SIGA2-COS w/SIGA-AB4G-LF BASE, SIGA2-COS w/SIGA-AB4GT BASE, SIGA2-COS w/SIGA-IB BASE, SIGA2-COS w/SIGA-RB BASE, SIGA2-COS w/SIGA-SB BASE, SIGA2-HCOS [Edwards, Kidde] [SLC EST MODULES SENSORS] [*] [#2 SHARED ADDR ¦ SENSORS] KI-DDOS (C), SIGA2-COS w/SIGA-AB4G BASE, SIGA2-COS w/SIGA-AB4G-LF BASE, SIGA2-COS w/SIGA-AB4GT BASE, SIGA2-COS w/SIGA-IB BASE, SIGA2-COS w/SIGA-RB BASE, SIGA2-COS w/SIGA-SB BASE, S
a93869fc-42a3-4407-8ef6-820e8704acbc | NFPA 170 SMOKE DETECTOR |  |  | North | Monaco Enterprises |  | Smoke Detector |  |  |  | Module | TRUE | 723-508-01 | + | DETECTOR,SYSTEM:PHOTOELECTRIC,135F THERMAL,12/24VDC,WITH 4-WIRE BASE | 1 | 0.0001 | 0.023 |  |  |  |  | TRUE | TRUE |  |  |  |  | #FFFF0000 | FA-NFPA 170 SMOKE DETECTOR | 1 | FALSE | FALSE | FALSE | 1408 | [16 empty] | 135° |  |  | DESKTOP-7SAL8M7\acont | 2020-02-23 09:24 | THOR\acont | 2024-09-08 17:27 | Cloned from System Sensor 4WT-B | [Monaco Enterprises, System Sensor] [AUX POWER] [*] 723-002-00 w/B110RLP (C), 723-002-00 w/B112LP (C), 723-003-00 w/B110RLP (C), 723-003-00 w/B112LP (C), 723-367-00 (C), 723-368-00 (C), 723-508-00 (C), 723-508-01 (C), COSMO-4W (C), COSMOD2W, COSMOD4W [Monaco Enterprises, System Sensor] [IDC] 01 723-002-00 w/B110RLP (C), 723-002-00 w/B112LP (C), 723-002-00 w/B114LP (C), 723-003-00 w/B110RLP (C), 723-003-00 w/B112LP (C), 723-003-00 w/B114LP (C), 723-367-00 (C), 723-368-00 (C), 723-508-00 (C), 723-508-0
db26454f-968c-499a-a54a-820fb6fac6ab | NFPA 170 REMOTE TEST SWITCH |  |  | North | System Sensor |  | REMOTE TEST SWITCH |  |  |  | Module | TRUE | RTS151KEY | ++ | Remote Test Station W/ Switch, Alarm & Power LEDs, Key Reset | 1 | 0 | 0.012 |  |  |  |  | FALSE | [5 empty] | #FFFF0000 | FA-NFPA 170 REMOTE TEST SWITCH | 1 | FALSE | FALSE | FALSE | 914 | [13 empty] | FALSE | [7 empty] | THOR\acont | 2024-09-08 17:27 |  | [System Sensor] [RTS] [*] APA451, RTS151, RTS151KEY, RTS2, RTS2 w/STROBE
bf9ac2e8-acf7-423a-9338-8210d9b14669 | NFPA 170 MANUAL PULL |  |  | North | Edwards |  | Manual Station |  |  |  | Module | TRUE | 278B-2110 |  | Pull Stat, dble act, 2 stage, lex, tool, term | 1 | [6 empty] | FALSE | [5 empty] | #FFFF0000 | FA-NFPA 170 MANUAL PULL | 1 | FALSE | FALSE | FALSE | 957 | [13 empty] | FALSE | [7 empty] | THOR\acont | 2024-09-08 17:27 |  | [Edwards, Kidde, Monaco Enterprises] [IDC] 01 1534-1, 200-GAOF, 270A-DPO, 270A-SPO, 270-DOC, 270-DOC-B, 270-DOC-F, 270-DPO, 270-GAO, 270-GAOB, 270-GAO-DOC, 270-GAO-DOCF, 270P-DPO, 270P-SPO, 270-SPO, 270-SPOW, 270-SPOWB, 270-SPOWF, 271-KR1/SR/GS, 276A-REL
8653e080-1703-45e8-9b3d-82121123d775 | NFPA 170 PRESSURE SWITCH |  |  | North | Potter |  | Pressure Switch |  |  |  | Module | TRUE | PS10 Series | + | Pressure Type Waterflow Switch | 1 | [6 empty] | FALSE | [5 empty] | #FFFF0000 | FA-NFPA 170 PRESSURE SWITCH | 1 | FALSE | FALSE | FALSE |  |  |  | 7770-0328:0001 | [10 empty] | FALSE | [7 empty] | THOR\acont | 2024-09-08 17:27 |  | [Farenhyt, Generic, N/A, Notifier, Potter, Silent Knight] [AUX POWER] [BELL POWER ++] FURNISHED BY OTHERS, PS10 Series, PS10-EX, VSG, VSR Series, VSR-10, VSR-AT, VSR-C, VSR-CF, VSR-FE-2, VSR-FEX Series, VSR-S Series, VSR-SF, VSR-SFG, VSR-SFT, VSR-SG, VSR [Potter] [IDC] 01 OSYSU Series, OSYSU-CRH, OSYSU-EX, OSYSU-EX-O, PCVS Series, PCVS-CRH, PIVS-U-EX, PIVSU-EX-O, PS10 Series, PS10-EX, PS15, PS25, PS40 Series, PS40-EX, RBVS, VSG, VSR Series, VSR-10, VSR-AT, VSR-C, VSR-CF, VSR-FE-2, VSR-FEX Series, VSR-S S
d31ef9d2-8037-48e2-9861-8217db91c2d5 | NFPA 170 BATTERY CABINET |  |  | North | Notifier |  | Enclosure |  |  |  | Assembly | TRUE | BB-100 |  | Battery Box | 1 | [12 empty] | #FFFF0000 | FA-NFPA 170 BATTERY CABINET | 1 | FALSE | FALSE | FALSE | 3000 | [19 empty] | THOR\acont | 2024-02-15 08:52 | THOR\acont | 2024-09-08 17:27 | Cloned from Firelite BB-17
6a901477-a1c4-40d3-b389-821b493078b3 | NFPA 170 MANUAL PULL |  |  | North | Edwards |  | Manual Station |  |  |  | Module | TRUE | MPSR2-S45W-GE |  | Wpf, Double Action Station, SPST, Cat 45 key reset | 1 | [6 empty] | FALSE | [5 empty] | #FFFF0000 | FA-NFPA 170 MANUAL PULL | 1 | FALSE | FALSE | FALSE | 957 | [13 empty] | FALSE |  |  | WP |  |  |  |  | THOR\acont | 2024-09-08 17:27 |  | [Edwards, Kidde, Monaco Enterprises] [IDC] 01 1534-1, 200-GAOF, 270A-DPO, 270A-SPO, 270-DOC, 270-DOC-B, 270-DOC-F, 270-DPO, 270-GAO, 270-GAOB, 270-GAO-DOC, 270-GAO-DOCF, 270P-DPO, 270P-SPO, 270-SPO, 270-SPOW, 270-SPOWB, 270-SPOWF, 271-KR1/SR/GS, 276A-REL
49326aea-32e5-4052-9f38-821bb4a8bd0c | NFPA 170 SPEAKER STROBE CEILING |  |  | North | Edwards |  | Speaker/Strobe |  |  |  | Module | TRUE | 965-7A-8SW |  | 15/75cd Strobe, 8" Square Cone, 70V .5, 1, 2, 4w | 1 | [6 empty] | FALSE | TRUE |  |  |  |  | #FF0070C0 | FA-NFPA 170 SPEAKER STROBE CEILING | 1 | FALSE | FALSE | FALSE | 2020 | [13 empty] | FALSE |  |  | C |  |  |  |  | THOR\acont | 2024-09-08 17:27
573d3da4-d9fb-4a14-b492-821cf225c506 |  |  |  | North | Monaco Enterprises |  | Cards & Components |  |  |  | Card | TRUE | 227-968-xx MAIN BOARD |  |  | 1 | [6 empty] | TRUE | [5 empty] | #FFFFFFFF |  |  | FALSE | FALSE | FALSE | [20 empty] | AULAPTOP-PC\Aulaptop | 2019-04-20 03:50 | THOR\acont | 2024-10-09 10:48 |  |  | [Monaco Enterprises] 227-968-xx MAIN BOARD
a89d35db-ba1f-41e4-b225-822243c0b36d | NFPA 170 FIRE ALARM CONTROL UNIT | RISER FACP |  | North | NAPCO |  | Fire Alarm Control Unit |  |  |  | Assembly | TRUE | FL-FACP-LTEVS | ++ | Firewolf 8 Zone 24V Conventional Commercial Fire Alarm Control Panel with onboard StarLink Fire® Sole Path, Verizon LTE Cellular Alarm Communicator and integral menu-Driven LCD annunciator | 1 | [6 empty] | TRUE |  |  |  | 16”x 14.25” x 5.2” |  | #FFFF0000 | FA-NFPA 170 FIRE ALARM CONTROL UNIT | 1 | FALSE | FALSE | FALSE | 202 | [8 empty] | 7,12,16 | 2 | 16 |  |  | TRUE | [5 empty] | ALIENWIN10\AugWin7 | 2019-07-01 11:49 | THOR\acont | 2024-09-08 17:27
b4b8695c-5318-4ea3-88fa-822ae1e50122 | CADGEN STI STOPPER |  |  | North | STI |  | Accessories |  |  |  | Module | TRUE | STI-1210A |  | Horn/Strobe Damage Stopper - Cover and encl. back box, 4” deep, weather resistant | 1 | [6 empty] | FALSE | [5 empty] | #FFFF0000 | FA-CADGEN STI STOPPER | 1 | FALSE | FALSE | FALSE | [14 empty] | FALSE | [5 empty] | DESKTOP-7EIEB7A\acont | 2022-08-01 08:06 | THOR\acont | 2024-09-08 17:27 | Cloned from Edwards STI-1200
28b02db6-5397-4ee3-8953-822c43e91855 |  |  |  | North | Bosch | [5 empty] | Module | TRUE | MBV-XCHAN-90 | * | LICENSE When using 61F8, requires one license for EACH camera/decoder | 1 | [12 empty] | #FFFFFFFF |  |  | FALSE | FALSE | FALSE | [20 empty] | DESKTOP-7EIEB7A\acont | 2021-08-13 06:25 | THOR\acont | 2024-10-09 10:48
917f4b0f-f516-4df8-8fc0-82358bb104f6 | NFPA 170 HORN STROBE |  |  | North | Simplex |  | Horn/Strobe |  |  |  | Module | TRUE | 4906-9132 | + | Weatherproof appliance with multi-candela Horn strobe Wall Mount White | 1 | 0 | 0 |  |  |  |  | TRUE | [5 empty] | #FF0070C0 | FA-NFPA 170 HORN STROBE | 1 | FALSE | FALSE | FALSE | 2012 | [16 empty] | WP |  |  | DESKTOP-7EIEB7A\acont | 2022-03-07 09:45 | THOR\acont | 2024-09-08 17:27 | Cloned from Autocall A4906-9132 | [Autocall, Simplex] [NAC] 4906-9131, 4906-9132, A4906-9131, A4906-9132 [Autocall, Simplex] [NAC] [24VDC STEADY] 4906-9131, 4906-9132, A4906-9131, A4906-9132
0bcab8cd-1711-49ba-8776-8239409e76d0 | NFPA 170 HORN STROBE |  |  | North | Potter |  | Horn/Strobe |  |  |  | Module | TRUE | SH-1224R |  | Horn Strobe, Wall, Red | 1 | 0 | 0.218 |  |  |  |  | FALSE | [5 empty] | #FF0070C0 | FA-NFPA 170 HORN STROBE | 1 | FALSE | FALSE | FALSE | 2012 | [13 empty] | FALSE | [7 empty] | THOR\acont | 2024-09-08 17:27 |  | [Potter] [NAC] [UL MAX, HIGH DB] SH-1224R, SH-1224W
e9041ef5-0db0-483a-988c-82399b02f8e7 |  |  |  | North | MIRCOM |  | Cards & Components |  |  |  | Card | TRUE | QX-MINI-BPMAIN | + | Main board, 1 X 30W amplifier, back plate, and transformer. | 1 | [6 empty] | TRUE | [5 empty] | #FFFFFFFF |  |  | FALSE | FALSE | FALSE | [14 empty] | FALSE | [7 empty] | THOR\acont | 2024-10-09 10:48
d6b8569b-f726-401c-9e93-8239b9499e8b | NFPA 170 MANUAL PULL |  |  | North | Sigcom |  | Manual Station |  |  |  | Module | TRUE | SG-42CXK2-RD | +x | Single Action Pull Station, DPDT, Red | 1 | [6 empty] | TRUE | [5 empty] | #FFFF0000 | FA-NFPA 170 MANUAL PULL | 1 | FALSE | FALSE | FALSE | 957 | [19 empty] | XPS-17-9710\August | 2025-01-02 15:38 |  |  | Cloned from Sigcom SG-42SK2-SC | [Sigcom] [IDC] 01 SG-42CXK1-BL, SG-42CXK1E-BL, SG-42CXK1E-GR, SG-42CXK1E-RD, SG-42CXK1E-YL, SG-42CXK1-GR, SG-42CXK1-RD, SG-42CXK1-YL, SG-42CXK2-BL, SG-42CXK2-GR, SG-42CXK2-RD, SG-42CXK2-YL, SG-42SK1, SG-42SK1-SC, SG-42SK2, SG-42SK2-SC, SGX-32SK1-SC
dca461d4-ee2b-4ea0-9e1a-823e2d367a51 |  |  |  | North | Edwards |  | Hardware |  |  |  | Hardware | TRUE | 30730 |  | ASD External Filter Assembly | 1 | [6 empty] | FALSE | [5 empty] | #FFFFFFFF |  |  | FALSE | FALSE | FALSE | [14 empty] | FALSE | [7 empty] | THOR\acont | 2024-10-09 10:48
0356b711-975d-4757-b671-8241a68ab113 |  |  |  | North | Siemens | [5 empty] | Module | TRUE | 40/40UB-222SF | S54430-F291-A1 | UV FLM DET BIT WO2 85C 3/4" SS FM | 1 | [12 empty] | #FFFFFFFF |  |  | FALSE | FALSE | FALSE | [20 empty] | DESKTOP-7SAL8M7\acont | 2019-08-13 09:04 | THOR\acont | 2024-10-09 10:48
141c748c-d88a-4e7d-8664-82449649b765 | NFPA 170 STROBE WALL |  |  | North | System Sensor |  | Strobe |  |  |  | Module | TRUE | SRHK-P | ++ | Strobe, High cd, Red, Outdoor, Plain | 1 | [6 empty] | FALSE | FALSE |  |  |  |  | #FF0070C0 | FA-NFPA 170 STROBE WALL | 1 | FALSE | FALSE | FALSE | 2023 | [13 empty] | FALSE | [5 empty] | DESKTOP-7EIEB7A\acont | 2021-05-05 14:28 | THOR\acont | 2024-09-08 17:27 | Cloned from System Sensor SRHK | [BluePoint, System Sensor] [NAC] [16-33VDC] BP04-301P, SRHK, SRHK-P, SWHK, SWHK-P [BluePoint, System Sensor] [NAC] [16-33VFWR] BP04-301P, SRHK, SRHK-P, SWHK, SWHK-P
3a02e5fc-73ef-4a2b-90f5-8245249f88b1 | NFPA 170 SPEAKER STROBE CEILING |  |  | North | Edwards |  | Speaker/Strobe |  |  |  | Module | TRUE | GCHFWN-S7VMC |  | 70V Ceiling Speaker/Strobe,15, 30, 75, 95 | 1 | 0 | 0.168 |  |  |  |  | FALSE | TRUE |  |  |  |  | #FF0070C0 | FA-NFPA 170 SPEAKER STROBE CEILING | 1 | FALSE | FALSE | FALSE | 2020 | [13 empty] | FALSE |  |  | C |  |  |  |  | THOR\acont | 2024-09-08 17:27 |  | [Edwards, Kidde] [NAC] [24 VDC] EGCFR-VM (C), EGCF-VM (C), GCFR-S7VM (C), GCFR-VM (C), GCF-S2VM (C), GCF-S7VM (C), GCF-VM (C), GCHFRF-S2VMC (C), GCHFRF-S7VMC (C), GCHFRN-S2VMC (C), GCHFRN-S7VMC (C), GCHFWA-S2VMA (C), GCHFWA-S2VMC (C), GCHFWA-S7VMA (C), G [Edwards, Kidde] [NAC] [16 VDC] EGCFR-VM (C), EGCF-VM (C), GCFR-S7VM (C), GCFR-VM (C), GCF-S2VM (C), GCF-S7VM (C), GCF-VM (C), GCHFRF-S2VMC (C), GCHFRF-S7VMC (C), GCHFRN-S2VMC (C), GCHFRN-S7VMC (C), GCHFWA-S2VMA (C), GCHFWA-S2VMC (C), GCHFWA-S7VMA (C), G [Edwards, Kidde] [AUDIO 70.7v] [70V AUDIO] G4F-S7, G4F-S7V1575, G4F-S7VM, G4HFRF-S7, G4HFRF-S7VMC, G4HFRN-S7, G4HFRN-S7VMC, G4HFWA-S7, G4HFWA-S7VMA, G4HFWA-S7VMC, G4HFWF-S7, G4HFWF-S7VMC, G4HFWN-S7, G4HFWN-S7VMA, G4HFWN-S7VMB, G4HFWN-S7VMC, G4RF-S7, G4RF
5635f6e9-9639-4143-829e-8248a8a8db29 |  |  |  | North | Hochiki |  | Cards & Components |  |  |  | Card | TRUE | FN-842-ULADA Main Board | ++ | Fire Alarm Power Supply Main Board | 1 | 0.13 | 0.3 | 8 |  | 24 |  | TRUE | FALSE |  |  |  |  | #FFFFFFFF |  |  | FALSE | FALSE | FALSE | [14 empty] | FALSE | [5 empty] | DESKTOP-7EIEB7A\acont | 2022-09-29 11:16 | THOR\acont | 2024-10-09 10:48 | Cloned from Hochiki FN-1042-ULADA Main Board | [Hochiki] [NAC Trigger] [#2 INPUT] FN-1042-ULADA Main Board, FN-642-ULADA Main Board, FN-842-ULADA Main Board [Hochiki] [NAC Trigger] [#1 INPUT] FN-1042-ULADA Main Board, FN-642-ULADA Main Board, FN-842-ULADA Main Board | [Hochiki] FN-1042-ULADA Main Board, FN-642-ULADA Main Board, FN-842-ULADA Main Board
7264c734-a3e8-4c16-bde1-824f71f7fd65 |  |  |  | North | Edwards |  | Hardware |  |  |  | Hardware | TRUE | 4X-DR |  | Display Filler Module, covers LRMs w/o a Display/Control Module | 1 | [6 empty] | FALSE | [5 empty] | #FFFFFFFF |  |  | FALSE | FALSE | FALSE | [14 empty] | FALSE | [7 empty] | THOR\acont | 2024-10-09 10:48
f1a71cd1-2ce1-442a-a554-825762ba47f5 |  |  |  | North | Edwards |  | Hardware |  |  |  | Hardware | TRUE | EV3B |  | Wall Box, Textured Black, 24"w x 36"h x 3 1/2" D - black | 1 | [6 empty] | FALSE | [5 empty] | #FFFFFFFF |  |  | FALSE | FALSE | FALSE | [14 empty] | FALSE | [7 empty] | THOR\acont | 2024-10-09 10:48
f55cfeb6-c429-4c56-8367-8266ba4c24bb | NFPA 170 HEAT DETECTOR |  |  | North | Hochiki |  | Heat Detector |  |  |  | Module | TRUE | DCD-190 w/HSC-221R - 2 WIRE RELAY BASE | DCD-190 w/HSC-221R - 2 WIRE RELAY BASE | HEAT DETECTOR w/ 2 WIRE RELAY BASE | 1 |  | 0.199 |  |  |  |  | TRUE | TRUE |  | *Refer to Install Sheet |  |  | #FFFF0000 | FA-NFPA 170 HEAT DETECTOR | 1 | FALSE | FALSE | FALSE | 1403 | [16 empty] | R |  |  | DESKTOP-0D6CQVA\lousc | 2019-10-12 07:53 | THOR\acont | 2024-09-08 17:27 | Cloned from Hochiki DCD-135 w/HSC-221R - 2 WIRE RELAY BASE | [Hochiki] [IDC] 01 [IDC] DCD-135 w/HSC-220L LATCHING LED BASE (C), DCD-135 w/HSC-220R - 2 WIRE RELAY BASE (C), DCD-135 w/HSC-221L LATCHING LED BASE (C), DCD-135 w/HSC-221R - 2 WIRE RELAY BASE (C), DCD-135 w/HSC-224L LATCHING LED BASE (C), DCD-135 w
94578b3d-0b4b-4ce6-8860-82674e276de3 |  |  |  | North | Edwards |  | Hardware |  |  |  | Hardware | TRUE | SD-MAG |  | SuperDuct, Test magnet kit | 1 | [6 empty] | FALSE | [5 empty] | #FFFFFFFF |  |  | FALSE | FALSE | FALSE | [14 empty] | FALSE | [7 empty] | THOR\acont | 2024-10-09 10:48
7fbf6b8b-e888-486b-ae8a-8269a7e14a4c | NFPA 170 FLAME DETECTOR |  |  | North | Block Definition Only |  | Flame Detector |  |  |  | Module | TRUE | NFPA 170 FLAME DETECTOR |  | NFPA 170 FLAME DETECTOR | 1 | [12 empty] | #FFFF0000 | FA-NFPA 170 FLAME DETECTOR | 1 | FALSE | FALSE | FALSE | 1401 | [19 empty] | AULAPTOP-PC\Aulaptop | 2020-03-26 07:41 | THOR\acont | 2024-09-08 17:27
f89cf7a1-1dfa-4d51-99e8-826f29dcd80e | NFPA 170 NOTIFICATION CIRCUIT EXTENDER PANEL | RISER NAC |  | North | Notifier |  | Notification Circuit Extender Panel |  |  |  | Assembly | TRUE | HPFF8 | + | 8 AMP Fire Alarm Power Supply | 1 | [6 empty] | FALSE | [5 empty] | #FFFF0000 | FA-NFPA 170 NOTIFICATION CIRCUIT EXTENDER PANEL | 1 | FALSE | FALSE | FALSE | 212 | [8 empty] | 7,12,18,26 |  |  | 8 |  | TRUE | [7 empty] | THOR\acont | 2024-09-08 17:27
4ee6cfb0-6089-4556-ac4f-8270c60413b8 | NFPA 170 SMOKE DETECTOR |  |  | North | Secutron |  | Smoke Detector |  |  |  | Module | TRUE | MRI-2251BR | ++ | Intelligent Photoelectric Detector. Remote test capable. For use with DNR(W) duct detectors. | 1 | 0.0003 | 0.0065 |  |  |  |  | FALSE | TRUE |  |  | 2 inches H x 6.1 inches D |  | #FFFF0000 | FA-NFPA 170 SMOKE DETECTOR | 1 | FALSE | FALSE | FALSE | 1408 | [13 empty] | FALSE | [5 empty] | DESKTOP-7EIEB7A\acont | 2023-06-24 19:47 | THOR\acont | 2024-09-08 17:27 | Cloned from Secutron MRI-2351AP w/300-6 | [Secutron] [SLC MODULES SENSORS] [*] [#2 SHARED ADDR ¦ SENSORS] 7251 (C), MRI-2251B w/B210LP (C), MRI-2251BR (C), MRI-2251TB w/B210LP (C), MRI-2251TMB w/B210LP (C), MRI-2351AP w/300-6 (C), MRI-2351RAP (C), MRI-2351TAP w/300-6 (C), MRI-5251B w/B210LP (C), [Secutron] [SLC SENSORS] [*] [#4 TYPE ADDR ¦ SENSORS] 7251 (C), MRI-2251B w/B210LP (C), MRI-2251BR (C), MRI-2251TB w/B210LP (C), MRI-2251TMB w/B210LP (C), MRI-2351AP w/300-6 (C), MRI-2351RAP (C), MRI-2351TAP w/300-6 (C), MRI-5251B w/B210LP (C), MRI-5251H
10dff4c9-4974-4b75-8f74-8270cbac7cab | NFPA 170 SMOKE DETECTOR |  |  | North | Edwards |  | Smoke Detector |  |  |  | Module | TRUE | SIGA-PHS w/SIGA-AB4G-LF BASE | ++ | 3D Multisensor Detector | 1 | 4.5e-05 | 4.5e-05 |  |  |  |  | FALSE | TRUE |  |  |  |  | #FFFF0000 | FA-NFPA 170 SMOKE DETECTOR | 1 | FALSE | FALSE | FALSE | 1408 | [13 empty] | FALSE |  |  | LF |  |  |  |  | THOR\acont | 2024-10-09 10:48 | 20191121 AC Detector with base | [Edwards, Kidde] [SLC EST MODULES/SENSORS] 01 [*] [iO64] DS-HFS (C), DS-PS (C), FX-HD w/IB4U BASE, FX-HD w/RB4U BASE, FX-HD w/SB4U BASE, FX-HD w/SB4U-LF BASE, FX-HD wB4U BASE, FX-PD w/B4U BASE (C), FX-PD w/IB4U BASE (C), FX-PD w/SB4U BASE (C), FX-PD w/SB [Edwards, Kidde] [SLC EST MODULES SENSORS] [*] [#2 SHARED ADDR ¦ SENSORS] KI-DDOS (C), SIGA2-COS w/SIGA-AB4G BASE, SIGA2-COS w/SIGA-AB4G-LF BASE, SIGA2-COS w/SIGA-AB4GT BASE, SIGA2-COS w/SIGA-IB BASE, SIGA2-COS w/SIGA-RB BASE, SIGA2-COS w/SIGA-SB BASE, S [Edwards, Kidde] [SLC EST SENSORS] [*] [#4 TYPE ADDR ¦ SENSORS] KI-DDOS (C), SIGA2-COS w/SIGA-AB4G BASE, SIGA2-COS w/SIGA-AB4G-LF BASE, SIGA2-COS w/SIGA-AB4GT BASE, SIGA2-COS w/SIGA-IB BASE, SIGA2-COS w/SIGA-RB BASE, SIGA2-COS w/SIGA-SB BASE, SIGA2-HCOS [Edwards, Kidde] [SLC EST SENSORS] 01 [*] [EST3, iO1000] DS-HFS (C), DS-PS (C), FX-HD w/IB4U BASE, FX-HD w/RB4U BASE, FX-HD w/SB4U BASE, FX-HD w/SB4U-LF BASE, FX-HD wB4U BASE, FX-PD w/B4U BASE (C), FX-PD w/IB4U BASE (C), FX-PD w/SB4U BASE (C), FX-PD w/SB [Edwards, Kidde] [AUX POWER] FX-HD w/SB4U-LF BASE, FX-PD w/SB4U-LF BASE (C), FX-PHD w/SB4U-LF BASE (C), SIGA2-COS w/SIGA-AB4G-LF BASE, SIGA2-HCOS w/SIGA-AB4G-LF BASE, SIGA2-HFS w/SIGA-AB4G-LF BASE, SIGA2-HRS w/SIGA-AB4G-LF BASE, SIGA2-PCOS w/SIGA-AB4G-LF
e63b6f83-7054-4bc8-af7e-82794fd609db | NFPA 170 DUCT SMOKE DETECTOR |  |  | North | Gamewell FCI |  | Duct Smoke Detector |  |  |  | Module | TRUE | DNR w/ASD-PL2FR |  | Intelligent duct detector housing, non-relay w/ASD-PL2FR | 1 | 0.0003 | 0.0003 |  |  |  |  | FALSE | TRUE | FLUSH |  | N/A | N/A | #FFFF0000 | FA-NFPA 170 DUCT SMOKE DETECTOR | 1 | FALSE | FALSE | FALSE | 1400 |  |  | 3242-1653:0209 | [10 empty] | FALSE | [7 empty] | THOR\acont | 2024-09-08 17:27 | 20191121 AC Detector with base | [Gamewell FCI] [SLC SENSORS] [*] [#4 TYPE ADDR ¦ SENSORS] ADPF (C), ASD-PL2F w/B200S-LF-WH (C), ASD-PL2F w/B210LP (C), ASD-PL2FR (C), ASD-PL3 w/B200S-LF-WH (C), ASD-PL3 w/B200SR-LF-WH (C), ASD-PL3 w/B200SR-WH (C), ASD-PL3 w/B224BI-WH (C), ASD-PL3 w/B224R [Gamewell FCI] [SLC MODULES SENSORS] [*] [#2 SHARED ADDR ¦ SENSORS] ADPF (C), ASD-PL2F w/B200S-LF-WH (C), ASD-PL2F w/B210LP (C), ASD-PL2FR (C), ASD-PL3 w/B200S-LF-WH (C), ASD-PL3 w/B200SR-LF-WH (C), ASD-PL3 w/B200SR-WH (C), ASD-PL3 w/B224BI-WH (C), ASD-P | [Gamewell FCI] ASD-PL2FR, ASD-PL3R, ASD-PL3R-IV, DNR w/ASD-PL2FR, DNR w/ASD-PL3R, DNRW w/ASD-PL2FR, DNRW w/ASD-PL3, DNRW w/ASD-PL3R
6a60242b-a88a-4609-abf5-827b7462b08f |  |  |  | North | Potter |  | Cards & Components |  |  |  | Card | TRUE | UD-1000 | + | PFC Series Digital Alarm Communicator Transmitter | 1 | 0.016 | 0.023 |  |  |  |  | TRUE | [5 empty] | #FFFFFFFF |  |  | FALSE | FALSE | FALSE | [14 empty] | FALSE | [7 empty] | THOR\acont | 2024-10-09 10:48 |  | [Potter] [P-LINK] [*] UD-1000, UD-2000 [Honeywell, Potter] [DACT] [#2] HW-AV-LTE-M, UD-1000, UD-2000, UDACT-9000, UDACT-9100 [Potter] [DACT] 01 [ALL DEVICES ++] UD-1000, UD-2000, UDACT-9000, UDACT-9100
424860ba-6d9e-4278-aaf5-827e0960b477 | NFPA 170 SMOKE DETECTOR |  |  | North | Potter |  | Smoke Detector |  |  |  | Module | TRUE | PAD200-PD w/PAD100-IB | + | Photoelectric Smoke Detector with 6" Base with Isolator Module Included | 1 | 0.00045 | 0.00045 |  |  |  |  | FALSE | TRUE |  |  |  |  | #FFFF0000 | FA-NFPA 170 SMOKE DETECTOR | 1 | FALSE | FALSE | FALSE | 1408 | [13 empty] | FALSE |  |  | IB |  |  | DESKTOP-7EIEB7A\acont | 2021-09-01 13:28 | THOR\acont | 2024-09-08 17:27 | Cloned from Potter PAD100-PD w/PAD100-IB | [Potter] [SLC PAD] [*] [#2 SHARED ADDR ¦ SENSORS] PAD100-CD w/PAD100-4DB, PAD100-CD w/PAD100-6DB, PAD100-CD w/PAD100-IB, PAD100-CD w/PAD100-LFSB, PAD100-CD w/PAD100-RB, PAD100-CD w/PAD100-SB, PAD100-CD w/PAD100-SPKB, PAD100-DUCT (C), PAD100-DUCTR (C), PA
ff12698c-b3b8-472a-83b0-827fcc156ebc |  |  |  | North | System Sensor |  | Cards & Components |  |  |  | Card | TRUE | B112LP | ++ | Plug-In Detector Base | 1 | 0.00012 | 0.036 |  |  |  |  | TRUE | FALSE |  |  |  |  | #FFFFFFFF |  |  | FALSE | FALSE | FALSE | [14 empty] | FALSE | [7 empty] | THOR\acont | 2024-10-09 10:48
f83ee2e3-c1be-4fa0-a0bc-8285cdb82c19 | CADGEN ELECTRIC STRIKE |  |  | North | RCI | Security/Access Control | Electric Strike |  |  |  | Module | TRUE | DE8310 | ++ | DELAYED EGRESS V1.6 ELECTROMAGNETIC LOCKS | 1 | 0.24 | 0.49 |  |  | 12 |  | TRUE | [5 empty] | #FFFF0000 | FA-CADGEN ELECTRIC STRIKE | 1 | FALSE | FALSE | FALSE | [17 empty] | R1 |  |  | DESKTOP-7EIEB7A\acont | 2023-01-27 07:54 | THOR\acont | 2024-09-08 17:27 | Cloned from Von Duprin 4200 | [Alarm Controls, ALARM CONTROLS CORPORATION, ASSA ABLOY, Generic, HES, RCI, Von Duprin] [ACCESS CONTROL OUTPUT] [*] 1200L, 1200LB, 1200S, 1500, 1600, 4200, 5100, 600D, 600L, 600S, 6210, 6211, 6211AL, 6211WF, 6212, 6212WF, 6213, 6214, 6215, 6216, 6221, 62
3fe3d153-4aa7-43ca-b080-828cfd6cfbd6 |  |  |  | North | Edwards |  | Cards & Components |  |  |  | Card | TRUE | 3-12SY |  | 12 Switch, 12 Yel LED Ctrl Dis Mod | 1 | 0.002 | 0.02 |  |  |  |  | TRUE | [5 empty] | #FFFFFFFF |  |  | FALSE | FALSE | FALSE | [14 empty] | FALSE | [7 empty] | THOR\acont | 2024-10-09 10:48
5f673842-cd81-41ce-8ed4-829057e7b1de | NFPA 170 STROBE CEILING |  |  | North | Siemens |  | Strobe |  |  |  | Module | TRUE | SLSCR-FB | S54329-F16-A2 | SLSCR-FB ST,CLG,RED,FIRE,FEU | 1 | [7 empty] | TRUE |  |  |  |  | #FF0070C0 | FA-NFPA 170 STROBE CEILING | 1 | FALSE | FALSE | FALSE | 2022 | [19 empty] | DESKTOP-7SAL8M7\acont | 2019-08-13 09:04 | THOR\acont | 2024-09-08 17:27 |  | [Siemens] [NAC] [24 VDC] SL2SPSCW-F (C), SLSCR-AL (C), SLSCR-ALA (C), SLSCR-F (C), SLSCR-FB (C), SLSCR-N (C), SLSCR-NA (C), SLSCW-A (C), SLSCW-AL (C), SLSCW-ALA (C), SLSCW-F (C), SLSCW-FB (C), SLSCW-N (C), SLSCW-NA (C), SLSPSCR-A (C), SLSPSCR-AL (C), SLS
6a6aca44-988b-4125-adf8-8290e2655c53 | NFPA 170 HEAT DETECTOR |  |  | North | Edwards |  | Heat Detector |  |  |  | Module | TRUE | EC2-H w/EC2-SB4 BASE | + | Heat detector, 135 fixed/ROR | 1 |  | 0.06 |  |  |  |  | FALSE | TRUE |  |  |  |  | #FFFF0000 | FA-NFPA 170 HEAT DETECTOR | 1 | FALSE | FALSE | FALSE | 1408 | [13 empty] | FALSE | [5 empty] | DESKTOP-7EIEB7A\acont | 2022-07-19 07:33 | THOR\acont | 2024-09-08 17:27 | Cloned from Edwards EC2-OSH w/EC2-SB4 BASE | [Edwards] [IDC] 01 [*] EC2-H w/EC2-RB BASE (C), EC2-H w/EC2-RB4 BASE (C), EC2-H w/EC2-SB BASE (C), EC2-H w/EC2-SB4 BASE (C), EC2-OS w/EC2-RB BASE (C), EC2-OS w/EC2-RB4 BASE (C), EC2-OS w/EC2-SB BASE (C), EC2-OS w/EC2-SB4 BASE (C), EC2-OSH w/EC2-RB BASE (
b3a880cd-1b10-4c62-8dff-82980f60f436 | NFPA 170 SPEAKER WALL |  |  | North | Ultra Electronics |  | Speaker |  |  |  | Module | TRUE | 90219A-802-06-L | HyperSpike | HYPERSPIKE TCPA-10 UL1480 C1D2 4OHM-WHT | 1 | [10 empty] | 10.1” H X 10.1” W X 11.3” L |  | #FF0070C0 | FA-NFPA 170 SPEAKER WALL | 1 | FALSE | FALSE | FALSE | 2021 | [19 empty] | DESKTOP-7EIEB7A\acont | 2023-03-10 07:47 | THOR\acont | 2024-09-08 17:27 | Cloned from Ultra Electronics 90215A-801-01-L CLONED CLONED CLONED CLONED | [Ultra Electronics] [AUDIO 25v] [25V AUDIO] 90215A-801-01-L, 90215A-801-04-L, 90215A-801-05-L, 90215A-801-06-L, 90219A-801-01-L, 90219A-801-04-L, 90219A-801-05-L, 90219A-801-06-L, 90219A-802-01-L, 90219A-802-04-L, 90219A-802-05-L, 90219A-802-06-L [Ultra Electronics] [AUDIO 70.7v] [70V AUDIO] 90215A-801-01-L, 90215A-801-04-L, 90215A-801-05-L, 90215A-801-06-L, 90219A-801-01-L, 90219A-801-04-L, 90219A-801-05-L, 90219A-801-06-L, 90219A-802-01-L, 90219A-802-04-L, 90219A-802-05-L, 90219A-802-06-L
96c8d5b1-b141-483a-8851-829c7663d644 |  |  |  | North | Edwards |  | Hardware |  |  |  | Hardware | TRUE | QSC-12-R-2E-BR |  | OBSOLETE - FAP w/ 12 Option Card Spaces, Red, EN-54, British, 230V | 1 | [6 empty] | FALSE | [5 empty] | #FFFFFFFF |  |  | FALSE | FALSE | FALSE | [14 empty] | FALSE | [7 empty] | THOR\acont | 2024-10-09 10:48
d4001cca-9398-4e91-8973-829e43d457bb | NFPA 170 FAN RELAY |  |  | North | Generic |  | HVAC Relay |  |  |  | Module | TRUE | FAN RELAY |  | FAN RELAY | 1 | 0.02 | 0 |  |  |  |  | FALSE | [5 empty] | #FFFF0000 | FA-NFPA 170 FAN RELAY | 1 | FALSE | FALSE | FALSE | 1300 | [13 empty] | FALSE | [5 empty] | DESKTOP-7EIEB7A\acont | 2021-12-08 14:00 | THOR\acont | 2024-09-08 17:27 | Cloned from Edwards MR101/C | [Generic, N/A] [IDC] 03 FAN RELAY, FURNISHED BY OTHERS [Generic, N/A] [RELAY] FAN RELAY, FURNISHED BY OTHERS [Generic, N/A] [AUX POWER] [*] FAN RELAY, FURNISHED BY OTHERS
b7237501-c7ef-4f13-8874-82a07082855a | NFPA 170 SPEAKER CEILING |  |  | North | Autocall |  | Speaker |  |  |  | Module | TRUE | A49SO-APPLC-BA | + | Ceiling mount Addressable S/O appliance only. Assembled in USA | 1 | 0.0008 | 0.009 |  |  |  |  | TRUE | TRUE |  |  |  |  | #FF0070C0 | FA-NFPA 170 SPEAKER CEILING | 1 | FALSE | FALSE | FALSE | 2019 | [16 empty] | C |  |  | DESKTOP-7EIEB7A\acont | 2021-11-14 09:36 | THOR\acont | 2024-09-08 17:27 | Cloned from AutoCall A49SO-APPLC | [Autocall, Simplex] [AUDIO 70.7v] [70V AUDIO] 49HF-APPLC (C), 49HF-APPLC-BA (C), 49HFV-APPLC (C), 49HFV-APPLC-BA (C), 49HFVH-APPLC (C), 49HFVH-APPLC-BA (C), 49SO-APPLC (C), 49SO-APPLC-BA (C), 49SO-APPLC-O (C), 49SO-APPLC-O-BA (C), 49SV-APPLC (C), 49SV-AP [Autocall, Simplex] [IDNac] [IDNAC] 49HF-APPLC (C), 49HF-APPLC-BA (C), 49HF-APPLW, 49HF-APPLW-BA, 49SO-APPLC (C), 49SO-APPLC-BA (C), 49SO-APPLC-O (C), 49SO-APPLC-O-BA (C), 49SO-APPLW, 49SO-APPLW-BA, 49SO-APPLW-O, 49SO-APPLW-O-BA, A49HF-APPLC (C), A49HF-A [Autocall, Simplex] [AUDIO 25v] [25V AUDIO] 49HF-APPLC (C), 49HF-APPLC-BA (C), 49HFV-APPLC (C), 49HFV-APPLC-BA (C), 49HFVH-APPLC (C), 49HFVH-APPLC-BA (C), 49SO-APPLC (C), 49SO-APPLC-BA (C), 49SO-APPLC-O (C), 49SO-APPLC-O-BA (C), 49SV-APPLC (C), 49SV-APPL
0702de28-aa3a-49cd-ab98-82a636694072 |  |  |  | North | Bosch | [5 empty] | Module | TRUE | LTC 9230/01-RO | * | ***(Ross)Parapet roof mount adapter | 1 | [12 empty] | #FFFFFFFF |  |  | FALSE | FALSE | FALSE | [20 empty] | DESKTOP-7EIEB7A\acont | 2021-08-13 06:25 | THOR\acont | 2024-10-09 10:48
f15f8b19-8eb8-4888-9324-82ac73f16c05 | NFPA 170 SMOKE DETECTOR |  |  | North | MIRCOM |  | Smoke Detector |  |  |  | Module | TRUE | MIX-1251AP w/B200SR-LF-WH | + | Intelligent Ionization Smoke Sensor, Low Frequency Sounder Base | 1 | 0.0003 | 0.0065 |  |  |  |  | FALSE | TRUE |  |  |  |  | #FFFF0000 | FA-NFPA 170 SMOKE DETECTOR | 1 | FALSE | FALSE | FALSE | 1408 | [13 empty] | FALSE |  |  | I, LF |  |  | DESKTOP-7SAL8M7\acont | 2019-04-14 08:13 | THOR\acont | 2024-09-08 17:27 | 20191121 AC Detector with base | [MIRCOM, Monaco Enterprises] [AUX POWER] [24 VDC] 721-121-00 w/B200SR-LF-WH (C), 721-124-00 w/B200SR-LF-WH (C), 722-121-00 w/B200SR-LF-WH (C), 722-406-00 w/B200SR-LF-WH (C), 723-345-00 w/B200SR-LF-WH (C), 723-353-00 w/B200SR-LF-WH (C), 723-361-00 w/B200S [MIRCOM] [SLC SENSORS] [*] [#4 TYPE ADDR ¦ SENSORS] DNR w/MIX-2251BR (C), DNR w/MIX-2351RAP (C), MIX-1251AP w/B200SR-LF-WH (C), MIX-1251AP w/B200SR-WH (C), MIX-1251AP w/B210LP (C), MIX-1251AP w/B224RB-WH (C), MIX-1251AP w/B501 (C), MIX-1251B w/B200SR-LF- [MIRCOM] [SLC MODULES SENSORS] [*] [#2 SHARED ADDR ¦ SENSORS] DNR w/MIX-2251BR (C), DNR w/MIX-2351RAP (C), MIX-1251AP w/B200SR-LF-WH (C), MIX-1251AP w/B200SR-WH (C), MIX-1251AP w/B210LP (C), MIX-1251AP w/B224RB-WH (C), MIX-1251AP w/B501 (C), MIX-1251B w/
bb010e14-c534-4247-9bd7-82b1a097e500 | NFPA 170 EMERGENCY TEXTUAL VISUAL | NFPA 170 EMERGENCY TEXTUAL VISUAL |  | North | Adaptive Micro Systems |  | Emergency Visual |  |  |  | Module | TRUE | ALPHA 4080 MNS | + | Emergency Notification System | 1 | 0.55 | 0.55 |  |  |  |  | FALSE | [5 empty] | #FFFF0000 | FA-NFPA 170 EMERGENCY TEXTUAL VISUAL | 1 | FALSE | FALSE | FALSE | 255 | [13 empty] | FALSE | [5 empty] | DESKTOP-7EIEB7A\acont | 2023-02-02 13:22 | THOR\acont | 2024-09-08 17:27 | Cloned from Notifier OAX2-24V2 (LEDSIGN-GW) | [Adaptive Micro Systems] [AUX POWER] [*] ALPHA 4080 MNS, ALPHA 4120 MNS, ALPHA 4160 MNS [Adaptive Micro Systems] [RS-485] ALPHA 4080 MNS, ALPHA 4120 MNS, ALPHA 4160 MNS
a2d3cd9b-033b-474d-81d6-82b496b4d62a | NFPA 170 STROBE WALL |  |  | North | Eaton Wheelock |  | Strobe |  |  |  | Module | TRUE | STW | + | Strobe Exceder Series, White | 1 | [6 empty] | FALSE | FALSE |  |  |  |  | #FF0070C0 | FA-NFPA 170 STROBE WALL | 1 | FALSE | FALSE | FALSE | 2023 | [13 empty] | FALSE | [7 empty] | THOR\acont | 2024-09-08 17:27 |  | [Eaton Wheelock] [NAC] [ULMAX] STR, STW
24debc3d-13d1-434b-9d2b-82b5014f82d3 | NFPA 170 LOCAL OPERATOR CONSOLE | RISER LOC |  | North | Fike |  | Local Operator Console |  |  |  | Assembly | TRUE | 10-2800‐1‐0‐01‐0‐1‐01 | ++ | Local Operating Console | 1 | [6 empty] | FALSE |  | Flush or surface mount | 18 gauge steel | 11.70”x 15.0” x 5.45” (29.7 cm x 38.1 cm x 13.8 cm) |  | #FFFF0000 | FA-NFPA 170 LOCAL OPERATOR CONSOLE | 1 | FALSE | FALSE | FALSE | [14 empty] | FALSE | [5 empty] | THOR\acont | 2024-12-30 12:12 | THOR\acont | 2024-12-30 12:22 | Cloned from Fike 10-2801-1-0-01-0-1-01 | [Fike] [AUX POWER] [*] [AUX INPUT ++] 10-2631, 10-2646, 10-2800‐1‐0‐01‐0‐1‐01, 10-2801-1-0-01-0-1-01, FIK-5883 [Fike] [RS-485] 10-2631, 10-2646, 10-2800‐1‐0‐01‐0‐1‐01, 10-2801-1-0-01-0-1-01 | [Fike] 10-2800‐1‐0‐01‐0‐1‐01, 10-2801-1-0-01-0-1-01
b1191b24-ae56-4271-a46f-82b57cb64578 |  |  |  | North | Hirsch Electronics |  | Cards & Components |  |  |  | Card | TRUE | MX-2 Main Board |  | Main Board | 1 | 0.9 | 0.9 |  |  |  |  | TRUE | [5 empty] | #FFFFFFFF |  |  | TRUE | FALSE | FALSE | [20 empty] | DESKTOP-QGO6JOK\acont | 2023-12-28 06:56 | THOR\acont | 2024-10-09 10:48 | Cloned from ProdataKey, Inc. RCNEW Main Board | [Hirsch Electronics] [RS-485] MX-2 Main Board, MX-4 Main Board, MX-8 Main Board | [Hirsch Electronics] MX-2 Main Board
1684e5a2-568c-44fe-90e4-82b7637abd8b |  |  |  | North | Edwards |  | Cards & Components |  |  |  | Card | TRUE | MN-NETRLY4 |  | Network Relay Module, 4 inputs, 4 outputs, all dry N.O. | 1 | [6 empty] | TRUE | [5 empty] | #FFFFFFFF |  |  | FALSE | FALSE | FALSE | [14 empty] | FALSE | [7 empty] | THOR\acont | 2024-10-09 10:48
aa1979d0-87fe-4cb0-9582-82b7bb1a5a31 |  |  |  | North | Monaco Enterprises |  | Hardware |  |  |  | Hardware | TRUE | 588-097-00 |  | BACKBOX:CSM,RED,T-1,STB;SPKR;SPKR/STB;HN/STB;CH/STB,6.9W X 6.3H X 2.5D | 1 | [6 empty] | FALSE | [5 empty] | #FFFFFFFF |  |  | FALSE | FALSE | FALSE | [14 empty] | FALSE | [5 empty] | DESKTOP-7SAL8M7\acont | 2020-02-23 12:48 | THOR\acont | 2024-10-09 10:48 | Cloned from Monaco Enterprises 588-042-01
1c6a7c9a-1934-447e-8d11-82be38468cd9 | NFPA 170 FLOW DETECTOR |  |  | North | Notifier |  | Flow Detector |  |  |  | Module | TRUE | WFDT | + | Tee-Tap Waterflow Detector, 1", 1-1/4", 1-1/2" | 1 | [6 empty] | FALSE | FALSE |  |  |  |  | #FFFF0000 | FA-NFPA 170 FLOW DETECTOR | 1 | FALSE | FALSE | FALSE | 1700 | [13 empty] | FALSE | [7 empty] | THOR\acont | 2024-09-08 17:27 | 20191121 AC Detector without base | [Farenhyt, Generic, N/A, Notifier, Potter, Silent Knight] [AUX POWER] [BELL POWER ++] FURNISHED BY OTHERS, PS10 Series, PS10-EX, VSG, VSR Series, VSR-10, VSR-AT, VSR-C, VSR-CF, VSR-FE-2, VSR-FEX Series, VSR-S Series, VSR-SF, VSR-SFG, VSR-SFT, VSR-SG, VSR [Det-Tronics, Edwards, Kidde, Notifier] [IDC] 01 30-3013, 30-3013 w/FMM-101, Q3013D, 5621 (C), 5622 (C), 5623 (C), 5624 (C), BNG-1, BNG-1F, BNG-1FTS, BNG-1R, BNG-1SP, BNG-1TS, BNG-1TSL, BNG-1TSR, BNG-1TSRL, CP-651 (C), HD-601 (C), HD-602 (C), HD-603 (C),
37cc3567-e8ee-4411-8c0f-82c03ea7924a | CADGEN MOTION DETECTOR WALL |  |  | North | Bosch |  | Motion Detector |  |  |  | Module | TRUE | ISC-CDL1-WA12G | ++ | Motion detector anti-mask, 40ft (12m) | 1 | 0.015 | 0.035 |  |  | 12 |  | FALSE | [5 empty] | #FFFF0000 | FA-CADGEN MOTION DETECTOR WALL | 1 | FALSE | FALSE | FALSE | [14 empty] | FALSE | [5 empty] | DESKTOP-7EIEB7A\acont | 2022-07-26 11:22 | THOR\acont | 2024-09-08 17:27 | Cloned from Bosch ISC-CDL1-WA15G-CHI | [Bosch, Optex] [IDC] 01 [INPUT] DS1101i, DS1102i, DS1103i, DS1108i, DS936 (C), DS9360 (C), DS936B (C), DS936-CHI (C), DS936-FRA (C), DS937 (C), DS9370 (C), DS9371 (C), DS939 (C), DS939-CHI (C), FX-360 (C), ISC-BDL2-W12G, ISC-BDL2-W12GE, ISC-BDL2-W12HE, I [BluePoint, Bosch, Honeywell] [AUX POWER] [*] [12VDC ++] BP01-302, BP01-303, D125B, D185, DS1101i, DS1102i, DS1103i, DS1108i, DS936 (C), DS9360 (C), DS936B (C), DS936-CHI (C), DS936-FRA (C), DS937 (C), DS9370 (C), DS9371 (C), DS939 (C), DS939-CHI (C), EN [Bosch, Optex] [ACCESS CONTROL INPUT] [*] [INPUT] DS1101i, DS1102i, DS1103i, DS1108i, DS936 (C), DS9360 (C), DS936B (C), DS936-CHI (C), DS936-FRA (C), DS937 (C), DS9370 (C), DS9371 (C), DS939 (C), DS939-CHI (C), FX-360 (C), ISC-BDL2-W12G, ISC-BDL2-W12GE,
7e3c761f-4b42-46bb-b9cc-82cd4e4c9df3 |  |  |  | North | Notifier |  | Cards & Components |  |  |  | Card | TRUE | NFC-50W-25V (Backup Only) | + | 25V, 50 Watt Audio Amplifier Module | 1 | 0.1 | 0 |  |  |  |  | TRUE | FALSE |  |  |  |  | #FFFFFFFF |  |  | FALSE | FALSE | FALSE | [14 empty] | FALSE | [5 empty] | DESKTOP-7SAL8M7\acont | 2019-10-02 17:27 | THOR\acont | 2024-10-09 10:48 | Cloned from Firelite ECC-50W-25V
3480d401-2326-4d21-9e8d-82e228711292 |  |  |  | North | Fike |  | Cards & Components |  |  |  | Card | TRUE | 10‐2815 | ++ | Interface Cable | 1 | 0.022 | 0.283 |  |  |  |  | TRUE | [5 empty] | #FFFFFFFF |  |  | FALSE | FALSE | FALSE | [14 empty] | FALSE | [5 empty] | THOR\acont | 2024-12-30 12:15 |  |  | Cloned from Fike 10‐2798 CLONED
24392b9d-bfc5-49b4-98f2-82e77c25b404 |  |  |  | North | Edwards |  | Cards & Components |  |  |  | Card | TRUE | 3-ZA20A | + | 20 Watt Zoned Amplifier, Class A, 25 or 70Vrms | 1 | 0.062 | 1.12 |  |  |  |  | TRUE | [5 empty] | #FFFFFFFF |  |  | FALSE | FALSE | FALSE | [22 empty] | THOR\acont | 2024-10-09 10:48 |  |  | [Edwards] 3-ZA20A, 3-ZA20B [Edwards] 3-ZA20A, 3-ZA20B, 3-ZA40A, 3-ZA40B
96f71779-a014-4019-82f2-82ed9430c383 | NFPA 170 REMOTE ANNUNCIATOR | RISER ANNUNCIATOR |  | North | Notifier |  | Remote Annunciator |  |  |  | Assembly | TRUE | LCD-160 Assembly | + | Remote Display Annunciator, Terminal and ACS mode. 160-character, backlit LCD display, ABS-4D backbox, Microphone, Speaker Control | 1 | [6 empty] | FALSE |  | SEMI-FLUSH |  | 9-3/16"X9-15/16"X3-3/4" | N/A | #FFFF0000 | FA-NFPA 170 REMOTE ANNUNCIATOR | 1 | FALSE | FALSE | FALSE | 255 |  |  | 7120-0028:0227 | [10 empty] | FALSE | [7 empty] | THOR\acont | 2024-09-08 17:27
6f023ad2-4230-4353-b5b2-82f1ffc360a1 | NFPA 170 HORN |  |  | North | Siemens |  | Horn |  |  |  | Module | TRUE | SLHWW | S54329-F23-A2 | SLHWW HRN,WALL,WHT | 1 | [12 empty] | #FF0070C0 | FA-NFPA 170 HORN | 1 | FALSE | FALSE | FALSE | 2010 | [19 empty] | DESKTOP-7SAL8M7\acont | 2019-08-13 09:04 | THOR\acont | 2024-09-08 17:27 | B,T | [Siemens] [NAC] [24 VDC, HIGH DB, CODE 3] SLHWR, SLHWW
be020b36-43d6-4b1b-9ba2-82f420db8888 | NFPA 170 HORN STROBE |  |  | North | System Sensor |  | Horn/Strobe |  |  |  | Module | TRUE | P2RHK-P | ++ | 2-Wire Horn Strobe, High cd, Red, Outdoor, Plain | 1 | [6 empty] | FALSE | FALSE |  |  |  |  | #FF0070C0 | FA-NFPA 170 HORN STROBE | 1 | FALSE | FALSE | FALSE | 2012 | [13 empty] | FALSE | [5 empty] | DESKTOP-7EIEB7A\acont | 2021-04-23 16:50 | THOR\acont | 2024-09-08 17:27 | Cloned from System Sensor P2RHK | [System Sensor] [NAC] [16-33VFWR, TEMPORAL HIGH] P2RHK, P2RHK-P, P2WHK, P2WHK-P [System Sensor] [NAC] [16-33VDC, TEMPORAL HIGH] P2RHK, P2RHK-P, P2WHK, P2WHK-P
04a9bc16-fefc-4ec3-b736-82f8b9a89449 | CADGEN SIGN |  |  | North | Rath Area of Refuge | Area of Refuge | Signage |  |  |  | Module | TRUE | 7086 | ++ | Exterior Area for Assisted Rescue Sign, Raised letter and braille | 1 | 0 | 0 |  |  |  |  | FALSE |  | Surface Mounted |  | 11” H x 5” W |  | #FFFF0000 | FA-CADGEN SIGN | 1 | FALSE | FALSE | FALSE | [20 empty] | THOR\acont | 2024-11-25 09:54 |  |  | Cloned from Rath Area of Refuge 7050
32603d51-ef67-41dc-a77c-82fbbadc59e1 | NFPA 170 FIRE ALARM CONTROL UNIT | RISER FACP |  | North | Autocall |  | Fire Alarm Control Unit |  |  |  | Assembly | TRUE | A010-9602 |  | Basic 1-bay control unit with 2x40 LCD Operator Interface, 6 A ESS/battery charger, (1) Two-loop Isolated IDNet 2 Communications Channel, Class A or Class B, with support for up to 250 addressable devices; and two, 3 A IDNAC SLCs, Platinum | 1 | 0 | 0 |  |  |  |  | TRUE | [5 empty] | #FFFF0000 | FA-NFPA 170 FIRE ALARM CONTROL UNIT | 1 | FALSE | FALSE | FALSE | 202 | [8 empty] | 7,12,18,33,50 |  |  |  |  | TRUE | [5 empty] | DESKTOP-7SAL8M7\acont | 2020-03-10 07:20 | THOR\acont | 2024-09-08 17:27 | Cloned from AutoCall A010-9601
83a1fdb3-2084-4bbb-8707-82fc4a714585 | NFPA 170 FIRE ALARM CONTROL UNIT | RISER FACU |  | North | Ampac |  | Fire Alarm Control Unit |  |  |  | Assembly | TRUE | 16U – Rack Cabinet Only |  | Rack Cabinet 16U | 1 | [6 empty] | TRUE | [5 empty] | #FFFF0000 | FA-NFPA 170 FIRE ALARM CONTROL UNIT | 1 | FALSE | FALSE | [21 empty] | XPS-17-9710\August | 2024-11-06 05:25 |  |  | Cloned from Ampac 10U
3b97a65c-eac9-47da-a41b-830071c6c7d7 |  |  |  | North | Autocall |  | Cards & Components |  |  |  | Card | TRUE | A100-1271 |  | Remote Master Telephone | 1 | 0 | 0 |  |  |  |  | TRUE | [5 empty] | #FFFFFFFF |  |  | FALSE | FALSE | FALSE | [20 empty] | DESKTOP-0D6CQVA\lousc | 2019-07-07 14:48 | THOR\acont | 2024-10-09 10:48 | Cloned from AutoCall A100-1254
5a06144d-7a7c-4a24-889a-8300b42142ec | NFPA 170 STROBE CEILING |  |  | North | Edwards |  | Strobe |  |  |  | Module | TRUE | GCWA-VMHA |  | Strobe, white, ALERT, 95, 115, 150, 177 cd, amber | 1 | 0 | 0.502 |  |  |  |  | FALSE | TRUE |  |  |  |  | #FF0070C0 | FA-NFPA 170 STROBE CEILING | 1 | FALSE | FALSE | FALSE | 2022 | [13 empty] | FALSE |  |  | C |  |  |  |  | THOR\acont | 2024-09-08 17:27 |  | [Edwards, Kidde] [NAC] [16 VDC] EGCF-S2VMH (C), EGCF-VMH (C), GCF-S2VMH (C), GCF-S7VMH (C), GCF-VMH (C), GCHFRF-S2VMCH (C), GCHFRF-S7VMCH (C), GCHFRN-S2VMCH (C), GCHFRN-S7VMCH (C), GCHFWA-S2VMAH (C), GCHFWA-S2VMCH (C), GCHFWA-S7VMAH (C), GCHFWA-S7VMCH (C [Edwards, Kidde] [NAC] [24 VDC] EGCF-S2VMH (C), EGCF-VMH (C), GCF-S2VMH (C), GCF-S7VMH (C), GCF-VMH (C), GCHFRF-S2VMCH (C), GCHFRF-S7VMCH (C), GCHFRN-S2VMCH (C), GCHFRN-S7VMCH (C), GCHFWA-S2VMAH (C), GCHFWA-S2VMCH (C), GCHFWA-S7VMAH (C), GCHFWA-S7VMCH (C
0404fda9-0991-4bfd-ae28-83032bc9356e |  |  |  | North | Federal Signal |  | Cards & Components |  |  |  | Card | TRUE | MNC-MC | + | UVIC-B Microphone | 1 | 0 | 20 |  |  |  |  | TRUE | [5 empty] | #FFFFFFFF |  |  | FALSE | FALSE | FALSE | [14 empty] | FALSE | [5 empty] | DESKTOP-7EIEB7A\acont | 2021-11-03 14:19 | THOR\acont | 2024-10-09 10:48 | Cloned from Federal Signal UV400
6a1ab795-663f-4489-85c9-83066d4799d2 | NFPA 170 STROBE WALL |  |  | North | Eaton Wheelock |  | Strobe |  |  |  | Module | TRUE | ELSTW-NB | + | WALL STROBE, WHITE, NONE, BLUE | 1 | [6 empty] | TRUE | [5 empty] | #FF0070C0 | FA-NFPA 170 STROBE WALL | 1 | FALSE | FALSE | FALSE | 2020 | [19 empty] | DESKTOP-7EIEB7A\acont | 2021-05-18 17:47 | THOR\acont | 2024-09-08 17:27 | Cloned from Eaton Wheelock ELSTW-ALB | [Eaton Wheelock] [NAC] [24VDC] ELSTR-ALB, ELSTR-NB, ELSTW-ALB, ELSTW-NB [Eaton Wheelock] [NAC] [24VDC] STW-NB
6032d139-7aee-4de2-bb39-83096f667cd8 | NFPA 170 HEAT DETECTOR |  |  | North | Potter |  | Heat Detector |  |  |  | Module | TRUE | CR-200EWT | 1000149 | 200°F Rate of Rise/Fixed Temperature XP Heat Detector | 1 | [6 empty] | FALSE | [5 empty] | #FFFF0000 | FA-NFPA 170 HEAT DETECTOR | 1 | FALSE | FALSE | FALSE | 1403 | [13 empty] | FALSE |  |  | 200° R |  |  | DESKTOP-7SAL8M7\acont | 2019-09-26 12:43 | THOR\acont | 2024-09-08 17:27 | 20191121 AC Detector without base | [Potter] [IDC] 05 CF-135EWT, CF-200EWT, CR-135EWT, CR-200EWT, RCDS-1, RCDS-2001 [Notifier, Potter] [IDC] 01 CF-135EWT, CF-135MP, CF-135W, CF-165MP, CF-165W, CF-200EWT, CF-200MP, CF-200W, CF-285MP, CF-285W, CPS-24 w/SB, CR-135EWT, CR-135MP, CR-135W, CR-165MP, CR-165W, CR-200EWT, CR-200MP, CR-200W, DSD-P (C), P32-1T, PS40 Series, PS40
7fd7ba8d-0c7d-4a74-97f3-83098547f886 |  |  |  | North | Brivo | [5 empty] | Module | TRUE | New Part CLONED CLONED CLONED CLONED CLONED CLONED CLONED CLONED | [9 empty] | TRUE | [5 empty] | #FFFFFFFF |  |  | FALSE | FALSE | [21 empty] | AUGUSTALIEN\aucon | 2023-03-07 15:46 | DESKTOP-7EIEB7A\acont | 2023-03-31 12:04 | Cloned from New Part CLONED CLONED CLONED CLONED CLONED CLONED CLONED
dad7e89c-0b16-4208-8712-8313868f3dae | CADGEN AUX POWER SUPPLY | CADGEN AUX POWER SUPPLY |  | North | Elmdene |  | Auxilliary Power Supply |  |  |  | Assembly | TRUE | STX2410-E + BATT-BOX-65 | + | STX Range 24V dc EN54 Power Supply Unit, 10A. 65AH | 1 | [6 empty] | FALSE | FALSE |  |  |  |  | #FFFF0000 | FA-CADGEN AUX POWER SUPPLY | 1 | FALSE | FALSE | FALSE | 212 | [8 empty] | 65 |  | 65 |  |  | TRUE | [5 empty] | DESKTOP-7EIEB7A\acont | 2023-02-13 10:32 | THOR\acont | 2024-09-08 17:27 | Cloned from Elmdene STX2410-H
902cb677-f2e1-43d9-a2bd-831a5002b71c |  |  |  | North | Siemens |  | Hardware |  |  |  | Hardware | TRUE | FHA2056-R1 | S54400-B19-A1 | FS250/MPC600 Mechanical Migration Kit-Red (does not include panel electronics or power supply) | 1 | [12 empty] | #FFFFFFFF |  |  | FALSE | FALSE | FALSE | [20 empty] | AULAPTOP-PC\Aulaptop | 2019-04-20 11:42 | THOR\acont | 2024-10-09 10:48
655672f0-bb35-4ec8-b219-831b7468c246 | NFPA 170 DUCT SMOKE DETECTOR |  |  | North | Edwards |  | Duct Smoke Detector |  |  |  | Assembly | TRUE | SIGA-DH |  | Duct Detector Housing w/SIGA-PS, SIGA-LED, SIGA-SB, SIGA-DTS, 24" Sampling Tubes | 1 | [6 empty] | FALSE | TRUE |  |  |  |  | #FFFF0000 | FA-NFPA 170 DUCT SMOKE DETECTOR | 1 | FALSE | FALSE | FALSE | 1400 | [8 empty] | 7,12,18 |  |  |  |  | TRUE |  |  | DH |  |  |  |  | THOR\acont | 2024-09-08 17:27 | 20191121 AC Detector without base
7982cd2a-1ef4-47c2-9533-8324979c89b1 | NFPA 170 REMOTE VOICE EVACUATION MICROPHONE |  |  | North | Notifier |  | Remote Microphone |  |  |  | Module | TRUE | NFC-RM | + | Remote Microphone | 1 | 0.05 | 0.064 |  |  |  |  | TRUE | FALSE |  |  |  |  | #FFFF0000 | FA-NFPA 170 REMOTE VOICE EVACUATION MICROPHONE | 1 | FALSE | FALSE | FALSE | 265 | [13 empty] | FALSE | [5 empty] | DESKTOP-7SAL8M7\acont | 2019-10-02 17:27 | THOR\acont | 2024-09-08 17:27 |  | [Federal Signal, Notifier] [DIGITAL AUDIO LOOP] BDA-70v (50W, 70V), NFC-125DA (25V) Main Board, NFC-50BDA Main Board (100W, 25V), NFC-50BDA Main Board (100W, 70V), NFC-50DA Main Board (50W, 25V), NFC-50DA Main Board (50W, 70V), NFC-BDA-25v (50W, 25 [Federal Signal, Notifier] [AUX POWER] [*] FWSG, NFC-FFT, NFC-LOC, NFC-RM, NFC-RPU, UVLOC-B, W-DIS-D [Federal Signal, Notifier] [RS-485] BDA-70v (50W, 70V), NFC-125DA (25V) Main Board, NFC-50BDA Main Board (100W, 25V), NFC-50BDA Main Board (100W, 70V), NFC-50DA Main Board (50W, 25V), NFC-50DA Main Board (50W, 70V), NFC-BDA-25v (50W, 25V), NFC-BDA-
ce939010-0b06-4b44-b554-832b997b2fe1 | NFPA 170 HEAT DETECTOR |  |  | North | Edwards |  | Heat Detector |  |  |  | Module | TRUE | SIGA2-HRS w/SIGA-AB4G-LF BASE | ++ | Heat Detector, 15F ROR, 135F Fixed Temperature | 1 | 4.5e-05 | 4.5e-05 |  |  |  |  | FALSE | [5 empty] | #FFFF0000 | FA-NFPA 170 HEAT DETECTOR | 1 | FALSE | FALSE | FALSE | 1403 | [13 empty] | FALSE |  |  | LF |  |  |  |  | THOR\acont | 2024-10-08 16:33 | 20191121 AC Detector with base | [Edwards, Kidde] [AUX POWER] FX-HD w/SB4U-LF BASE, FX-PD w/SB4U-LF BASE (C), FX-PHD w/SB4U-LF BASE (C), SIGA2-COS w/SIGA-AB4G-LF BASE, SIGA2-HCOS w/SIGA-AB4G-LF BASE, SIGA2-HFS w/SIGA-AB4G-LF BASE, SIGA2-HRS w/SIGA-AB4G-LF BASE, SIGA2-PCOS w/SIGA-AB4G-LF [Edwards, Kidde] [SLC EST SENSORS] 01 [*] [EST3, iO1000] DS-HFS (C), DS-PS (C), FX-HD w/IB4U BASE, FX-HD w/RB4U BASE, FX-HD w/SB4U BASE, FX-HD w/SB4U-LF BASE, FX-HD wB4U BASE, FX-PD w/B4U BASE (C), FX-PD w/IB4U BASE (C), FX-PD w/SB4U BASE (C), FX-PD w/SB [Edwards, Kidde] [SLC EST SENSORS] [*] [#4 TYPE ADDR ¦ SENSORS] KI-DDOS (C), SIGA2-COS w/SIGA-AB4G BASE, SIGA2-COS w/SIGA-AB4G-LF BASE, SIGA2-COS w/SIGA-AB4GT BASE, SIGA2-COS w/SIGA-IB BASE, SIGA2-COS w/SIGA-RB BASE, SIGA2-COS w/SIGA-SB BASE, SIGA2-HCOS [Edwards, Kidde] [SLC EST MODULES SENSORS] [*] [#2 SHARED ADDR ¦ SENSORS] KI-DDOS (C), SIGA2-COS w/SIGA-AB4G BASE, SIGA2-COS w/SIGA-AB4G-LF BASE, SIGA2-COS w/SIGA-AB4GT BASE, SIGA2-COS w/SIGA-IB BASE, SIGA2-COS w/SIGA-RB BASE, SIGA2-COS w/SIGA-SB BASE, S [Edwards, Kidde] [SLC EST MODULES/SENSORS] 01 [*] [iO64] DS-HFS (C), DS-PS (C), FX-HD w/IB4U BASE, FX-HD w/RB4U BASE, FX-HD w/SB4U BASE, FX-HD w/SB4U-LF BASE, FX-HD wB4U BASE, FX-PD w/B4U BASE (C), FX-PD w/IB4U BASE (C), FX-PD w/SB4U BASE (C), FX-PD w/SB
b145d5cd-a8bb-4c42-b746-8330b1b4a063 | NFPA 170 REMOTE VOICE EVACUATION MICROPHONE |  |  | North | Eaton Wheelock |  | Remote Microphone |  |  |  | Module | TRUE | SPRM-GP | ++ | Remote Microphone for use with the SAFEPATH Family | 1 | 0.023 | 0.03 | [10 empty] | #FFFF0000 | FA-NFPA 170 REMOTE VOICE EVACUATION MICROPHONE | 1 | FALSE | FALSE | FALSE | 265 | [19 empty] | DESKTOP-7EIEB7A\acont | 2023-01-10 07:21 | THOR\acont | 2024-09-08 17:27 | Cloned from Eaton Wheelock SPRM | [Eaton Wheelock] [MIC] [*] [Remote Microphone] SPRM, SPRM-GP
943d4244-3fb6-4333-800e-83317c62bf2c | NFPA 170 HORN STROBE CEILING |  |  | North | Eaton Wheelock |  | Horn/Strobe |  |  |  | Module | TRUE | ELFHSWC-CO | + | CEILING SOUNDER STROBE, WHITE, CO, LOW FREQ | 1 | [6 empty] | TRUE | TRUE |  |  |  |  | #FF0070C0 | FA-NFPA 170 HORN STROBE CEILING | 1 | FALSE | FALSE | FALSE | 2020 | [16 empty] | LF |  |  | DESKTOP-7EIEB7A\acont | 2021-05-13 07:54 | THOR\acont | 2024-09-08 17:27 | Cloned from Eaton Wheelock ELFHSWC-AL | [Eaton Wheelock] [NAC] [24VDC, MAX] ELFHSR, ELFHSR-AL, ELFHSRC (C), ELFHSRC-AL (C), ELFHSRC-CO (C), ELFHSRC-N (C), ELFHSR-CO, ELFHSR-N, ELFHSW, ELFHSW-AL, ELFHSWC (C), ELFHSWC-AL (C), ELFHSWC-CO (C), ELFHSWC-N (C), ELFHSW-CO, ELFHSW-N
d881f8f6-8abd-4fa4-90c2-833b754753e4 | NFPA 170 HEAT DETECTOR |  |  | North | Gamewell FCI |  | Heat Detector |  |  |  | Module | TRUE | ATD-L3 w/B300-6 | + | Thermal heat detector, 135°F fixed, bright white, Velociti w/ 6” Flanged mounting base, bright white | 1 | 0.0002 | 0.0045 |  |  |  |  | FALSE | TRUE | FLUSH |  | 4" SQ. DEEP | 3 "O" PLASTER RING | #FFFF0000 | FA-NFPA 170 HEAT DETECTOR | 1 | FALSE | FALSE | FALSE | 1403 | [13 empty] | FALSE | [5 empty] | DESKTOP-7SAL8M7\acont | 2019-05-06 09:58 | THOR\acont | 2024-09-08 17:27 | 20191121 AC Detector with base | [Gamewell FCI] [SLC SENSORS] [*] [#4 TYPE ADDR ¦ SENSORS] ADPF (C), ASD-PL2F w/B200S-LF-WH (C), ASD-PL2F w/B210LP (C), ASD-PL2FR (C), ASD-PL3 w/B200S-LF-WH (C), ASD-PL3 w/B200SR-LF-WH (C), ASD-PL3 w/B200SR-WH (C), ASD-PL3 w/B224BI-WH (C), ASD-PL3 w/B224R [Gamewell FCI] [SLC MODULES SENSORS] [*] [#2 SHARED ADDR ¦ SENSORS] ADPF (C), ASD-PL2F w/B200S-LF-WH (C), ASD-PL2F w/B210LP (C), ASD-PL2FR (C), ASD-PL3 w/B200S-LF-WH (C), ASD-PL3 w/B200SR-LF-WH (C), ASD-PL3 w/B200SR-WH (C), ASD-PL3 w/B224BI-WH (C), ASD-P
bd9a7c8b-c49b-444e-a9fa-833bb616ac18 | NFPA 170 HORN STROBE CEILING |  |  | North | Kidde |  | Horn/Strobe |  |  |  | Module | TRUE | WG4WF-HVMHC (C) |  | Outdoor horn-strobe, white, FIRE marking, high candela, clear lens | 1 | 0 | 0.24 |  |  |  |  | FALSE | TRUE |  |  |  |  | #FF0070C0 | FA-NFPA 170 HORN STROBE CEILING | 1 | FALSE | FALSE | FALSE | 2013 | [13 empty] | FALSE |  |  | C, WP |  |  | DESKTOP-7EIEB7A\acont | 2022-01-05 12:33 | THOR\acont | 2024-09-08 17:27 | Cloned from Edwards WG4WF-HVMHC (C) | [Edwards, Kidde] [NAC] [UL1971, 16 VFWR, CONTINUOUS] WG4RF-HVMHC, WG4RF-HVMHC (C) (C), WG4RN-HVMHC, WG4RN-HVMHC (C) (C), WG4WF-HVMHC, WG4WF-HVMHC (C) (C), WG4WN-HVMHC, WG4WN-HVMHC (C) (C) [Edwards, Kidde] [NAC] [UL1638, 16 VFWR, CONTINUOUS] WG4RF-HVMHC, WG4RF-HVMHC (C) (C), WG4RN-HVMHC, WG4RN-HVMHC (C) (C), WG4WF-HVMHC, WG4WF-HVMHC (C) (C), WG4WN-HVMHC, WG4WN-HVMHC (C) (C) [Edwards, Kidde] [NAC] [UL1971, 16 VDC, CONTINUOUS] WG4RF-HVMHC, WG4RF-HVMHC (C) (C), WG4RN-HVMHC, WG4RN-HVMHC (C) (C), WG4WF-HVMHC, WG4WF-HVMHC (C) (C), WG4WN-HVMHC, WG4WN-HVMHC (C) (C) [Edwards, Kidde] [NAC] [UL1638, 16 VDC, CONTINUOUS] WG4RF-HVMHC, WG4RF-HVMHC (C) (C), WG4RN-HVMHC, WG4RN-HVMHC (C) (C), WG4WF-HVMHC, WG4WF-HVMHC (C) (C), WG4WN-HVMHC, WG4WN-HVMHC (C) (C) [Edwards, Kidde] [NAC] [UL1971, 24 VDC, CONTINUOUS] WG4RF-HVMHC, WG4RF-HVMHC (C) (C), WG4RN-HVMHC, WG4RN-HVMHC (C) (C), WG4WF-HVMHC, WG4WF-HVMHC (C) (C), WG4WN-HVMHC, WG4WN-HVMHC (C) (C) [Edwards, Kidde] [NAC] [UL1638, 24 VDC, CONTINUOUS] WG4RF-HVMHC, WG4RF-HVMHC (C) (C), WG4RN-HVMHC, WG4RN-HVMHC (C) (C), WG4WF-HVMHC, WG4WF-HVMHC (C) (C), WG4WN-HVMHC, WG4WN-HVMHC (C) (C)
836c2f10-e044-45db-9062-833d4b2403aa | NFPA 170 HORN STROBE CEILING |  |  | North | MIRCOM |  | Horn/Strobe |  |  |  | Module | TRUE | FHS-400C-RR |  | HORN/STROBE CEILING MOUNT, RED | 1 | [6 empty] | FALSE | TRUE |  |  |  |  | #FF0070C0 | FA-NFPA 170 HORN STROBE CEILING | 1 | FALSE | FALSE | FALSE | 2013 | [13 empty] | FALSE |  |  | C |  |  |  |  | THOR\acont | 2024-09-08 17:27 |  | [MIRCOM] [NAC] [24 VFWR, CONT, HIGH] FHS-400C-RR (C), FHS-400C-WW (C) [MIRCOM] [NAC] [24 VDC, CONT, HIGH] FHS-400C-RR (C), FHS-400C-WW (C)
d76575ef-1e74-44a8-a26d-8340536f6d3b | NFPA 170 FIRE ALARM CONTROL UNIT | RISER FACP |  | North | Notifier |  | Fire Alarm Control Unit |  |  |  | Assembly | TRUE | N16e | + | Intelligent fire alarm panel with one SLC loop, 10" touchscreen display, 4 NACs, and power supply in a black enclosure. | 1 | [6 empty] | FALSE | FALSE |  |  |  |  | #FFFF0000 | FA-NFPA 170 FIRE ALARM CONTROL UNIT | 1 | FALSE | FALSE | FALSE | 202 | [8 empty] | 7,12,18,26,33,55,100 |  |  |  |  | TRUE | [5 empty] | DESKTOP-7EIEB7A\acont | 2021-05-28 07:11 | THOR\acont | 2024-09-08 17:27 | Cloned from Notifier NFS2-3030D (FACP)
c007d0de-2a30-48f6-b487-834094e41dca |  |  |  | North | Siemens | [5 empty] | Module | TRUE | RA-ADB | 500-689948 | FLUSH TRIM RING FOR BASES | 1 | [12 empty] | #FFFFFFFF |  |  | FALSE | FALSE | FALSE | [20 empty] | DESKTOP-7SAL8M7\acont | 2019-08-13 09:04 | THOR\acont | 2024-10-09 10:48
78f701b0-bcee-4787-a83b-83419cfb0bc7 | NFPA 170 STROBE CEILING |  |  | North | Monaco Enterprises |  | Strobe |  |  |  | Module | TRUE | 367-102-00 | F | STROBE:RED,T-1,CM,INDOOR,24V,WHITE FIRE LTR,CLEAR LENS,15-177 CANDELA | 1 | 0 | 0.111 |  |  |  |  | FALSE | TRUE |  |  |  |  | #FF0070C0 | FA-NFPA 170 STROBE CEILING | 1 | FALSE | FALSE | FALSE | 2022 | [13 empty] | FALSE |  |  | C |  |  | DESKTOP-7SAL8M7\acont | 2020-03-02 16:31 | THOR\acont | 2024-09-08 17:27 | Cloned from System Sensor SCRL | [Monaco Enterprises] [NAC] [VFWR] 367-102-00 (C), 367-103-00 (C), 367-105-00 (C) [Monaco Enterprises] [NAC] [VDC] 367-102-00 (C), 367-103-00 (C), 367-105-00 (C)
6cece00e-f1ef-4fd5-8c63-83473c87c3fb | NFPA 170 STROBE CEILING |  |  | North | Edwards |  | Strobe |  |  |  | Module | TRUE | GCF-VM |  | Strobe, running man, white, FIRE, 15, 30, 75, 95 cd, clear | 1 | 0 | 0.168 |  |  |  |  | FALSE | TRUE |  |  |  |  | #FF0070C0 | FA-NFPA 170 STROBE CEILING | 1 | FALSE | FALSE | FALSE | 2022 | [13 empty] | FALSE |  |  | C |  |  |  |  | THOR\acont | 2024-09-08 17:27 |  | [Edwards, Kidde] [NAC] [24 VDC] EGCFR-VM (C), EGCF-VM (C), GCFR-S7VM (C), GCFR-VM (C), GCF-S2VM (C), GCF-S7VM (C), GCF-VM (C), GCHFRF-S2VMC (C), GCHFRF-S7VMC (C), GCHFRN-S2VMC (C), GCHFRN-S7VMC (C), GCHFWA-S2VMA (C), GCHFWA-S2VMC (C), GCHFWA-S7VMA (C), G [Edwards, Kidde] [NAC] [16 VDC] EGCFR-VM (C), EGCF-VM (C), GCFR-S7VM (C), GCFR-VM (C), GCF-S2VM (C), GCF-S7VM (C), GCF-VM (C), GCHFRF-S2VMC (C), GCHFRF-S7VMC (C), GCHFRN-S2VMC (C), GCHFRN-S7VMC (C), GCHFWA-S2VMA (C), GCHFWA-S2VMC (C), GCHFWA-S7VMA (C), G
923375fa-4fe3-4187-b942-83477deb84c8 | NFPA 170 SMOKE DETECTOR |  |  | North | Apollo |  | Smoke Detector |  |  |  | Module | FALSE | SA5150-650 w/SA5000-230 | XXX | Soteria UL Smoke Detector W/ Soteria UL Base - 6” | 1 | 0.0005 | 0.4 |  |  |  |  | FALSE | TRUE |  |  |  |  | #FFFF0000 | FA-NFPA 170 SMOKE DETECTOR | 1 | FALSE | FALSE | FALSE | 1408 | [13 empty] | FALSE |  |  | 4 |  |  | XPS-17-9710\August | 2024-12-14 09:17 |  |  | Cloned from Apollo SA5150-650 w/SA5000-210 | [Apollo] [SLC APOLLO MODULES SENSORS] [#1 SHARED ADDR ¦ ALL] SA5150-650ADV w/SA5000-230ADV (C), SA5150-750ADV w/SA5000-210ADV (C), SA5050- 350 w/SA5300-802 , SA5050-250 w/SA5000-210, SA5050-250 w/SA5000-230 , SA5050-250 w/SA5300-800 , SA5050-250 w/ [Advanced, Apollo] [SLC APOLLO MODULES SENSORS] [*] [#2 SHARED ADDR ¦ SENSORS] SA5150-650ADV w/SA5000-230ADV (C), SA5150-750ADV w/SA5000-210ADV (C), 45681-800 (C), 45681-805 (C), 55000-450 w/45681-210UL (C), 55000-450 w/45681-225APO (C), 55000-450 w/
472b3388-8f5f-4418-8388-834dcf4c0dec | NFPA 170 HEAT DETECTOR |  |  | North | Notifier |  | Heat Detector |  |  |  | Module | TRUE | FST-851 w/B200SR-LF | ++ | Intelligent Addressable 135°F (57°C) Thermal Detector w/ Flashscan, Sounder Base | 1 | 0.0003 | 0.0065 |  |  |  |  | FALSE | TRUE | FLUSH |  | 4" SQ. DEEP | 3 "O" PLASTER RING | #FFFF0000 | FA-NFPA 170 HEAT DETECTOR | 1 | FALSE | FALSE | FALSE | 1403 |  |  | 7270-0028:0196 | [10 empty] | FALSE |  |  | LF |  |  |  |  | THOR\acont | 2024-09-08 17:27 | 20191121 AC Detector with base | [Honeywell, Notifier, System Sensor] [SLC MODULES SENSORS] [*] [#2 SHARED ADDR ¦ SENSORS] 2251B (C), 2251-COPTIR (C), 2251-COPTIR w/B200S-WH (C), 2251TB (C), 2251TMB (C), 5251B (C), 5251B-WP (C), 5251H (C), 5251RB (C), 5251RB-WP (C), 7251 (C), 7251DH (C) [Honeywell, Notifier, System Sensor] [SLC SENSORS] [*] [#4 TYPE ADDR ¦ SENSORS] 2251B (C), 2251-COPTIR (C), 2251-COPTIR w/B200S-WH (C), 2251TB (C), 2251TMB (C), 5251B (C), 5251B-WP (C), 5251H (C), 5251RB (C), 5251RB-WP (C), 7251 (C), 7251DH (C), DH200LP [Notifier] [AUX POWER] [16VDC, HIGH VOLUME] FSD-751PL w/B200SR-LF (C), FSD-751RP w/B200SR-LF (C), FSD-751RPL w/B200SR-LF (C), FSI-851 w/B200SR-LF (C), FSL-751 w/B200SR-LF (C), FSP-851 w/B200SR-LF (C), FSP-851T w/B200SR-LF (C), FST-851 w/B200SR-LF (C), FS
9b18b2f7-86f1-45c7-858b-835e190648f6 |  |  |  | North | Edwards |  | Hardware |  |  |  | Hardware | TRUE | 27193-11-NY |  | One gang surface mount box, red, no bottom KO | 1 | [6 empty] | FALSE | [5 empty] | #FFFFFFFF |  |  | FALSE | FALSE | FALSE | [14 empty] | FALSE | [7 empty] | THOR\acont | 2024-10-09 10:48
80666ade-4126-4759-9e03-83620213f0ab | NFPA 170 EM STROBE CEILING |  |  | North | Siemens |  | Strobe |  |  |  | Module | TRUE | ST-CMC-CR-MNS-ALRT | S54301-Z104-A1+ | MNS Clear Strobe, multi Candela − Ceiling Mount, Red − ‘ALERT’ | 1 | [7 empty] | TRUE |  |  |  |  | #FF0070C0 | FA-NFPA 170 EM STROBE CEILING | 1 | FALSE | FALSE | FALSE | 2007 | [16 empty] | C |  |  | DESKTOP-7SAL8M7\acont | 2019-08-13 09:04 | THOR\acont | 2024-09-08 17:27 | B,T | [Siemens] [NAC] [VDC CEILING] SET-CMC-CR-MNS-ALERT (C), SET-CMC-CW-MNS-ALERT (C), SET-CMC-R-MNS-ALERT, SET-CMC-W-MNS-ALERT, ST-CMC-CR-MNS-ALRT (C), ST-CMC-CW-MNS-ALRT (C), ST-CMC-RETRO-R-MNS, ST-CMC-RETRO-W-MNS, ST-CMC-R-MNS-ALERT, ST-CMC-W-MNS-ALERT [Siemens] [NAC] [VDC WALL] SET-CMC-CR-MNS-ALERT (C), SET-CMC-CW-MNS-ALERT (C), SET-CMC-R-MNS-ALERT, SET-CMC-W-MNS-ALERT, ST-CMC-CR-MNS-ALRT (C), ST-CMC-CW-MNS-ALRT (C), ST-CMC-RETRO-R-MNS, ST-CMC-RETRO-W-MNS, ST-CMC-R-MNS-ALERT, ST-CMC-W-MNS-ALERT [Siemens] [NAC] [VFWR CEILING] SET-CMC-CR-MNS-ALERT (C), SET-CMC-CW-MNS-ALERT (C), SET-CMC-R-MNS-ALERT, SET-CMC-W-MNS-ALERT, ST-CMC-CR-MNS-ALRT (C), ST-CMC-CW-MNS-ALRT (C), ST-CMC-RETRO-R-MNS, ST-CMC-RETRO-W-MNS, ST-CMC-R-MNS-ALERT, ST-CMC-W-MNS-ALERT [Siemens] [NAC] [VFWR WALL] SET-CMC-CR-MNS-ALERT (C), SET-CMC-CW-MNS-ALERT (C), SET-CMC-R-MNS-ALERT, SET-CMC-W-MNS-ALERT, ST-CMC-CR-MNS-ALRT (C), ST-CMC-CW-MNS-ALRT (C), ST-CMC-RETRO-R-MNS, ST-CMC-RETRO-W-MNS, ST-CMC-R-MNS-ALERT, ST-CMC-W-MNS-ALERT
84c5d795-3f09-4aeb-9c72-8363bea587e7 | NFPA 170 MANUAL PULL |  |  | North | Monaco Enterprises |  | Manual Station |  |  |  | Module | TRUE | 708-026-01 |  | SPST, Double Action Manual Pull Station, red, terminal strip, key reset. Uses same key as Monaco fire alarm control panels. | 1 | 0.0004 | 0.0006 | [10 empty] | #FFFF0000 | FA-NFPA 170 MANUAL PULL | 1 | FALSE | FALSE | FALSE | 957 | [19 empty] | DESKTOP-7SAL8M7\acont | 2019-12-11 13:56 | THOR\acont | 2024-09-08 17:27 | Cloned from Monaco Enterprises 708-031-00 | [Monaco Enterprises] [SLC MODULES] 01 [*] 708-026-01, 708-031-00, 729-142-00, 729-143-00, 729-144-00, 729-158-00, 729-159-00, 729-165-00, 729-182-00, 729-217-00, 729-218-00, 729-221-00, 729-225-00 [Monaco Enterprises] [SLC MODULES] 02 [*] 708-026-01, 708-031-00 [Monaco Enterprises] [SLC MODULES SENSORS] 01 [*] 708-026-01, 708-031-00, 721-121-00 w/B200SR-LF-WH (C), 721-121-00 w/B200SR-WH (C), 721-121-00 w/B210LP (C), 721-121-00 w/B224RB-WH (C), 721-121-00 w/B501 (C), 721-124-00 w/B200SR-LF-WH (C), 721-124-00 w/B [Monaco Enterprises] [SLC MODULES/SENSORS] 03 [*] 708-026-01, 708-031-00
7aa0f304-e01a-4403-bd1e-83675622e45e | CADGEN AUX POWER SUPPLY | CADGEN AUX POWER SUPPLY |  | North | Elmdene |  | Auxilliary Power Supply |  |  |  | Assembly | TRUE | STX2402-E | + | STX Range 24V dc EN54 Power Supply Unit, 2A. 17AH | 1 | [6 empty] | FALSE | FALSE |  |  |  |  | #FFFF0000 | FA-CADGEN AUX POWER SUPPLY | 1 | FALSE | FALSE | FALSE | 212 | [8 empty] | 17 |  | 17 |  |  | TRUE | [5 empty] | DESKTOP-7EIEB7A\acont | 2023-02-13 10:26 | THOR\acont | 2024-09-08 17:27 | Cloned from Elmdene STX2402-C
ff8f19c6-6f50-46b7-956c-836df2ab06cf |  |  |  | North | Monaco Enterprises |  | Cards & Components |  |  |  | Card | TRUE | 227-865-xx MAIN BOARD |  | 227-865-xx MAIN BOARD | 1 | [6 empty] | TRUE | [5 empty] | #FFFFFFFF |  |  | FALSE | FALSE | FALSE | [20 empty] | AULAPTOP-PC\Aulaptop | 2019-04-20 02:49 | THOR\acont | 2024-10-09 10:48 |  |  | [Monaco Enterprises] 227-865-xx MAIN BOARD
ddcad22c-5769-4ff6-84f4-8374116271fe | NFPA 170 MANUAL PULL |  |  | North | Potter |  | Manual Releasing Station |  |  |  | Module | TRUE | MAS-Y | ++ | Yellow Fire Suppression Pull Station | 1 | 0 | 0 |  |  |  |  | TRUE |  |  |  | 6" x 6" x 3" |  | #FFFF0000 | FA-NFPA 170 MANUAL PULL | 1 | FALSE | FALSE | FALSE | 957 | [19 empty] | THOR\acont | 2025-01-14 14:22 |  |  | Cloned from Potter MAS-R | [Potter] [IDC] [#1 RELEASE] MAS-R, MAS-Y
f9b35a4a-5ae5-46d3-bdbf-837b63f9fa10 | NFPA 170 SMOKE DETECTOR |  |  | North | Monaco Enterprises |  | Smoke Detector |  |  |  | Module | TRUE | 723-002-00 w/B116LP | + | DETECTOR,SYSTEM:PHOTOELECTRIC,2-WIRE,4-WIRE,1.66" HEIGHT,HEAD | 1 | 0.00012 | 0.1 |  |  |  |  | TRUE | TRUE |  |  |  |  | #FFFF0000 | FA-NFPA 170 SMOKE DETECTOR | 1 | FALSE | FALSE | FALSE | 1408 | [19 empty] | DESKTOP-7SAL8M7\acont | 2020-02-20 16:44 | THOR\acont | 2024-09-08 17:27 | Cloned from System Sensor 2151 w/B116LP | [Monaco Enterprises, System Sensor] [IDC] 02 [*] 723-002-00 w/B110LP (C), 723-002-00 w/B116LP (C), 723-002-00 w/B401 (C), 723-003-00 w/B110LP (C), 723-003-00 w/B116LP (C), 723-340-01 (C), COSMO-2W (C)
34256daa-6105-4dbb-97ed-838232c7fdc5 | FA-FIRE_INTRINSICALLY_SAFE_DEVICE |  |  | North | Autocall |  | Miscellaneous |  |  |  | Module | TRUE | 2081-9062 |  | Intrinsically Safe Devices Single Isolated Barrier Module | 1 | 0 | 0 |  |  |  |  | TRUE | [5 empty] | #FFFF0000 | FA-FA-FIRE_INTRINSICALLY_SAFE_DEVICE | 1 | FALSE | FALSE | FALSE | [17 empty] | S |  |  | DESKTOP-0D6CQVA\lousc | 2019-07-06 15:15 | THOR\acont | 2024-09-08 17:27 | Cloned from AutoCall A100-8802 | [Autocall] [SURGE PROTECTION] 2081-9062, 2081-9063, A2081-9044
9b87312e-cddb-4154-b7ae-838989bae41c | NFPA 170 SMOKE DETECTOR |  |  | North | Notifier |  | Smoke Detector |  |  |  | Module | TRUE | FSV-951R w/B224BI-WH | ++ | Very Intelligent Early Warning smoke detector. Isolator Base | 1 | 0.0002 | 0.0045 |  |  |  |  | FALSE | TRUE | FLUSH |  | 4" SQ. DEEP | 3 "O" PLASTER RING | #FFFF0000 | FA-NFPA 170 SMOKE DETECTOR | 1 | FALSE | FALSE | FALSE | 1403 |  |  | 7272-0028:0206 | [10 empty] | FALSE | [5 empty] | MARKSOFFICEDESK\cadus | 2022-07-27 11:29 | THOR\acont | 2024-09-08 17:27 | Cloned from Notifier FST-951 w/B224BI-WH | [Honeywell, Notifier, System Sensor] [SLC MODULES SENSORS] [*] [#2 SHARED ADDR ¦ SENSORS] 2251B (C), 2251-COPTIR (C), 2251-COPTIR w/B200S-WH (C), 2251TB (C), 2251TMB (C), 5251B (C), 5251B-WP (C), 5251H (C), 5251RB (C), 5251RB-WP (C), 7251 (C), 7251DH (C) [Honeywell, Notifier, System Sensor] [SLC SENSORS] [*] [#4 TYPE ADDR ¦ SENSORS] 2251B (C), 2251-COPTIR (C), 2251-COPTIR w/B200S-WH (C), 2251TB (C), 2251TMB (C), 5251B (C), 5251B-WP (C), 5251H (C), 5251RB (C), 5251RB-WP (C), 7251 (C), 7251DH (C), DH200LP
a74e5c17-30b5-4eec-84cc-839372c4ef99 | NFPA 170 SURGE SUPPRESSOR |  |  | North | Space Age Electronics |  | Surge Supressor |  |  |  | Module | TRUE | T70-DG w/Snap Track |  | 2 Pair / 4 Wire Surge Module, 70v | 1 | [6 empty] | TRUE | [5 empty] | #FFFF0000 | FA-NFPA 170 SURGE SUPPRESSOR | 1 | FALSE | FALSE | FALSE | [14 empty] | FALSE |  |  | 24v |  |  | DESKTOP-7EIEB7A\acont | 2021-08-26 08:07 | THOR\acont | 2024-09-08 17:27 | Cloned from Space Age Electronics T48-DG w/Snap Track | [Space Age Electronics] [SURGE PROTECTION] [ALL DEVICES ++] E120V-GT, RJ1448-MD w/Snap Track, T05-DG w/Snap Track, T120-DG w/Snap Track, T12-DG w/Snap Track, T24-DG w/Snap Track, T32-DG w/Snap Track, T36-DG w/Snap Track, T48-DG w/Snap Track, T70-DG w/Sna [Space Age Electronics] [SURGE PROTECTION] [#2] RJ1448-MD w/Snap Track, T05-DG w/Snap Track, T120-DG w/Snap Track, T12-DG w/Snap Track, T24-DG w/Snap Track, T32-DG w/Snap Track, T36-DG w/Snap Track, T48-DG w/Snap Track, T70-DG w/Snap Track, T90-DG w/Snap
cf0ac256-d30b-4e67-901e-839378722711 | NFPA 170 NON ADDRESSABLE RELAY |  |  | North | System Sensor |  | Non-Addressable Relay |  |  |  | Module | TRUE | R-10 E/AHU | F | RELAY, CONVENTIONAL RELAY IN A BOX | 1 | [6 empty] | FALSE | FALSE |  |  |  |  | #FFFF0000 | FA-NFPA 170 NON ADDRESSABLE RELAY | 1 | FALSE | FALSE | FALSE | 1300 | [13 empty] | FALSE | [7 empty] | THOR\acont | 2024-09-08 17:27
08c0bffc-8b07-4854-8912-839fab0a3f84 | NFPA 170 GRAPHIC ANNUNCIATOR PANEL | RISER ANNUNCIATOR |  | North | Notifier |  | Graphic Annunciator |  |  |  | Assembly | TRUE | LDM-32 Assembly | + | Graphic Annunciator with Lamp Driver Module (LDM-32) | 1 | [12 empty] | #FFFF0000 | FA-NFPA 170 GRAPHIC ANNUNCIATOR PANEL | 1 | FALSE | FALSE | FALSE | 256 | [19 empty] | DESKTOP-7EIEB7A\acont | 2022-03-04 06:48 | THOR\acont | 2024-09-08 17:27 | Cloned from Gamewell FCI ANU-48 Assembly | [Gamewell FCI, Notifier] [RS-485] 1100-0455, 1100-0505, ANU-48, ANU-48 Assembly, ASM-16, LCD-7100 MAIN CARD, LCD-E3, LCD-SLP, LCD-SLP MAIN BOARD, LDM-32 Assembly, NGA, RA-1000
68649db2-c696-4fec-8bde-83a3696f53b6 | NFPA 170 MANUAL PULL |  |  | North | Silent Knight |  | Manual Station |  |  |  | Module | TRUE | PS-SA w/SD500-MIM | ++ | Single Action Conventional Pull Station w/SD500-MIM | 1 | 0.00055 | 0.023 |  |  |  |  | FALSE | [5 empty] | #FFFF0000 | FA-NFPA 170 MANUAL PULL | 1 | FALSE | FALSE | FALSE | 957 | [13 empty] | FALSE | [7 empty] | THOR\acont | 2024-09-08 17:27 |  | [Silent Knight] [SLC HOCHIKI] [*] [#1 SHARED ADDR ¦ ALL] Hood System w/SD500-MIM, PS-DA w/SD500-MIM, PS-SA w/SD500-MIM, SD500-AIM, SD500-ANM, SD500-ARM, SD500-LED, SD500-MIM, SD500-PS, SD500-PSDA, SD500-SDM, SD505-AHS w/SD505-6AB, SD505-APS w/SD505-6AB (
4c66b8b0-8143-440d-bf8c-83aeaee8bca6 |  |  |  | North | Autocall |  | Hardware |  |  |  | Hardware | TRUE | A100-2153 | + | 3BAY GLASS DR PKG FACTORY ONLY | 1 | [12 empty] | #FFFFFFFF |  |  | FALSE | FALSE | FALSE | [20 empty] | DESKTOP-7EIEB7A\acont | 2021-11-30 06:57 | THOR\acont | 2024-10-09 10:48 | Cloned from Autocall A2975-9443
7b84f3e2-5b9a-4a82-953b-83bded6e9fef |  |  |  | North | Bosch | [5 empty] | Module | TRUE | B465-MWV-1640 | * | Kit w/B465/B10/D1640/D101/B444-V | 1 | [12 empty] | #FFFFFFFF |  |  | FALSE | FALSE | FALSE | [20 empty] | DESKTOP-7EIEB7A\acont | 2021-08-13 06:25 | THOR\acont | 2024-10-09 10:48
3d9ef785-e7a4-446c-acd2-83c029a7c8ec | NFPA 170 SMOKE HEAT DETECTOR |  |  | North | Autocall |  | Smoke/Heat Detector |  |  |  | Module | TRUE | A4098-9602 w/A4098-9788 | + | TrueAlarm Photoelectric Smoke Detector with TrueSense Smoke/Heat Detection 2-Wire | 1 | 0.0001 | 0.024 |  |  |  |  | TRUE | TRUE |  |  |  |  | #FFFF0000 | FA-NFPA 170 SMOKE HEAT DETECTOR | 1 | FALSE | FALSE | FALSE | 1408 | [16 empty] | P |  |  | DESKTOP-0D6CQVA\lousc | 2019-07-06 08:44 | THOR\acont | 2024-09-08 17:27 | 20191121 AC Detector with base | [Autocall, Simplex] [IDC] 01 2098-9201 (C), 2098-9202 (C), 2098-9203 (C), 2098-9208 (C), 2098-9576 (C), 2099-9101 (C), 2099-9102 (C), 2099-9103 (C), 2099-9104 (C), 2099-9105 (C), 2099-9107 (C), 2099-9108 (C), 2099-9754 (C), 2099-9755 (C), 2099-9756 (C),
08eb0b40-892c-4fdd-a685-83d6ac368a3d | NFPA 170 HORN STROBE |  |  | North | Kidde |  | Horn/Strobe |  |  |  | Module | TRUE | WG4RF-HVMC |  | Outdoor rated horn-strobe, red with FIRE marking, clear lens | 1 | 0 | 0.297 |  |  |  |  | FALSE | [5 empty] | #FF0070C0 | FA-NFPA 170 HORN STROBE | 1 | FALSE | FALSE | FALSE | 2012 | [13 empty] | FALSE |  |  | WP |  |  | DESKTOP-7SAL8M7\acont | 2020-11-18 12:47 | THOR\acont | 2024-09-08 17:27 | Cloned from Edwards WG4RF-HVMC | [Edwards, Kidde] [NAC] [16 VDC, CONTINUOUS] WG4RF-HVMC, WG4RF-HVMC (C) (C), WG4RN-HVMC, WG4RN-HVMC (C) (C), WG4WF-HVMC, WG4WF-HVMC (C) (C), WG4WN-HVMC, WG4WN-HVMC (C) (C) [Edwards, Kidde] [NAC] [16 VFWR, CONTINUOUS] WG4RF-HVMC, WG4RF-HVMC (C) (C), WG4RN-HVMC, WG4RN-HVMC (C) (C), WG4WF-HVMC, WG4WF-HVMC (C) (C), WG4WN-HVMC, WG4WN-HVMC (C) (C) [Edwards, Kidde] [NAC] [24 VDC, CONTINUOUS] WG4RF-HVMC, WG4RF-HVMC (C) (C), WG4RN-HVMC, WG4RN-HVMC (C) (C), WG4WF-HVMC, WG4WF-HVMC (C) (C), WG4WN-HVMC, WG4WN-HVMC (C) (C)
443d9a86-fd4e-4eab-853b-83db61d723da | NFPA 170 STROBE WALL |  |  | North | Gentex |  | Strobe |  |  |  | Module | TRUE | WGESG24-75PWLP |  | WGES Colored Lens Low Profile Outdoor Strobe (GOELP Enclosure), Green Lens | 1 | 0 | 0.164 |  |  |  |  | FALSE | [5 empty] | #FF0070C0 | FA-NFPA 170 STROBE WALL | 1 | FALSE | FALSE | FALSE | 2023 | [13 empty] | FALSE | [7 empty] | THOR\acont | 2024-09-08 17:27 |  | [Gentex] [NAC] [UL MAX] WGESB24-75PW, WGESB24-75PWLP, WGESG24-75PW, WGESG24-75PWLP, WGESR24-75PW, WGESR24-75PWLP
ff13d8c1-c644-404c-bc2d-83dfd433f95f | NFPA 170 SPEAKER STROBE |  |  | North | BluePoint |  | Speaker/Strobe |  |  |  | Assembly | TRUE | BP04-A111LP | + | IWSS ASSEMBLY | 1 | 0 | 0.017 |  |  |  |  | FALSE | [5 empty] | #FF0070C0 | FA-NFPA 170 SPEAKER STROBE | 1 | FALSE | FALSE | FALSE | 2019 | [13 empty] | FALSE | [5 empty] | THOR\acont | 2024-04-12 13:47 | THOR\acont | 2024-09-08 17:27 | Cloned from BluePoint BP04-111LP | [BluePoint, System Sensor] [NAC] [VFWR] BP04-101LP, BP04-111LP, BP04-A101LP, BP04-A111LP, SGRL, SGWL, SPSRL, SPSRL-P, SPSRL-SP, SPSWL, SPSWL-ALERT, SPSWL-CLR-ALERT, SPSWL-P, SRL, SRL w/ WAV-RL, SRL-P, SRL-SP, SWL, SWL w/ WAV-WL, SWL-ALERT, SWL-CLR-ALERT, [BluePoint, System Sensor] [AUDIO 25v] [25V AUDIO] BP04-111LP, BP04-A111LP, SPRL, SPSR, SPSRL, SPSRL-P, SPSRL-SP, SPSW, SPSWL, SPSWL-ALERT, SPSWL-CLR-ALERT, SPSWL-P, SPWL [BluePoint, System Sensor] [AUDIO 70.7v] [70V AUDIO] BP04-111LP, BP04-A111LP, SPRL, SPSR, SPSRL, SPSRL-P, SPSRL-SP, SPSW, SPSWL, SPSWL-ALERT, SPSWL-CLR-ALERT, SPSWL-P, SPWL [BluePoint, System Sensor] [NAC] [VDC] BP04-101LP, BP04-111LP, BP04-A101LP, BP04-A111LP, SGRL, SGWL, SPSRL, SPSRL-P, SPSRL-SP, SPSWL, SPSWL-ALERT, SPSWL-CLR-ALERT, SPSWL-P, SRL, SRL w/ WAV-RL, SRL-P, SRL-SP, SWL, SWL w/ WAV-WL, SWL-ALERT, SWL-CLR-ALERT,
fe028a89-2037-4eee-902c-83e210ec57dd |  |  |  | North | Edwards |  | Cards & Components |  |  |  | Card | TRUE | 3-SSDC1-E | n | Signature Single Driver Controller (LRM) | 1 | 0.12 | 0.132 |  |  |  |  | TRUE | [5 empty] | #FFFFFFFF |  |  | FALSE | FALSE | FALSE | [20 empty] | DESKTOP-7SAL8M7\acont | 2019-12-13 12:52 | THOR\acont | 2024-10-09 10:48
0148ac19-5ccb-4a9d-b2bc-83e54fe2d8ac |  |  |  | North | Edwards |  | Cards & Components |  |  |  | Card | TRUE | RSA4-CPU |  | Annunciator CPU and Power Card, LSS | 1 | [6 empty] | TRUE | [5 empty] | #FFFFFFFF |  |  | FALSE | FALSE | FALSE | [14 empty] | FALSE | [7 empty] | THOR\acont | 2024-10-09 10:48
72ab20ae-887d-46d8-8c8d-83f29735450e |  |  |  | North | Simplex |  | Cards & Components |  |  |  | Card | TRUE | 4007-9201 CPU | ++ | CPU Assembly | 1 | 0.18 | 0.185 |  |  |  |  | TRUE | [5 empty] | #FFFFFFFF |  |  | FALSE | FALSE | FALSE | [9 empty] | 7,12,18 |  |  |  |  | TRUE | [5 empty] | DESKTOP-7SAL8M7\acont | 2020-05-12 07:54 | THOR\acont | 2024-10-09 10:48 | Cloned from Simplex 4007-9201 |  | [Autocall, Simplex] 4007-9201 CPU, A007-9201 CPU
c4d2349f-7cd2-4477-a956-83f47e22ad8e | NFPA 170 SMOKE HEAT DETECTOR |  |  | North | Notifier |  | Smoke/Heat Detector |  |  |  | Module | TRUE | FPTI-951 w/B200S-LF-IV | + | Intelligent addressable multi-criteria photoelectric, thermal and infrared smoke detector, white w/ Intelligent sounder base, low frequency, ivory, UL-listed | 1 | 0.0002 | 0.0045 |  |  |  |  | FALSE | TRUE | FLUSH |  | 4" SQ. DEEP | 3 "O" PLASTER RING | #FFFF0000 | FA-NFPA 170 SMOKE HEAT DETECTOR | 1 | FALSE | FALSE | FALSE | 1402 | [13 empty] | FALSE |  |  | LF |  |  | DESKTOP-7EIEB7A\acont | 2021-01-13 08:04 | THOR\acont | 2024-09-08 17:27 | Cloned from Notifier FSCO-951 w/B200S-LF-IV | [Notifier] [AUX POWER] [16VDC, HIGH VOLUME] B200S-LF-WH, FCO-851 w/B200S-LF (C), FCO-951 w/B200S-LF-WH (C), FPC-951 w/B200S-LF-IV (C), FPC-951 w/B200S-LF-WH (C), FPTI-951 w/B200S-LF-IV (C), FPTI-951 w/B200S-LF-WH (C), FSCO-951 w/B200S-LF-IV (C), FSCO-951 [Notifier] [AUX POWER] [16VDC, LOW VOLUME] B200S-LF-WH, FCO-851 w/B200S-LF (C), FCO-951 w/B200S-LF-WH (C), FPC-951 w/B200S-LF-IV (C), FPC-951 w/B200S-LF-WH (C), FPTI-951 w/B200S-LF-IV (C), FPTI-951 w/B200S-LF-WH (C), FSCO-951 w/B200S-LF-IV (C), FSCO-951 [Honeywell, Notifier, System Sensor] [SLC SENSORS] [*] [#4 TYPE ADDR ¦ SENSORS] 2251B (C), 2251-COPTIR (C), 2251-COPTIR w/B200S-WH (C), 2251TB (C), 2251TMB (C), 5251B (C), 5251B-WP (C), 5251H (C), 5251RB (C), 5251RB-WP (C), 7251 (C), 7251DH (C), DH200LP [Honeywell, Notifier, System Sensor] [SLC MODULES SENSORS] [*] [#2 SHARED ADDR ¦ SENSORS] 2251B (C), 2251-COPTIR (C), 2251-COPTIR w/B200S-WH (C), 2251TB (C), 2251TMB (C), 5251B (C), 5251B-WP (C), 5251H (C), 5251RB (C), 5251RB-WP (C), 7251 (C), 7251DH (C)
f3bf02bc-362c-4e1a-9e53-83f60783a715 | CADGEN AUX POWER SUPPLY |  |  | North | Rath Area of Refuge |  | Auxilliary Power Supply |  |  |  | Assembly | TRUE | 2500-PWR24U | ++ | Power Supply, 24VDC | 1 | [6 empty] | FALSE |  |  |  | 8.78" H x 12.29" W x 2.81" D |  | #FFFF0000 | FA-CADGEN AUX POWER SUPPLY | 1 | FALSE | FALSE | FALSE | [14 empty] | FALSE | [5 empty] | ALIENWIN10\AugWin7 | 2019-12-23 13:42 | THOR\acont | 2024-09-08 17:27 | Cloned from NEW PART CLONED
0dd6e062-f149-4551-87aa-83fbea9e7587 |  |  |  | North | Notifier |  | Hardware |  |  |  | Hardware | TRUE | DP-DISP |  | Dress Panel | 1 | [6 empty] | FALSE |  | SURFACE |  | PROVIDED ("WX"HX"D) | N/A | #FFFFFFFF |  |  | FALSE | FALSE | FALSE |  |  |  | 7165-0028:0224 | [10 empty] | FALSE | [5 empty] | DESKTOP-7EIEB7A\acont | 2021-04-01 15:04 | THOR\acont | 2024-10-09 10:48 | Cloned from Notifier DP-DISP2
19bff6ae-1688-4ff9-979b-84042277375f | NFPA 170 SPEAKER WALL |  |  | North | Eaton Wheelock |  | Speaker |  |  |  | Module | TRUE | S8-70/25 |  | Speaker, 25 or 70 Vrms, 1/8 to 8 watts | 1 | [6 empty] | FALSE | FALSE |  |  |  |  | #FF0070C0 | FA-NFPA 170 SPEAKER WALL | 1 | FALSE | FALSE | FALSE | 2021 | [13 empty] | FALSE | [7 empty] | THOR\acont | 2024-09-08 17:27 |  | [Eaton Wheelock] [AUDIO 70.7v] [70V AUDIO] S8-24MCC-FW (C), S8-24MCCH (C), S8-70/25 [Eaton Wheelock] [AUDIO 25v] [25V AUDIO] S8-24MCC-FW (C), S8-24MCCH (C), S8-70/25
c3b34e51-d4fb-4d2b-b26c-8410bf88e3d2 | 170 BASIC SHAPE |  |  | North | Brivo | Security/Access Control | Cards & Components |  |  |  | Card | TRUE | B-ACS6100-IO |  | Input/Output Expansion Board | 1 | [6 empty] | TRUE | [5 empty] | #FFFF0000 | FA-170 BASIC SHAPE | 1 | FALSE | FALSE | FALSE | [20 empty] | AUGUSTALIEN\aucon | 2023-03-07 15:46 | THOR\acont | 2024-09-08 17:27 | Cloned from New Part CLONED CLONED CLONED CLONED |  | [Brivo] B-ACS6100-IO
67c8ee29-7f96-45a4-8120-841e784f4439 | NFPA 170 SPEAKER STROBE |  |  | North | Kidde |  | Speaker/Strobe |  |  |  | Module | TRUE | INT-7A-RS25W |  | 15/75cd Strobe, Re-Ent Speaker, 25V 2, 4, 8, 15w | 1 | [6 empty] | FALSE | [5 empty] | #FF0070C0 | FA-NFPA 170 SPEAKER STROBE | 1 | FALSE | FALSE | FALSE | 2019 | [13 empty] | FALSE | [5 empty] | AUGUSTALIEN\aucon | 2024-05-21 15:49 | THOR\acont | 2024-10-09 10:48 | Cloned from Edwards 757-7A-RS25W | [Edwards, Kidde] [NAC] [16 VFWR, HIGH] 757-7A-RS25, 757-7A-RS25W, 757-7A-RS70, 757-7A-RS70W, 757-7A-SS25, 757-7A-SS25W, 757-7A-SS70, 757-7A-SS70W, 757-7A-T, 757-7A-TW, INT-7A-RS25, INT-7A-RS25W, INT-7A-RS70, INT-7A-RS70W [Edwards, Kidde] [NAC] [16 VDC, HIGH] 757-7A-RS25, 757-7A-RS25W, 757-7A-RS70, 757-7A-RS70W, 757-7A-SS25, 757-7A-SS25W, 757-7A-SS70, 757-7A-SS70W, 757-7A-T, 757-7A-TW, INT-7A-RS25, INT-7A-RS25W, INT-7A-RS70, INT-7A-RS70W
f3ce8ce9-eb6d-479f-a5d7-8423f729ae0e | NFPA 170 CELL COMM | RISER CELL COMM |  | North | Honeywell |  | Cellular Communicator |  |  |  | Assembly | TRUE | HON-CGW-MBB (VZW) | ++ | CLSS Gateway with the enclosure | 1 |  |  |  |  | 24 | 18 | TRUE | [5 empty] | #FFFF0000 | FA-NFPA 170 CELL COMM | 1 | FALSE | FALSE | FALSE | 250 | [13 empty] | FALSE | [5 empty] | DESKTOP-7EIEB7A\acont | 2022-07-20 07:32 | THOR\acont | 2024-09-08 17:27 | Cloned from Honeywell HON-CGW-MBB (ATT)
d1210480-6835-4f8a-8f70-84286b23eeb8 |  |  |  | North | Edwards |  | Hardware |  |  |  | Hardware | TRUE | 271-KG1-F1 |  | Replacement Breakglass Pack - Polish/English | 1 | [6 empty] | FALSE | [5 empty] | #FFFFFFFF |  |  | FALSE | FALSE | FALSE | [14 empty] | FALSE | [7 empty] | THOR\acont | 2024-10-09 10:48
907fb51a-f691-4217-92c4-84336b841300 | NFPA 170 WIRELESS CONTROL UNIT |  |  | North | Silent Knight |  | Wireless Control Unit |  |  |  | Module | TRUE | WAV-CWL | + | Wireless AV base, ceiling, white | 1 | [6 empty] | FALSE | [5 empty] | #FFFF0000 | FA-NFPA 170 WIRELESS CONTROL UNIT | 1 | FALSE | FALSE | FALSE | [14 empty] | FALSE |  |  | WAV-CWL |  |  | DESKTOP-7SAL8M7\acont | 2019-07-13 08:52 | THOR\acont | 2024-09-08 17:27 | Cloned from Firelite WAV-CWL | [Silent Knight] [SLC SK MODULES] [*] [#3 TYPE ADDR ¦ MODULES] HFS-MM, SK-CONTROL, SK-CONTROL-6, SK-MINIMON, SK-MON-10, SK-MONITOR, SK-MONITOR-2, SK-PULL-DA, SK-PULL-SA, SK-RELAY, SK-RELAY-6, SK-RELAYMON-2, SK-ZONE, SK-ZONE-6, WAV-CRL, WAV-CWL, WAV-RL, WA [Farenhyt, Firelite, Gamewell FCI, Notifier, Silent Knight] [SWIFT MESH DEVICES] 03 WAV-CRL, WAV-CWL, WAV-RL, WAV-WL [Farenhyt, Silent Knight] [SLC MODULES SENSORS] [*] [#1 SHARED ADDR ¦ MODULES] HFS-MM, Hood System/IDP-MINIMON, IDP-CONTROL, IDP-CONTROL-6, IDP-MINIMON, IDP-MON-10, IDP-MONITOR, IDP-MONITOR-2, IDP-PULL-DA, IDP-PULL-SA, IDP-RELAY, IDP-RELAY-6, IDP-RELAYMO [Farenhyt, Firelite, Gamewell FCI, Notifier, Silent Knight, System Sensor] [SWIFT MESH DEVICES] 01 HRL-LF w/ WAV-RL, HWL-LF w/ WAV-WL, P2RL w/WAV-RL, P2RLED w/WAV-RL, P2RL-LF w/ WAV-RL, P2WL w/ WAV-WL, P2WLED w/ WAV-WL, P2WL-LF w/ WAV-WL, SRL w/ WAV-RL, | [Farenhyt, Firelite, Gamewell FCI, Notifier, Silent Knight] WAV-CRL, WAV-CWL, WAV-RL, WAV-WL
67433cd2-b316-4c56-9f69-84390d855e09 | NFPA 170 SMOKE CO DETECTOR |  |  | North | Potter |  | Smoke/CO Detector |  |  |  | Module | TRUE | PAD300-PCD w/PAD300-LFSB | ++ | Photoelectric Smoke/CO Detector with 6” Base with 520Hz sounder module included | 1 | 0.0006 | 0.0006 |  |  |  |  | FALSE | TRUE |  |  |  |  | #FFFF0000 | FA-NFPA 170 SMOKE CO DETECTOR | 1 | FALSE | FALSE | FALSE | 1411 | [13 empty] | FALSE |  |  | LF |  |  | DESKTOP-7EIEB7A\acont | 2023-01-20 06:58 | THOR\acont | 2024-09-08 17:27 | Cloned from Potter PAD300-PCD w/PAD300-SB CLONED | [Potter] [AUX POWER] [UL268 (16 VDC)] PAD300-CD w/PAD300-LFSB, PAD300-HD w/PAD300-LFSB, PAD300-PCD w/PAD300-LFSB (C), PAD300-PCD w/PAD300-LFSB (Split) (C), PAD300-PD w/PAD300-LFSB (C), PAD300-PHD w/PAD300-LFSB (C), PAD300-PHD w/PAD300-LFSB (Split) (C) [Potter] [AUX POWER] [UL268 (24 VDC)] PAD300-CD w/PAD300-LFSB, PAD300-HD w/PAD300-LFSB, PAD300-PCD w/PAD300-LFSB (C), PAD300-PCD w/PAD300-LFSB (Split) (C), PAD300-PD w/PAD300-LFSB (C), PAD300-PHD w/PAD300-LFSB (C), PAD300-PHD w/PAD300-LFSB (Split) (C) [Potter] [SLC PAD] [*] [#2 SHARED ADDR ¦ SENSORS] PAD100-CD w/PAD100-4DB, PAD100-CD w/PAD100-6DB, PAD100-CD w/PAD100-IB, PAD100-CD w/PAD100-LFSB, PAD100-CD w/PAD100-RB, PAD100-CD w/PAD100-SB, PAD100-CD w/PAD100-SPKB, PAD100-DUCT (C), PAD100-DUCTR (C), PA
d0d055e5-3b4f-44ab-8ac2-843b0a906e32 | NFPA 170 HORN STROBE |  |  | North | Potter |  | Horn/Strobe |  |  |  | Module | TRUE | SH-24H |  | High Intensity Horn Strobe | 1 | 0 | 0.313 |  |  |  |  | FALSE | [5 empty] | #FF0070C0 | FA-NFPA 170 HORN STROBE | 1 | FALSE | FALSE | FALSE | 2012 | [13 empty] | FALSE | [7 empty] | THOR\acont | 2024-09-08 17:27 |  | [Potter] [NAC] [UL MAX, HIGH DB] SH-24H
31e3689b-7193-4207-800c-843bd6edfc88 | NFPA 170 HORN STROBE CEILING |  |  | North | Eaton Wheelock |  | Horn/Strobe |  |  |  | Module | TRUE | AS-24MCC-FR |  | Horn Strobe, 24 VDC, Multi-candela, red, | 1 | 0 | 0.135 |  |  |  |  | FALSE | TRUE |  |  |  |  | #FF0070C0 | FA-NFPA 170 HORN STROBE CEILING | 1 | FALSE | FALSE | FALSE | 2013 | [13 empty] | FALSE |  |  | C |  |  |  |  | THOR\acont | 2024-09-08 17:27 |  | [Eaton Wheelock] [NAC] AS-24MCC-FR (C), AS-24MCC-FW (C)
5a387bbf-381c-4b30-bdbd-843dad049ffb |  |  |  | North | Siemens |  | Cards & Components |  |  |  | Card | TRUE | FP2012-U1 | S54400-Z60-A1 | 300W power supply | 1 | [6 empty] | TRUE | [5 empty] | #FFFFFFFF |  |  | FALSE | FALSE | FALSE | [14 empty] | FALSE | [7 empty] | THOR\acont | 2024-10-09 10:48
c2ee5b85-d1ff-4f90-aa9a-844029d07c03 |  |  |  | North | Siemens |  | Cards & Components |  |  |  | Card | TRUE | FCI2011-U1 | S54400-A54-A1++ | NAC module (1A/2B) | 1 | 0.04 | 0.04 |  |  |  |  | TRUE | [5 empty] | #FFFFFFFF |  |  | FALSE | FALSE | FALSE | [20 empty] | AULAPTOP-PC\Aulaptop | 2019-04-20 20:32 | THOR\acont | 2024-10-09 10:48 | 15 mA (standby), 40 mA (alarm) |  | [Siemens] FCI2011-U1
8ab3aad7-a5de-40c3-9ab7-8449b83f66c6 | NFPA 170 ADDRESSABLE INPUT MONITOR MODULE |  |  | North | Kidde |  | Addressable Module |  |  |  | Module | TRUE | FX-IDC1A | ++ | Analog Class A Single Input Module | 1 | 0.0004 | 0.0005 |  |  |  |  | FALSE | [5 empty] | #FFFF0000 | FA-NFPA 170 ADDRESSABLE INPUT MONITOR MODULE | 1 | FALSE | FALSE | FALSE | 1000 | [13 empty] | FALSE | [5 empty] | DESKTOP-7EIEB7A\acont | 2021-12-16 15:08 | THOR\acont | 2024-09-08 17:27 | Cloned from Kidde GSA-CT1 | [Kidde] [SLC EST MODULES SENSORS] [*] [#1 SHARED ADDR ¦ MODULES] 76-330002-101, 84-330002-001, FX-270, FX-278, FX-2WIRE, FX-IDC1A, FX-IDC1B, FX-IDC2B, FX-IDCWS, FX-ISO, FX-NAC, FX-RLY, GSA-CC1, GSA-CC1S, GSA-CC2, GSA-CR, GSA-CRH, GSA-CRR, GSA-CT1, GSA-CT [Edwards, Kidde] [SLC EST MODULES/SENSORS] 02 [*] [iO64] 70-417008-001, FX-2WIRE, FX-IDC1A, FX-IDC1B, FX-IDC2B, FX-IDCWS, FX-NAC, GSA-CC1, GSA-CC1S, GSA-CC2, GSA-CT1, GSA-CT2, GSA-IO, GSA-MAB, GSA-MCC1, GSA-MCC1S, GSA-MCC2, GSA-MCT2, GSA-MIO, GSA-MM1, GS [Kidde] [SLC EST MODULES] [*] [#3 TYPE ADDR ¦ MODULES] 76-330002-101, 84-330002-001, FX-270, FX-278, FX-2WIRE, FX-IDC1A, FX-IDC1B, FX-IDC2B, FX-IDCWS, FX-ISO, FX-NAC, FX-RLY, GSA-CC1, GSA-CC1S, GSA-CC2, GSA-CR, GSA-CRH, GSA-CRR, GSA-CT1, GSA-CT2, GSA-IO, [Edwards, Kidde] [SLC EST MODULES] 01 [*] [EST3, iO1000 ] FX-2WIRE, FX-IDC1A, FX-IDC1B, FX-IDC2B, FX-IDCWS, FX-ISO, FX-NAC, GSA-CC1, GSA-CC1S, GSA-CC2, GSA-CT1, GSA-CT2, GSA-IO, GSA-MAB, GSA-MCC1, GSA-MCC1S, GSA-MCC2, GSA-MCT2, GSA-MIO, GSA-MM1, GSA-MRM1 | [Edwards, Kidde] FX-IDC1A, FX-IDC1B, GSA-CT1, GSA-IO, SIGA-CT1, SIGA-CT1HT, SIGA-CT1I, SIGA-IO, SIGA-MM1
71437d51-a7e9-42b3-8e28-844ec4e6e01f | NFPA 170 SPEAKER STROBE CEILING |  |  | North | Edwards |  | Speaker/Strobe |  |  |  | Module | TRUE | GCWA-S7VMB |  | 70V Speaker/Strobe white, ALERT, Standard cd, blue | 1 | 0 | 0.318 |  |  |  |  | FALSE | TRUE |  |  |  |  | #FF0070C0 | FA-NFPA 170 SPEAKER STROBE CEILING | 1 | FALSE | FALSE | FALSE | 2020 | [13 empty] | FALSE |  |  | C |  |  |  |  | THOR\acont | 2024-09-08 17:27 |  | [Edwards, Kidde] [AUDIO 70.7v] [70V AUDIO] G4F-S7, G4F-S7V1575, G4F-S7VM, G4HFRF-S7, G4HFRF-S7VMC, G4HFRN-S7, G4HFRN-S7VMC, G4HFWA-S7, G4HFWA-S7VMA, G4HFWA-S7VMC, G4HFWF-S7, G4HFWF-S7VMC, G4HFWN-S7, G4HFWN-S7VMA, G4HFWN-S7VMB, G4HFWN-S7VMC, G4RF-S7, G4RF [Edwards, Kidde] [NAC] [16 VDC] EGCFR-VM (C), EGCF-VM (C), GCFR-S7VM (C), GCFR-VM (C), GCF-S2VM (C), GCF-S7VM (C), GCF-VM (C), GCHFRF-S2VMC (C), GCHFRF-S7VMC (C), GCHFRN-S2VMC (C), GCHFRN-S7VMC (C), GCHFWA-S2VMA (C), GCHFWA-S2VMC (C), GCHFWA-S7VMA (C), G [Edwards, Kidde] [NAC] [24 VDC] EGCFR-VM (C), EGCF-VM (C), GCFR-S7VM (C), GCFR-VM (C), GCF-S2VM (C), GCF-S7VM (C), GCF-VM (C), GCHFRF-S2VMC (C), GCHFRF-S7VMC (C), GCHFRN-S2VMC (C), GCHFRN-S7VMC (C), GCHFWA-S2VMA (C), GCHFWA-S2VMC (C), GCHFWA-S7VMA (C), G
66055c67-76a8-4c12-a955-8453dd6cf9f9 | NFPA 170 AMPLIFIER RACK | RISER AMP |  | North | Potter |  | Amplifier |  |  |  | Assembly | TRUE | SCA-10070 (25V) | + | SINGLE CHANNEL 100W, 25V OR 70V SELECTABLE AMPLIFIER | 1 | [6 empty] | FALSE | [5 empty] | #FFFF0000 | FA-NFPA 170 AMPLIFIER RACK | 1 | FALSE | FALSE | FALSE | 300 | [8 empty] | 12 |  |  |  | 100 | TRUE | [5 empty] | DESKTOP-7EIEB7A\acont | 2021-12-13 22:22 | THOR\acont | 2024-09-08 17:27 | Cloned from Potter SCA-5070 (25V)
f164c603-fc2b-49aa-b0bf-845d263ac61d |  |  |  | North | Gamewell FCI |  | Hardware |  |  |  | Hardware | TRUE | E3-TRIMKIT-A2 | ++ | Trim kit for “A2” size enclosure, black | 1 | [6 empty] | TRUE | [5 empty] | #FFFFFFFF |  |  | FALSE | FALSE | FALSE | [20 empty] | DESKTOP-7EIEB7A\acont | 2022-08-29 12:41 | THOR\acont | 2024-10-09 10:48 | Cloned from Gamewell FCI E3-TRIMKIT-A1
f5398434-d6f5-4056-a131-8464c13ec585 |  |  |  | North | Firelite |  | Cards & Components |  |  |  | Card | TRUE | ES-200X MAIN BOARD with PWRMOD24 | + | Main Board for ES-200X Fire Alarm Control Panel with PWRMOD24 | 1 | 0.141 | 0.257 | 6 |  |  |  | TRUE | FALSE |  |  |  |  | #FFFFFFFF |  |  | FALSE | FALSE | FALSE | [9 empty] | 7,12,18 |  |  |  |  | FALSE | [7 empty] | XPS-17-9710\August | 2025-01-28 09:50 |  | [Firelite] [IDC] 04 ACM-8RF, ANN-RLY, CRF-300-6, ES-1000X MAIN BOARD, ES-200X MAIN BOARD with PWRMOD24, ES-200X MAIN BOARD without PWRMOD24, ES-50X Main Board, ES-50XP Main Board [Firelite] [IDC] 03 ACM-8RF, ANN-RLY, CDRM-300, CRF-300-6, ES-1000X MAIN BOARD, ES-200X MAIN BOARD with PWRMOD24, ES-200X MAIN BOARD without PWRMOD24, ES-50X Main Board, ES-50XP Main Board [ADT Unimode, AES, Firelite, NAPCO, Notifier] [VAC ] [VAC] 1640, 200UDLS Main Board, 411UDAC Main Board, ACC-25/50 Main Board, BE-500 CPU, CPU-N16LD, CPU-N16LND, ECC-125DA (25V) Main Board, ECC-50/100 Main Board (100W, 25V), ECC-50/100 Main Board (100W, [Ditek, Monaco Enterprises, Spectronix, WBOX] [VAC ] [VAC] 0E-SPROACHW, 210-524-00, DTK-120HW, DTK-120HWLOK, DTK-120HW-SS, DTK-1F, DTK-1FF, SA400 Main Board [Firelite] [IDC] 02 ACM-8RF, ANN-RLY, CDRM-300, CRF-300, CRF-300-6, ES-1000X MAIN BOARD, ES-200X MAIN BOARD with PWRMOD24, ES-200X MAIN BOARD without PWRMOD24, ES-50X Main Board, ES-50XP Main Board | [Firelite] ES-200X MAIN BOARD with PWRMOD24, ES-200X MAIN BOARD without PWRMOD24
cd02e45b-3fce-4a5b-b832-8465cd21553b | NFPA 170 HORN STROBE |  |  | North | Siemens |  | Horn/Strobe |  |  |  | Module | TRUE | SL2MTSWW-NG | S54329-F249-A1++ | Multi-Tone Strobe, Wall, Amber, White, No Lettering | 1 | [12 empty] | #FF0070C0 | FA-NFPA 170 HORN STROBE | 1 | FALSE | FALSE | FALSE | 2023 | [19 empty] | DESKTOP-7EIEB7A\acont | 2023-08-02 10:15 | THOR\acont | 2024-09-08 17:27 | Cloned from Siemens SL2MTSWW-NA CLONED | [Siemens] [NAC] [24 VDC, HORN STD] SL2MTSWR-A, SL2MTSWR-F, SL2MTSWR-FB, SL2MTSWR-N, SL2MTSWR-NR, SL2MTSWW-F, SL2MTSWW-FB, SL2MTSWW-N, SL2MTSWW-NA, SL2MTSWW-NB, SL2MTSWW-NG, SL2MTSWW-NR
058a1d1d-bafe-4453-b2cd-846744aa7f1f |  |  |  | North | Siemens |  | Hardware |  |  |  | Hardware | TRUE | FHD2001-R3 | S54400-B40-A1 | Outer door (1HU, red) | 1 | [6 empty] | FALSE | [5 empty] | #FFFFFFFF |  |  | FALSE | FALSE | FALSE | [20 empty] | AULAPTOP-PC\Aulaptop | 2019-04-08 04:31 | THOR\acont | 2024-10-09 10:48 | Cloned from Siemens New Part CLONED
bc8b3ae6-7f7a-4f16-8f18-846ffdbc3d1b |  |  |  | North | Siemens |  | Cards & Components |  |  |  | Card | TRUE | FN2007-U1 | S54400-A62-A1++ | Fiber Module (MM) | 1 | 0.132 | 0.132 |  |  |  |  | TRUE | [5 empty] | #FFFFFFFF |  |  | FALSE | FALSE | FALSE | [20 empty] | AULAPTOP-PC\Aulaptop | 2019-04-08 04:18 | THOR\acont | 2024-10-09 10:48 | 132 mA per module |  | [Siemens] FN2007-U1
8fe95e74-1e04-4c94-9e6d-84723da48920 |  |  |  | North | CWSI |  | Cards & Components |  |  |  | Card | TRUE | CP3600 MAIN BOARD |  | CP3600 MAIN BOARD | 1 | [6 empty] | TRUE | [5 empty] | #FFFFFFFF |  |  | TRUE | FALSE | FALSE | [20 empty] | AULAPTOP-PC\Aulaptop | 2019-10-15 04:30 | THOR\acont | 2024-10-09 10:48 | Cloned from CWSI New Part |  | [CWSI] CP3600 MAIN BOARD
79fab502-0ca3-4328-b863-8473ffe8789f |  |  |  | North | Potter |  | Cards & Components |  |  |  | Card | TRUE | PFC-4410RC MAIN BOARD | + | PFC-4410RC MAIN BOARD | 1 | 0.121 | 0.274 |  |  |  |  | TRUE | [5 empty] | #FFFFFFFF |  |  | FALSE | FALSE | FALSE | [12 empty] | 5 |  | FALSE | [7 empty] | THOR\acont | 2024-10-09 10:48 |  | [Advanced, Potter] [VAC ] [120VAC] AFC-100 Main Board, AFC-1000 Main Board, AFC-50 Main Board, ARC-100 Main Board, AX-PSN104 Main Board, AX-PSN106 Main Board, AX-PSN108 Main Board, AX-PSN-64 Main Board, DCA-10025 (25V) Main Board, DCA-10025 (70V) Main Bo [Potter] [IDC] [#2 TROUBLE] AFC-100 Main Board, AFC-1000 Main Board, AFC-50 Main Board, ARC-100 Main Board, IPA-100 MAIN BOARD, IPA-4000 MAIN BOARD, IPA-4000V MAIN BOARD, IPA-60 MAIN BOARD, P200 MAIN BOARD, PFC-4064 MAIN BOARD, PFC-4410G3 MAIN BOARD, PFC [Potter] [IDC] [#1 ALARM] AFC-100 Main Board, AFC-1000 Main Board, AFC-50 Main Board, ARC-100 Main Board, IPA-100 MAIN BOARD, IPA-4000 MAIN BOARD, IPA-4000V MAIN BOARD, IPA-60 MAIN BOARD, P200 MAIN BOARD, PFC-4064 MAIN BOARD, PFC-4410G3 MAIN BOARD, PFC-4 [Potter] [IDC] [#4 WATERFLOW] PFC-4064 MAIN BOARD, PFC-4410G3 MAIN BOARD, PFC-4410RC MAIN BOARD [Potter] [IDC] [#3 SUPERVISORY] AFC-100 Main Board, AFC-1000 Main Board, AFC-50 Main Board, ARC-100 Main Board, IPA-100 MAIN BOARD, IPA-4000 MAIN BOARD, IPA-4000V MAIN BOARD, IPA-60 MAIN BOARD, P200 MAIN BOARD, PFC-4064 MAIN BOARD, PFC-4410G3 MAIN BOARD, | [Potter] PFC-4410RC MAIN BOARD
1c258b25-91f5-41a9-9d9c-84752a095a00 | NFPA 170 FIRE ALARM CONTROL UNIT | RISER FACP |  | North | Hochiki |  | Fire Alarm Control Unit |  |  |  | Assembly | TRUE | LA103K1-40 |  | FireNET L@TITUDE Analog Addressable Fire Alarm Control Panel, 4 Slot Standard Enclosure, 10.25 A Auto Voltage, 2-Loop Panel Module, Hochiki Protocol, Network Module, and Media Gateway™, Gray, 48 Zone LEDs | 1 | [6 empty] | FALSE |  |  | *Refer to Install Sheet | 16.5in (W) x 23.2in (H) x 6in (D) | KM5FCRD (Optional Semi-Flush Mounting Kit) | #FFFF0000 | FA-NFPA 170 FIRE ALARM CONTROL UNIT | 1 | FALSE | FALSE | FALSE | 202 | [8 empty] | 7,12,18,28 |  |  | 10.25 |  | TRUE | [5 empty] | DESKTOP-GHR3H5U\Anthony | 2019-11-27 08:00 | THOR\acont | 2024-09-08 17:27
3a57d93b-20c0-4d43-abb1-8478441b11ea |  |  |  | North | Bosch | [5 empty] | Module | TRUE | GV4-ROM-KEY | * | ROM CHIP | 1 | [12 empty] | #FFFFFFFF |  |  | FALSE | FALSE | FALSE | [20 empty] | DESKTOP-7EIEB7A\acont | 2021-08-13 06:25 | THOR\acont | 2024-10-09 10:48
31de0931-71d1-4097-ac03-8479699c477b | NFPA 170 MANUAL PULL |  |  | North | Fike |  | Manual Station |  |  |  | Module | TRUE | 20-1834 | RMS-1T-KL-PT++ | SPST Single Action RSG Keyed Metal Portuguese “Fire”(FOGO) Manual Pull Station | 1 | [6 empty] | TRUE | [5 empty] | #FFFF0000 | FA-NFPA 170 MANUAL PULL | 1 | FALSE | FALSE | FALSE | 957 | [13 empty] | FALSE | [5 empty] | DESKTOP-7EIEB7A\acont | 2023-08-29 08:30 | THOR\acont | 2024-09-08 17:27 | Cloned from Fike 20-1833 | [Fike] [IDC] 01 [ALARM] 20-1833, 20-1834, 20-1835, 20-1836, 20-1837, 20-1838, 20-1839, 20-1840, 20-1841, 20-1842, 20-1843, 20-1844
ccf8bf58-97f3-4f7f-aafa-847b87c96f83 |  |  |  | North | Bosch | [5 empty] | Module | TRUE | NDA-U-PMT-RO | * | ***(ROSS)Pendant pipe mount, 12IN | 1 | [12 empty] | #FFFFFFFF |  |  | FALSE | FALSE | FALSE | [20 empty] | DESKTOP-7EIEB7A\acont | 2021-08-13 06:25 | THOR\acont | 2024-10-09 10:48
2eeca83f-0593-4ba6-b87e-84808497888e |  |  |  | North | Edwards |  | Cards & Components |  |  |  | Card | TRUE | ANS100AM |  | 100W expander module /w microphone | 1 | [6 empty] | TRUE | [5 empty] | #FFFFFFFF |  |  | FALSE | FALSE | FALSE | [14 empty] | FALSE | [7 empty] | THOR\acont | 2024-10-09 10:48 |  |  | [Edwards, Kidde] ANS100A, ANS100AM, ANS100AMD, ANS100AMD2
0955f065-88bd-4913-a802-848097a25205 | NFPA 170 FIRE PHONE |  |  | North | Gamewell FCI |  | Fire Phone |  |  |  | Assembly | TRUE | LOC-TEL | + | Local Operating Console, Telephone | 1 | [6 empty] | TRUE | [5 empty] | #FFFF0000 | FA-NFPA 170 FIRE PHONE | 1 | FALSE | FALSE | FALSE | 208 | [16 empty] | LOC |  |  | DESKTOP-7SAL8M7\acont | 2019-04-25 09:14 | THOR\acont | 2024-09-08 17:27
b48318e8-c11e-4ce5-b54c-8480d213bce6 | CADGEN MOTION DETECTOR CEILING |  |  | North | Bosch |  | Motion Detector |  |  |  | Module | TRUE | DS9360 | ++ | Motion detector 360° ceiling 60ft (18m) | 1 | 0.018 | 0.075 | [5 empty] | TRUE |  |  |  |  | #FFFF0000 | FA-CADGEN MOTION DETECTOR CEILING | 1 | FALSE | FALSE | FALSE | [20 empty] | DESKTOP-7EIEB7A\acont | 2023-01-30 10:32 | THOR\acont | 2024-09-08 17:27 | Cloned from Bosch DS936 | [Bosch, Optex] [ACCESS CONTROL INPUT] [*] [INPUT] DS1101i, DS1102i, DS1103i, DS1108i, DS936 (C), DS9360 (C), DS936B (C), DS936-CHI (C), DS936-FRA (C), DS937 (C), DS9370 (C), DS9371 (C), DS939 (C), DS939-CHI (C), FX-360 (C), ISC-BDL2-W12G, ISC-BDL2-W12GE, [BluePoint, Bosch, Honeywell] [AUX POWER] [*] [12VDC ++] BP01-302, BP01-303, D125B, D185, DS1101i, DS1102i, DS1103i, DS1108i, DS936 (C), DS9360 (C), DS936B (C), DS936-CHI (C), DS936-FRA (C), DS937 (C), DS9370 (C), DS9371 (C), DS939 (C), DS939-CHI (C), EN [Bosch, Optex] [IDC] 01 [INPUT] DS1101i, DS1102i, DS1103i, DS1108i, DS936 (C), DS9360 (C), DS936B (C), DS936-CHI (C), DS936-FRA (C), DS937 (C), DS9370 (C), DS9371 (C), DS939 (C), DS939-CHI (C), FX-360 (C), ISC-BDL2-W12G, ISC-BDL2-W12GE, ISC-BDL2-W12HE, I
5a87ae1d-1d2b-40ff-967d-84913ee3685d | NFPA 170 HORN STROBE |  |  | North | Eaton Wheelock |  | Horn/Strobe |  |  |  | Module | TRUE | EL4XHS-FW | ++ | WALL HORN STROBE, WHITE | 1 | [6 empty] | TRUE | [5 empty] | #FF0070C0 | FA-NFPA 170 HORN STROBE | 1 | FALSE | FALSE | FALSE | 2020 | [19 empty] | THOR\acont | 2024-08-15 09:25 | THOR\acont | 2024-09-11 19:28 | Cloned from Eaton Wheelock EL4XHS-FR | [Eaton Wheelock] [NAC] [24VDC, LOW CONT.] EL3RHS-FR, EL3RHS-FW, EL4XHS-FR, EL4XHS-FW [Eaton Wheelock] [NAC] [24VDC, HIGH CONT.] EL3RHS-FR, EL3RHS-FW, EL4XHS-FR, EL4XHS-FW
53b17576-9e77-4b3c-b30a-8491dd596818 | NFPA 170 ADDRESSABLE OUTPUT MODULE |  |  | North | Simplex |  | Addressable Control/Relay |  |  |  | Module | TRUE | 4090-9002 | + | Relay IAM | 1 | 0.0008 | 0.001 |  |  |  |  | TRUE | [5 empty] | #FFFF0000 | FA-NFPA 170 ADDRESSABLE OUTPUT MODULE | 1 | FALSE | FALSE | FALSE | 1100 | [16 empty] | R |  |  | DESKTOP-7EIEB7A\acont | 2022-02-21 13:14 | THOR\acont | 2024-09-08 17:27 | Cloned from Autocall A4090-9002 | [Autocall, Simplex] [IDNet] [MODULES ++] 2080-9056, 2080-9057, 2080-9067, 2080-9068, 2080-9069, 2080-9070, 4009-9201 Main Board, 4009-9401 Main Board, 4010-9901, 4090-5261, 4090-9001, 4090-9002, 4090-9005, 4090-9006, 4090-9008, 4090-9116, 4098-9019 (Cont [Autocall, Simplex] [AUX POWER] [AUX POWER] 4090-9002, A4090-9002 | [Ansul, Autocall, Simplex] 4090-9002, A4090-9002 [Ansul, Autocall, Simplex] 4090-9002, A4090-9002
7e2e5ff4-91d8-4621-9fe9-8491df70efd2 |  |  |  | North | Edwards |  | Hardware |  |  |  | Hardware | TRUE | MN-HSECCPM1 |  | ECC pole-mount installation kit. For use with MN-HS16 & MN-HS32 Series only. | 1 | [6 empty] | FALSE | [5 empty] | #FFFFFFFF |  |  | FALSE | FALSE | FALSE | [14 empty] | FALSE | [7 empty] | THOR\acont | 2024-10-09 10:48
a3457977-1f40-4b75-bd42-84930aa264ef | NFPA 170 REMOTE EVACUATION AMPLIFIER CABINET |  |  | North | Farenhyt |  | Amplifier Cabinet |  |  |  | Module | TRUE | ECS-RCU | ++ | Supervised Remote Command Unit | 1 | 0.1 | 0.15 |  |  |  |  | FALSE |  |  |  | Flush Mount Dimensions: 20.25”W x 26.75”H x 2.5”– 3”D (51.4 W x 68 H x 6.4–7.6 D cm) Overall Dimensions: 20”W x 26.5”H x 4.6”D (50.75 W x 67.3 H x 11.8 D cm) |  | #FFFF0000 | FA-NFPA 170 REMOTE EVACUATION AMPLIFIER CABINET | 1 | FALSE | FALSE | FALSE | 301 | [13 empty] | FALSE | [5 empty] | DESKTOP-7EIEB7A\acont | 2023-02-27 17:31 | THOR\acont | 2024-09-08 17:27 | Cloned from Silent Knight EVS-RCU | [Farenhyt] [SBUS] ECS-125DA (25V) Main Board, ECS-125DA (70V) Main Board, ECS-125W (25V), ECS-125W (70V), ECS-50BDA Main Board (100W, 25V), ECS-50BDA Main Board (100W, 70V), ECS-50W Main Board (50W, 25V), ECS-50W Main Board (50W, 70V), ECS-50W-25V, E [Farenhyt] [SBUS] [*] [SBUS ++] 5815XL, 6815, ECS-RCU, RA-100, RA-1000, RA-1000R, RA-2000 [Farenhyt] [VBUS] ECS-125DA (25V) Main Board, ECS-125DA (70V) Main Board, ECS-125W (25V), ECS-125W (70V), ECS-50BDA Main Board (100W, 25V), ECS-50BDA Main Board (100W, 70V), ECS-50W Main Board (50W, 25V), ECS-50W Main Board (50W, 70V), ECS-50W-25V, E
7df4f3f6-c6d3-4b31-81d9-84ab31ab013e |  |  |  | North | Siemens | [5 empty] | Module | TRUE | OP121 | S54372-F1-A1 | Conventional Optical | 1 | [12 empty] | #FFFFFFFF |  |  | FALSE | FALSE | FALSE | [20 empty] | DESKTOP-7SAL8M7\acont | 2019-08-13 09:04 | THOR\acont | 2024-10-09 10:48
998868e0-1a68-4f78-b188-84ad9141c4b2 |  |  |  | North | Bosch |  | Cards & Components |  |  |  | Card | TRUE | ICP-EZTS | ++ | Dual tamper switch | 1 | [12 empty] | #FFFFFFFF |  |  | FALSE | FALSE | FALSE | [20 empty] | DESKTOP-7EIEB7A\acont | 2022-07-23 11:20 | THOR\acont | 2024-10-09 10:48 | Cloned from Bosch D138 | [Bosch] [IDC] 10 [TAMPER ++] ICP-EZTS
235b6442-d3cf-42de-92a0-84bd842d1d4a | NFPA 170 FIRE ALARM CONTROL UNIT | RISER FACP |  | North | Honeywell |  | Fire Alarm Control Unit |  |  |  | Assembly | TRUE | VISTA-32FBPT | + | VISTA® Commercial Partitioned Fire and Burglary Alarm Control Panel | 1 | [6 empty] | FALSE | [5 empty] | #FFFF0000 | FA-NFPA 170 FIRE ALARM CONTROL UNIT | 1 | FALSE | FALSE | FALSE | 202 | [8 empty] | 7,12,17.2,34.4 | 1 |  | 2.3 |  | TRUE | [5 empty] | DESKTOP-7EIEB7A\acont | 2021-09-29 16:26 | THOR\acont | 2024-09-08 17:27 | Cloned from Honeywell VISTA-128FBPT
4a44aa7b-83fc-40bb-b734-84c3c0fa3103 | NFPA 170 REMOTE ANNUNCIATOR | RISER ANNUNCIATOR |  | North | Monaco Enterprises |  | Remote Annunciator |  |  |  | Module | TRUE | 710-054-01 | ++ | Remote Text Annunciator, two lines, 40 characters each | 1 | 0.125 | 0.125 |  |  | 24 | 12 | [6 empty] | #FFFF0000 | FA-NFPA 170 REMOTE ANNUNCIATOR | 1 | FALSE | FALSE | FALSE | 255 | [19 empty] | AULAPTOP-PC\Aulaptop | 2019-04-20 04:32 | THOR\acont | 2024-09-08 17:27 |  | [Monaco Enterprises] [AUX POWER] [*] 194-810-24, 710-054-01, 710-075-01 [Monaco Enterprises] [RS-485] [DATA] 176-286-02, 176-286-03, 194-810-24, 710-054-01, 710-072-01, 710-072-02, 710-072-51, 710-072-52
73d6f545-34ed-4b82-a38d-84c3d3fc96ca | NFPA 170 FIRE ALARM CONTROL UNIT | RISER FACP |  | North | ADT Unimode |  | Fire Alarm Control Unit |  |  |  | Assembly | TRUE | UNIMODE-400 | + | A package that includes a CPU-400, an MPS-400PCA, a transformer assembly, and a two-position CPU-400 ribbon cable. Order cabinet separately. | 1 | [6 empty] | FALSE | [5 empty] | #FFFF0000 | FA-NFPA 170 FIRE ALARM CONTROL UNIT | 1 | FALSE | FALSE | FALSE | 202 | [8 empty] | 7,12,18 |  |  | 6 |  | TRUE | [5 empty] | DESKTOP-7EIEB7A\acont | 2022-03-23 08:42 | THOR\acont | 2024-09-08 17:27 | Cloned from Notifier AFP-400
04d27fa8-a12d-4f6e-a5de-84c5cce25f9b | NFPA 170 SPEAKER STROBE |  |  | North | Edwards |  | Speaker/Strobe |  |  |  | Module | TRUE | WG4WN-SVMHA |  | 25/70V Speaker/Strobe, white, n/m, amber, 84, 101, 125, 130 cd | 1 | [6 empty] | FALSE | [5 empty] | #FF0070C0 | FA-NFPA 170 SPEAKER STROBE | 1 | FALSE | FALSE | FALSE | 2019 | [13 empty] | FALSE |  |  | WP |  |  |  |  | THOR\acont | 2024-09-08 17:27 |  | [Edwards, Kidde] [AUDIO 70.7v] [70V AUDIO] G4F-S7, G4F-S7V1575, G4F-S7VM, G4HFRF-S7, G4HFRF-S7VMC, G4HFRN-S7, G4HFRN-S7VMC, G4HFWA-S7, G4HFWA-S7VMA, G4HFWA-S7VMC, G4HFWF-S7, G4HFWF-S7VMC, G4HFWN-S7, G4HFWN-S7VMA, G4HFWN-S7VMB, G4HFWN-S7VMC, G4RF-S7, G4RF [Edwards, Kidde] [AUDIO 25v] [25V AUDIO] EGCF-S2VMH (C), G4F-S2, G4F-S2V1575, G4F-S2VM, G4HFRF-S2, G4HFRF-S2VMC, G4HFRN-S2, G4HFRN-S2VMC, G4HFWA-S2, G4HFWA-S2VMA, G4HFWA-S2VMC, G4HFWF-S2, G4HFWF-S2VMC, G4HFWN-S2, G4HFWN-S2VMA, G4HFWN-S2VMC, G4RF-S2, G4RF
ce7df146-123f-42b1-9638-84d1fea11d39 |  |  |  | North | Monaco Enterprises |  | Cards & Components |  |  |  | Card | TRUE | 729-129-01 | + | BASE,DETECTOR:SOUNDER,INTELLIGENT,LOW FREQUENCY | 1 | 0.0005 | 0.125 |  |  |  |  | TRUE | FALSE |  |  |  |  | #FFFFFFFF |  |  | FALSE | FALSE | FALSE | [14 empty] | FALSE | [5 empty] | DESKTOP-7SAL8M7\acont | 2020-02-23 09:32 | THOR\acont | 2024-10-09 10:48 | Cloned from Firelite B200SR-LF
f2dbae93-176a-4e1a-817c-84d29378c8ca | NFPA 170 SMOKE DETECTOR |  |  | North | Apollo |  | Smoke Detector |  |  |  | Module | FALSE | 55000-600 w/45681-210APO | ++ | XP95 Optical Smoke Detector w/XPERT Base | 1 | 0.00034 | 0.004 |  |  |  |  | FALSE | TRUE |  |  |  |  | #FFFF0000 | FA-NFPA 170 SMOKE DETECTOR | 1 | FALSE | FALSE | FALSE | 1408 | [13 empty] | FALSE | [5 empty] | DESKTOP-7EIEB7A\acont | 2023-02-13 07:36 | THOR\acont | 2024-09-08 17:27 | Cloned from Apollo 55000-650 w/45681-210UL | [Apollo] [SLC APOLLO MODULES/SENSORS] [*] [#1] 45681-800 (C), 45681-805 (C), 55000-001 (C), 55000-002 (C), 55000-005 (C), 55000-006 (C), 55000-009 (C), 55000-010 (C), 55000-450 w/45681-210UL (C), 55000-450 w/45681-225APO (C), 55000-450 w/45681-250USA (C) [Advanced, Apollo] [SLC APOLLO MODULES SENSORS] [*] [#2 SHARED ADDR ¦ SENSORS] SA5150-650ADV w/SA5000-230ADV (C), SA5150-750ADV w/SA5000-210ADV (C), 45681-800 (C), 45681-805 (C), 55000-450 w/45681-210UL (C), 55000-450 w/45681-225APO (C), 55000-450 w/
23f8d008-756d-4780-9f2b-84d690fc76bf |  |  |  | North | Autocall | [5 empty] | Module | TRUE | A190-9856 | ++ | ES Net NIC dual channel Ethernet media card | 1 | 0.02 | 0.02 | [10 empty] | #FFFFFFFF |  |  | FALSE | FALSE | FALSE | [20 empty] | THOR\acont | 2024-02-23 06:36 | THOR\acont | 2024-10-09 10:48 | Cloned from Autocall A100-6306 | [Autocall, Simplex] [ETHERNET] 4007-6306, 4007-9817, 4010-6306, 4100-6306, 4190-9856, A007-6306, A007-9817, A010-6306, A100-6306, A190-9856 | [Autocall, Simplex] 4007-6306, 4007-9817, 4010-6306, 4100-6306, 4190-9856, A007-6306, A007-9817, A010-6306, A100-6306, A190-9856
87f17cc6-3ae2-4a0e-9855-84d900f7db46 | NFPA 170 SPEAKER WALL |  |  | North | Edwards |  | Speaker |  |  |  | Module | TRUE | G4F-S2 |  | 25V Speaker, White, running man, FIRE | 1 | [6 empty] | FALSE | [5 empty] | #FF0070C0 | FA-NFPA 170 SPEAKER WALL | 1 | FALSE | FALSE | FALSE | 2021 | [13 empty] | FALSE | [7 empty] | THOR\acont | 2024-09-08 17:27 |  | [Edwards, Kidde] [AUDIO 25v] [25V AUDIO] EGCF-S2VMH (C), G4F-S2, G4F-S2V1575, G4F-S2VM, G4HFRF-S2, G4HFRF-S2VMC, G4HFRN-S2, G4HFRN-S2VMC, G4HFWA-S2, G4HFWA-S2VMA, G4HFWA-S2VMC, G4HFWF-S2, G4HFWF-S2VMC, G4HFWN-S2, G4HFWN-S2VMA, G4HFWN-S2VMC, G4RF-S2, G4RF
fb3ece8f-b605-4dc2-810a-84dd71c51cdd | NFPA 170 FIRE ALARM CONTROL UNIT | RISER FACP |  | North | Edwards |  | Fire Alarm Control Unit |  |  |  | Assembly | TRUE | iO64GD |  | FACP, 1 Loop, 64pt, 2 Cl B NACs, gray, w/dialer, 120v | 1 | [6 empty] | FALSE | [5 empty] | #FFFF0000 | FA-NFPA 170 FIRE ALARM CONTROL UNIT | 1 | FALSE | FALSE | FALSE | 202 | [8 empty] | 7,12,18,26 |  | 10 |  |  | TRUE | [7 empty] | THOR\acont | 2024-09-08 17:27
1dc48e1a-63a7-4ceb-a1d3-84e7fa5bc304 |  |  |  | North | Edwards |  | Cards & Components |  |  |  | Card | TRUE | iO64GL-F Mainboard |  | Mainboard for iO64GL-F assembly | 1 | 0.155 | 0.204 | 3.75 |  |  |  | TRUE | [5 empty] | #FFFFFFFF |  |  | FALSE | FALSE | FALSE | [14 empty] | FALSE | [7 empty] | THOR\acont | 2024-10-09 10:48 |  | [Edwards, Kidde, Macurco] [IDC] [#3 SUPERVISORY] 2IDC, 76-600000-001 Main Board, 76-800xxx-xxx Main Board, 77-600000-901 Main Board, 84-732001-901 Main Board, DVP-120 Mainboard, EST1-2Z Mainboard, FSP1004G Mainboard, FSP1004G-2 Mainboard, FSP1004GD Mainb [Edwards, Kidde, Macurco] [IDC] [#2 TROUBLE] 2IDC, 76-600000-001 Main Board, 76-800xxx-xxx Main Board, 77-600000-901 Main Board, 84-732001-901 Main Board, DVP-120 Mainboard, EST1-2Z Mainboard, FSP1004G Mainboard, FSP1004G-2 Mainboard, FSP1004GD Mainboard [Edwards, Kidde] [VAC ] 2IDC, 76-600000-001 Main Board, 76-800xxx-xxx Main Board, 77-600000-901 Main Board, 84-732001-901 Main Board, APS10A Mainboard, APS6A Mainboard, BPS10A Mainboard, BPS10A/230 Mainboard, BPS6A Mainboard, BPS6A/230 Mainboard, EST1-2Z [Edwards, Kidde, Macurco] [IDC] [#1 ALARM] 2IDC, 76-600000-001 Main Board, 76-800xxx-xxx Main Board, 77-600000-901 Main Board, 84-732001-901 Main Board, DVP-120 Mainboard, EST1-2Z Mainboard, FSP1004G Mainboard, FSP1004G-2 Mainboard, FSP1004GD Mainboard, | [Edwards, Kidde] FX-1000 Mainboard, FX-1000D Mainboard, FX-64RD Mainboard, iO1000G Mainboard, iO1000G-2 Mainboard, iO1000G-2-PG Mainboard, iO1000G-2-SP Mainboard, iO1000GC Mainboard, iO1000GD Mainboard, iO1000G-F Mainboard, iO1000G-PG Mainboard, iO1000G-S [Edwards, Kidde] FX-64R Mainboard, FX-64RD Mainboard, iO64G Mainboard, iO64G-2 Mainboard, iO64G-2-PG Mainboard, iO64G-2-SP Mainboard, iO64GD Mainboard, iO64GL Mainboard, iO64GL-F Mainboard, iO64G-PG Mainboard, iO64G-SP Mainboard, iO64R Mainboard, iO64R-2 [Edwards, Kidde] FX-1000 Mainboard, FX-1000D Mainboard, FX-64RD Mainboard, iO1000G Mainboard, iO1000G-2 Mainboard, iO1000G-2-PG Mainboard, iO1000G-2-SP Mainboard, iO1000GC Mainboard, iO1000GD Mainboard, iO1000G-F Mainboard, iO1000G-PG Mainboard, iO1000G-S [Edwards, Kidde] FX-64R Mainboard, FX-64RD Mainboard, iO64G Mainboard, iO64G-2 Mainboard, iO64G-2-PG Mainboard, iO64G-2-SP Mainboard, iO64GD Mainboard, iO64GL Mainboard, iO64GL-F Mainboard, iO64G-PG Mainboard, iO64G-SP Mainboard, iO64R Mainboard, iO64R-2 [Edwards] iO64GL-F Mainboard [Edwards, Kidde] FX-64R Mainboard, FX-64RD Mainboard, iO64G Mainboard, iO64G-2 Mainboard, iO64G-2-PG Mainboard, iO64G-2-SP Mainboard, iO64GD Mainboard, iO64GL Mainboard, iO64GL-F Mainboard, iO64G-PG Mainboard, iO64G-SP Mainboard, iO64R Mainboard, iO64R-2
936dc92e-8b41-4cf0-bf4a-84e924264d6e | NFPA 170 REMOTE ANNUNCIATOR | RISER ANNUNCIATOR |  | North | Edwards |  | Remote Annunciator |  |  |  | Assembly | TRUE | RLED-CR |  | LED Ann, Y/R LEDs for 16 zones, w/com Ctrls, red | 1 | [6 empty] | FALSE | [5 empty] | #FFFF0000 | FA-NFPA 170 REMOTE ANNUNCIATOR | 1 | FALSE | FALSE | FALSE | 255 | [8 empty] | 7,12,18 |  |  |  |  | TRUE | [7 empty] | THOR\acont | 2024-09-08 17:27
fded2657-ce23-4a0b-ab11-84ed4f14b9cc | CADGEN STI STOPPER |  |  | North | STI |  | Accessories |  |  |  | Module | TRUE | STI-1221B |  | Strobe Damage Stopper - Cover and solid encl. back box, double-gang outlet box | 1 | [6 empty] | FALSE | [5 empty] | #FFFF0000 | FA-CADGEN STI STOPPER | 1 | FALSE | FALSE | FALSE | [14 empty] | FALSE | [5 empty] | DESKTOP-7EIEB7A\acont | 2022-08-01 08:11 | THOR\acont | 2024-09-08 17:27 | Cloned from Edwards STI-1221A
54ac115e-12b8-4557-b90b-84eef863efd0 | NFPA 170 STROBE WALL |  |  | North | Kidde |  | Strobe |  |  |  | Module | TRUE | EG1VWF |  | Strobe, Wall, White, FIRE | 1 | [12 empty] | #FF0070C0 | FA-NFPA 170 STROBE WALL | 1 | FALSE | FALSE | FALSE | 2023 | [19 empty] | DESKTOP-7SAL8M7\acont | 2019-04-05 23:27 | THOR\acont | 2024-09-08 17:27 |  | [Edwards, Kidde] [NAC] [16-33 VDC] EG1VRF, EG1VRN, EG1VWF, EG1VWN, G1VRF, G1VRN, G1VWF, G1VWN [Edwards, Kidde] [NAC] [16-33 VFWR] EG1VRF, EG1VRN, EG1VWF, EG1VWN, G1VRF, G1VRN, G1VWF, G1VWN
ed52c19c-66d7-469b-982c-84f3b5fc11db | NFPA 170 BATTERY CABINET |  |  | North | Monaco Enterprises |  | Enclosure |  |  |  | Module | TRUE | 081-177-00 | ++ | Batteries with enclosure: Two 12V/40 Ah batteries in a 20" H x 16" W x 8" D red, NEMA 1 enclosure with wire harness for use with M-2 conventional, MAAP+, MAAP-X, and Vulcan 1 FACPs. Provides 24VDC 40 Ah | 1 | [12 empty] | #FFFF0000 | FA-NFPA 170 BATTERY CABINET | 1 | FALSE | FALSE | FALSE | [20 empty] | DESKTOP-7EIEB7A\acont | 2022-11-08 11:38 | THOR\acont | 2024-09-08 17:27 | Cloned from Monaco Enterprises 081-156-00 CLONED
489188a3-f48d-49f6-a816-84f74a205c2c | NFPA 170 HEAT DETECTOR |  |  | North | Simplex |  | Heat Detector |  |  |  | Module | TRUE | 4098-9614E w/4098-9682E | + | Electronic Heat Detector 4-Wire 200° F (57° C) with auxiliary alarm relay output, High Humidity | 1 | 0.0001 | 0.024 |  |  |  |  | TRUE | TRUE |  |  |  |  | #FFFF0000 | FA-NFPA 170 HEAT DETECTOR | 1 | FALSE | FALSE | FALSE | 1403 | [16 empty] | 200 |  |  | THOR\acont | 2024-02-20 17:10 | THOR\acont | 2024-09-08 17:27 | Cloned from Autocall A4098-9614E w/A4098-9682E | [Autocall, Simplex] [AUX POWER] [4-WIRE AUX POWER] 4098-9601 w/4098-9682 (C), 4098-9602 w/4098-9682 (C), 4098-9605 w/4098-9682 (C), 4098-9612 w/4098-9682 (C), 4098-9612E w/4098-9682E (C), 4098-9613 w/4098-9682 (C), 4098-9613E w/4098-9682E (C), 4098-9614 [Autocall, Simplex] [IDC] 01 2098-9201 (C), 2098-9202 (C), 2098-9203 (C), 2098-9208 (C), 2098-9576 (C), 2099-9101 (C), 2099-9102 (C), 2099-9103 (C), 2099-9104 (C), 2099-9105 (C), 2099-9107 (C), 2099-9108 (C), 2099-9754 (C), 2099-9755 (C), 2099-9756 (C), | [Autocall, Simplex] 4098-9612 w/4098-9682, 4098-9612E w/4098-9682E, 4098-9612E w/4098-9683E, 4098-9612E w/4098-9684E, 4098-9612E w/4098-9788E, 4098-9613 w/4098-9682, 4098-9613E w/4098-9682E, 4098-9613E w/4098-9683E, 4098-9613E w/4098-9684E, 4098-9613E w/4
bbdbe374-9041-44e3-9922-84f89f9997aa |  |  |  | North | Autocall |  | Cards & Components |  |  |  | Card | TRUE | A100-1293 |  | Panel Mount Thermal Printhead Printer | 1 | 0.125 | 0.8 |  |  |  |  | TRUE | [5 empty] | #FFFFFFFF |  |  | FALSE | FALSE | FALSE | [20 empty] | DESKTOP-0D6CQVA\lousc | 2019-07-07 18:12 | THOR\acont | 2024-10-09 10:48 | Cloned from AutoCall A100-1301
5f7c591d-3240-448b-b973-850b23bc52db | NFPA 170 FIRE ALARM CONTROL UNIT | RISER FACP |  | North | Hochiki |  | Fire Alarm Control Unit |  |  |  | Assembly | TRUE | LA201K1-40 |  | FireNET L@TITUDE Analog Addressable Fire Alarm Control Panel, 4 Slot Standard Plex-Door Enclosure, 5.25 A 115V, 2-Loop Panel Module, Hochiki Protocol, Network Module, and Media Gateway™, Gray, 48 Zone LEDs | 1 | [6 empty] | FALSE |  |  | *Refer to Install Sheet | 16.5in (W) x 23.2in (H) x 6in (D) | KM5FCRD (Optional Semi-Flush Mounting Kit) | #FFFF0000 | FA-NFPA 170 FIRE ALARM CONTROL UNIT | 1 | FALSE | FALSE | FALSE | 202 | [8 empty] | 7,12,18,28 |  |  | 5.25 |  | TRUE | [5 empty] | DESKTOP-GHR3H5U\Anthony | 2019-11-27 08:00 | THOR\acont | 2024-09-08 17:27
707227b7-0eb6-47d7-bf9e-850c95334d54 | NFPA 170 HORN STROBE |  |  | North | Siemens |  | Horn/Strobe |  |  |  | Module | TRUE | SLFSSWR-CO | S54329-F61-A1 | SLFSSWR-CO LFS/ST,WALL,RED,CO | 1 | [12 empty] | #FF0070C0 | FA-NFPA 170 HORN STROBE | 1 | FALSE | FALSE | FALSE | 2012 | [19 empty] | DESKTOP-7SAL8M7\acont | 2019-08-13 09:04 | THOR\acont | 2024-09-08 17:27 |  | [Siemens] [NAC] [DC CONTINUOUS] SLFSSWR-AL, SLFSSWR-CO, SLFSSWR-F, SLFSSWR-N, SLFSSWW-AL, SLFSSWW-CO, SLFSSWW-F, SLFSSWW-N
752421e1-7e42-43ed-989c-8510fb907504 |  |  |  | North | Autocall |  | Cards & Components |  |  |  | Card | TRUE | A100-1272 |  | Expansion Telephone Control Module with three Class B telephone NACs | 1 | 0.08 | 0.14 |  |  |  |  | TRUE | [5 empty] | #FFFFFFFF |  |  | FALSE | FALSE | FALSE | [20 empty] | DESKTOP-0D6CQVA\lousc | 2019-07-07 14:48 | THOR\acont | 2024-10-09 10:48 | Cloned from AutoCall A100-1270 | [Autocall] [FFT] [FFT RISER] A100-1270, A100-1272 | [Autocall] A100-1270, A100-1272
a20ed6c8-336f-4874-b426-851203db842b | NFPA 170 MANUAL PULL |  |  | North | Notifier |  | Manual Station |  |  |  | Module | TRUE | RMS-6T-LP-KL (17021) w/ FMM-101 | + | Manual D.P.D.T. Pull Station w/ Key Lock (Notiifer) & Miniature Monitor Module (Notifier) | 1 | 0.00035 | 0.0006 |  |  |  |  | FALSE | [5 empty] | #FFFF0000 | FA-NFPA 170 MANUAL PULL | 1 | FALSE | FALSE | FALSE | 957 | [13 empty] | FALSE | [5 empty] | DESKTOP-7EIEB7A\acont | 2021-04-30 12:23 | THOR\acont | 2024-09-08 17:27 | Cloned from Notifier RMS-6T-LP-KL (17021) | [Honeywell, Notifier, System Sensor] [SLC MODULES SENSORS] [*] [#1 SHARED ADDR ¦ MODULES] 30-3013 w/FMM-101, Q3013D, ACM-8R, ACPS-610, AMPS-24, AMPS-24E, EM-1M, EM-1MI, EM-1MM, EM-1MMI, EM-1R, EM-1RI, EM-1SR, EM-1SRI, FCM-1, FCM-1-REL, FD7044 MM-101, FDM [Notifier, Potter] [IDC] 01 CF-135EWT, CF-135MP, CF-135W, CF-165MP, CF-165W, CF-200EWT, CF-200MP, CF-200W, CF-285MP, CF-285W, CPS-24 w/SB, CR-135EWT, CR-135MP, CR-135W, CR-165MP, CR-165W, CR-200EWT, CR-200MP, CR-200W, DSD-P (C), P32-1T, PS40 Series, PS40 [Honeywell, Notifier, System Sensor] [SLC MODULES] [*] [#3 TYPE ADDR ¦ MODULES] 30-3013 w/FMM-101, Q3013D, ACM-8R, ACPS-610, AMPS-24, AMPS-24E, EM-1M, EM-1MI, EM-1MM, EM-1MMI, EM-1R, EM-1RI, EM-1SR, EM-1SRI, FCM-1, FCM-1-REL, FD7044 MM-101, FDM-1, FDRM-1
a37af09b-f35c-45cf-91fc-851316df3069 | NFPA 170 HORN |  |  | North | Eaton Wheelock |  | Horn |  |  |  | Module | TRUE | EL3RMT-NW | ++ | WALL HORN, WHITE, WP | 1 | [6 empty] | TRUE | [5 empty] | #FF0070C0 | FA-NFPA 170 HORN | 1 | FALSE | FALSE | FALSE | 2020 | [16 empty] | WP |  |  | THOR\acont | 2024-09-11 19:22 | THOR\acont | 2024-10-09 10:48 | Cloned from Eaton Wheelock EL3RMT-NR | [Eaton Wheelock] [NAC] [24VDC, HORN HIGH DB] EL3RMT-NR, EL3RMT-NR (C), EL3RMT-NW, EL3RMT-NW (C), EL4XMT-NR, EL4XMT-NR (C), EL4XMT-NW, EL4XMT-NW (C) [Eaton Wheelock] [NAC] [24VDC, HORN STD DB] EL3RMT-NR, EL3RMT-NR (C), EL3RMT-NW, EL3RMT-NW (C), EL4XMT-NR, EL4XMT-NR (C), EL4XMT-NW, EL4XMT-NW (C)
e50fb540-8918-458b-bee0-851eb7edfced |  |  |  | North | Edwards |  | Hardware |  |  |  | Hardware | TRUE | 3-EVRMF |  | Rack Mounting Frame for EST3 Modules - 6 module spaces | 1 | [6 empty] | FALSE | [5 empty] | #FFFFFFFF |  |  | FALSE | FALSE | FALSE | [14 empty] | FALSE | [7 empty] | THOR\acont | 2024-10-09 10:48
12f427fb-afa1-4909-a6d3-8521f7418a42 | NC_PATIENT STATION ENHANCED |  |  | North | Rauland Nurse Call |  | Nurse Call Component |  |  |  | Module | TRUE | 353001 |  | SINGLE ENHANCED BED/PATIENT STATION WITH CURBELL GEN 4 PILLOW SPEAKER. ALSO INCLUDE CLEAR BUTTON COVER - PATIENT STN. (350022). | 1 | [6 empty] | TRUE | [5 empty] | #FFFF0000 | FA-NC_PATIENT STATION ENHANCED | 1 | FALSE | FALSE | FALSE | [20 empty] | AUGUSTXPS17-EUP\aucon | 2022-07-26 17:18 | THOR\acont | 2024-09-08 17:27 | Cloned from Rauland Nurse Call New Part
31dd666a-2f90-4581-9dd7-852373fd1497 | NFPA 170 MANUAL PULL |  |  | North | Firelite |  | Manual Station |  |  |  | Module | TRUE | BG-12S | + | Single-action pull station with pigtail connections, hex lock. | 1 | [6 empty] | TRUE | [5 empty] | #FFFF0000 | FA-NFPA 170 MANUAL PULL | 1 | FALSE | FALSE | FALSE | 957 | [19 empty] | DESKTOP-7SAL8M7\acont | 2019-03-29 16:10 | THOR\acont | 2024-09-08 17:27 |  | [Firelite] [IDC] 01 BG-12, BG-12L, BG-12LA, BG-12LO, BG-12LOB, BG-12LPS, BG-12LPSP, BG-12LSP, BG-12S, BG-12SL, BG-8, BG-8SP
cb1dd7b0-6007-4a1b-a0f9-8524eae46812 | CADGEN CARD ACCESS CONTROL PANEL |  |  | North | Hirsch Electronics | Security/Access Control | Card Access Control Panel |  |  |  | Assembly | TRUE | MX-2 |  | Controls 2 Supervised Doors. 4,000 Users. Includes 2 door relays, 2 Alarm Inputs (requires Line Modules), enclosure, power supply, battery, tamper switch, key lock, and integrated SNIB2. Supports Expansion Boards. 110-240 VAC. | 1 | [6 empty] | TRUE |  |  | NEMA type with conduit knockouts and removable door | 18 x 15.25 x 5.5 in (457 x 387 x 140 mm) |  | #FFFF0000 | FA-CADGEN CARD ACCESS CONTROL PANEL | 1 | FALSE | FALSE | FALSE | [9 empty] | 1.3 |  |  |  |  | TRUE | [5 empty] | DESKTOP-QGO6JOK\acont | 2023-12-28 06:56 | THOR\acont | 2024-09-08 17:27 | Cloned from ProdataKey, Inc. RCNEW
00ef11bb-7a57-4bfb-aca9-852b4fd643ae | NFPA 170 SPEAKER STROBE |  |  | North | Edwards |  | Speaker/Strobe |  |  |  | Module | TRUE | G4HFWA-S2VMA |  | 25V Speaker/Strobe, White, ALERT 15, 30, 75, 110 cd, Amber | 1 | 0 | 0.078 |  |  |  |  | FALSE | [5 empty] | #FF0070C0 | FA-NFPA 170 SPEAKER STROBE | 1 | FALSE | FALSE | FALSE | 2019 | [13 empty] | FALSE | [7 empty] | THOR\acont | 2024-09-08 17:27 |  | [Edwards, Kidde] [NAC] [24 VDC] G4ERA-A, G4ERA-B, G4ERA-G, G4ERA-R, G4ERF-C, G4ERN-A, G4ERN-B, G4ERN-C, G4ERN-G, G4ERN-R, G4EWA-A, G4EWA-B, G4EWA-G, G4EWA-R, G4EWF-C, G4EWN-A, G4EWN-B, G4EWN-C, G4EWN-G, G4EWN-R, G4F-S2V1575, G4F-S2VM, G4F-S7V1575, G4F-S7 [Edwards, Kidde] [NAC] [16 VDC] G4ERA-A, G4ERA-B, G4ERA-G, G4ERA-R, G4ERF-C, G4ERN-A, G4ERN-B, G4ERN-C, G4ERN-G, G4ERN-R, G4EWA-A, G4EWA-B, G4EWA-G, G4EWA-R, G4EWF-C, G4EWN-A, G4EWN-B, G4EWN-C, G4EWN-G, G4EWN-R, G4F-S2V1575, G4F-S2VM, G4F-S7V1575, G4F-S7 [Edwards, Kidde] [AUDIO 25v] [25V AUDIO] EGCF-S2VMH (C), G4F-S2, G4F-S2V1575, G4F-S2VM, G4HFRF-S2, G4HFRF-S2VMC, G4HFRN-S2, G4HFRN-S2VMC, G4HFWA-S2, G4HFWA-S2VMA, G4HFWA-S2VMC, G4HFWF-S2, G4HFWF-S2VMC, G4HFWN-S2, G4HFWN-S2VMA, G4HFWN-S2VMC, G4RF-S2, G4RF
ca7ea2dd-4a59-4dcb-99ff-853de5cd0bae |  |  |  | North | Edwards | [5 empty] | Assembly | TRUE | QS4-12-G-1-PG |  | FAP w/ 12 Option Card Space, Gray, Portuguese | 1 | [6 empty] | FALSE | [5 empty] | #FFFFFFFF |  |  | FALSE | FALSE | FALSE | [14 empty] | FALSE | [7 empty] | THOR\acont | 2024-10-09 10:48
3ca04a6d-2d10-410c-a4e2-85430b998171 |  |  |  | North | Notifier |  | Cards & Components |  |  |  | Card | TRUE | DAA2-5070 | + | 120 VAC Digital Audio Amplifier (50 W, 70VRMS), Max Alarm Current | 1 | 0.4 | 3.75 |  |  |  |  | TRUE |  | SURFACE |  | PROVIDED ("WX"HX"D) | N/A | #FFFFFFFF |  |  | FALSE | FALSE | FALSE |  |  |  | 7165-0028:0224 | [5 empty] | 7,12,18,26,55,100 |  |  |  | 50 | FALSE | [7 empty] | THOR\acont | 2024-10-09 10:48 |  | [Notifier] [RS-485] [DAL] DAA2-5025, DAA2-5070, DAA2-7525, DVC-EM, DVC-RPU [Notifier] [AUDIO LOW] [#1 AUX INPUT A] DAA2-5025, DAA2-5070, DAA2-7525, DVC-EM [Notifier] [AUDIO LOW] [#2 AUX INPUT B] DAA2-5025, DAA2-5070, DAA2-7525, DVC-EM [Notifier] [NAC Trigger] [ALARM BUS] DAA2-5025, DAA2-5070, DAA2-7525, DAX-3525, DAX-3570, DAX-5025, DAX-5070, DS-DB, DVC-EM | [Notifier] DAA2-5070 [Notifier] DAA2-5025, DAA2-5070, DAA2-7525
92019ed2-7fe1-4e21-bada-8548a1263128 |  |  |  | North | Monaco Enterprises |  | Cards & Components |  |  |  | Card | TRUE | 227-855-MN Main Board |  | 227-855-MN Main Board | 1 | [6 empty] | TRUE | [5 empty] | #FFFFFFFF |  |  | FALSE | FALSE | FALSE | [20 empty] | AULAPTOP-PC\Aulaptop | 2019-04-20 02:49 | THOR\acont | 2024-10-09 10:48 |  |  | [Monaco Enterprises] 227-855-MN Main Board
1f2f8a80-5573-4f46-bd30-855618d24d1a | NFPA 170 SMOKE DETECTOR |  |  | North | Kidde |  | Smoke Detector |  |  |  | Module | TRUE | KIR-OSD w/KI-RB BASE | ++ | Intelligent Optical Rotary Addressed Smoke Detector with Relay Base | 1 | 4.3e-05 | 7e-05 |  |  |  |  | FALSE | TRUE |  |  |  |  | #FFFF0000 | FA-NFPA 170 SMOKE DETECTOR | 1 | FALSE | FALSE | FALSE | 1408 | [13 empty] | FALSE | [5 empty] | AUGUSTALIEN\aucon | 2024-06-21 13:50 | THOR\acont | 2024-10-09 10:48 | Cloned from Kidde KIR-OSD w/KI-SB BASE CLONED | [Kidde] [SLC EST MODULES SENSORS] [*] [#2 SHARED ADDR ¦ SENSORS] DS-HFS (C), DS-PS (C), FX-HD w/IB4U BASE, FX-HD w/RB4U BASE, FX-HD w/SB4U BASE, FX-HD w/SB4U-LF BASE, FX-HD wB4U BASE, FX-PD w/B4U BASE (C), FX-PD w/IB4U BASE (C), FX-PD w/SB4U BASE (C), FX [Kidde] [SLC EST SENSORS] [*] [#4 TYPE ADDR ¦ SENSORS] DS-HFS (C), DS-PS (C), FX-HD w/IB4U BASE, FX-HD w/RB4U BASE, FX-HD w/SB4U BASE, FX-HD w/SB4U-LF BASE, FX-HD wB4U BASE, FX-PD w/B4U BASE (C), FX-PD w/IB4U BASE (C), FX-PD w/SB4U BASE (C), FX-PD w/SB4U
4ee71ed2-b48c-4488-9a2d-85615bd301bd | NFPA 170 SPEAKER WALL |  |  | North | Edwards |  | Speaker |  |  |  | Module | TRUE | WG4WN-S |  | 25/70V Speaker, white, no markings | 1 | [6 empty] | FALSE | [5 empty] | #FF0070C0 | FA-NFPA 170 SPEAKER WALL | 1 | FALSE | FALSE | FALSE | 2021 | [13 empty] | FALSE |  |  | WP |  |  |  |  | THOR\acont | 2024-09-08 17:27 |  | [Edwards, Kidde] [AUDIO 70.7v] [70V AUDIO] G4F-S7, G4F-S7V1575, G4F-S7VM, G4HFRF-S7, G4HFRF-S7VMC, G4HFRN-S7, G4HFRN-S7VMC, G4HFWA-S7, G4HFWA-S7VMA, G4HFWA-S7VMC, G4HFWF-S7, G4HFWF-S7VMC, G4HFWN-S7, G4HFWN-S7VMA, G4HFWN-S7VMB, G4HFWN-S7VMC, G4RF-S7, G4RF
a54def9f-49c4-48ff-9fd7-8561dc814c34 |  |  |  | North | Bosch | [5 empty] | Module | TRUE | NDE-8502-R-RO | * | ***(Ross)Fixed Dome 2Mp Hdr 3-9Mm Ptrz Ip66 | 1 | [12 empty] | #FFFFFFFF |  |  | FALSE | FALSE | FALSE | [20 empty] | DESKTOP-7EIEB7A\acont | 2021-08-13 06:25 | THOR\acont | 2024-10-09 10:48
120589b7-f504-433f-9329-85651ecdb6ce | NFPA 170 HEAT DETECTOR |  |  | North | Apollo |  | Heat Detector |  |  |  | Module | FALSE | 55000-450 w/45681-250USA | + | HEAT DETECTOR W/ E-Z FIT BASE | 1 | 0.00025 | 0.003 |  |  |  |  | FALSE | TRUE |  |  |  |  | #FFFF0000 | FA-NFPA 170 HEAT DETECTOR | 1 | FALSE | FALSE | FALSE | 1408 | [13 empty] | FALSE | [5 empty] | DESKTOP-7EIEB7A\acont | 2021-11-17 06:46 | THOR\acont | 2024-09-08 17:27 | Cloned from Apollo 55000-650 w/VF5632-00 | [Advanced, Apollo] [SLC APOLLO MODULES SENSORS] [*] [#2 SHARED ADDR ¦ SENSORS] SA5150-650ADV w/SA5000-230ADV (C), SA5150-750ADV w/SA5000-210ADV (C), 45681-800 (C), 45681-805 (C), 55000-450 w/45681-210UL (C), 55000-450 w/45681-225APO (C), 55000-450 w/ [Apollo] [SLC APOLLO MODULES/SENSORS] [*] [#1] 45681-800 (C), 45681-805 (C), 55000-001 (C), 55000-002 (C), 55000-005 (C), 55000-006 (C), 55000-009 (C), 55000-010 (C), 55000-450 w/45681-210UL (C), 55000-450 w/45681-225APO (C), 55000-450 w/45681-250USA (C)
0208eb65-bfcb-43ea-b365-85653d1b3349 | NFPA 170 STROBE CEILING |  |  | North | Siemens |  | Strobe |  |  |  | Module | TRUE | ST-75-CR-WP | 500-636104 | STROBE WEATHERPROOF RED - CEILING | 1 | [7 empty] | TRUE |  |  |  |  | #FF0070C0 | FA-NFPA 170 STROBE CEILING | 1 | FALSE | FALSE | FALSE | 2022 | [16 empty] | C |  |  | DESKTOP-7SAL8M7\acont | 2019-08-13 09:04 | THOR\acont | 2024-09-08 17:27 | B,T | [Siemens] [NAC] [16 VDC] ST-75-CR-WP (C), ST-75-CW-WP (C), ST-75-R-WP, ST-75-W-WP
087f7180-9041-462c-b039-8571fb440ba3 | NFPA 170 HEAT DETECTOR |  |  | North | Hochiki |  | Heat Detector |  |  |  | Module | TRUE | DFE-190 w/HSC-220R - 2 WIRE RELAY BASE | DFE-190 w/HSC-220R - 2 WIRE RELAY BASE | HEAT DETECTOR w/ 2 WIRE RELAY BASE | 1 |  | 0.238 |  |  |  |  | TRUE | TRUE |  | *Refer to Install Sheet |  |  | #FFFF0000 | FA-NFPA 170 HEAT DETECTOR | 1 | FALSE | FALSE | FALSE | 1403 | [16 empty] | R |  |  | DESKTOP-0D6CQVA\lousc | 2019-10-12 07:53 | THOR\acont | 2024-09-08 17:27 | Cloned from Hochiki DCD-135 w/HSC-220R - 2 WIRE RELAY BASE | [Hochiki] [IDC] 01 [IDC] DCD-135 w/HSC-220L LATCHING LED BASE (C), DCD-135 w/HSC-220R - 2 WIRE RELAY BASE (C), DCD-135 w/HSC-221L LATCHING LED BASE (C), DCD-135 w/HSC-221R - 2 WIRE RELAY BASE (C), DCD-135 w/HSC-224L LATCHING LED BASE (C), DCD-135 w
2287da0a-99d4-4673-9e5d-85726ae2097e | NFPA 170 AMPLIFIER RACK | RISER AMP |  | North | Notifier |  | Amplifier |  |  |  | Assembly | TRUE | NFC-125DA (25V) | + | Distributed (Remote) Audio Amplifier | 1 | [6 empty] | FALSE | [5 empty] | #FFFF0000 | FA-NFPA 170 AMPLIFIER RACK | 1 | FALSE | FALSE | FALSE | 300 | [8 empty] | 7,12,18,26,33 |  |  |  | 125 | TRUE | [5 empty] | DESKTOP-7SAL8M7\acont | 2019-10-02 17:27 | THOR\acont | 2024-09-08 17:27
0cc9f6d3-ec31-4d57-8c0a-8572db5c137d |  |  |  | North | Bosch | [5 empty] | Module | TRUE | DS915 | * | Motion detector, recessed, 30ft (9m) 0000166913 | 1 | [12 empty] | #FFFFFFFF |  |  | FALSE | FALSE | FALSE | [20 empty] | DESKTOP-7EIEB7A\acont | 2021-08-13 06:25 | THOR\acont | 2024-10-09 10:48
8da806c4-6631-4189-9917-8573eea2ee8d |  |  |  | North | Siemens | [5 empty] | Module | TRUE | XLS-MSE2-ADPT | S54430-C7-A1 | MSE-2 BLACK ENCLOSURE ADAPTER FOR FIREFINDER XLS | 1 | [12 empty] | #FFFFFFFF |  |  | FALSE | FALSE | FALSE | [20 empty] | DESKTOP-7SAL8M7\acont | 2019-08-13 09:04 | THOR\acont | 2024-10-09 10:48
ccef5c3d-80cc-4055-8125-857bbd3f1e63 | NFPA 170 SMOKE HEAT DETECTOR |  |  | North | Hochiki |  | Smoke Detector |  |  |  | Module | TRUE | SLR-835H w/NS4 | PHOTOELECTRIC SMOKE DETECTOR, 4 WIRE RELAY BASE | PHOTOELECTRIC SMOKE/HEAT DETECTOR w/ 2 WIRE 4" BASE | 1 | 0.055 | 0.15 |  |  |  |  | TRUE | TRUE |  |  |  |  | #FFFF0000 | FA-NFPA 170 SMOKE HEAT DETECTOR | 1 | FALSE | FALSE | FALSE | 1408 | [16 empty] | R |  |  | THOR\acont | 2024-09-30 09:21 | THOR\acont | 2024-10-09 10:48 | Cloned from Hochiki SLR-835H w/HSC-4R | [Hochiki] [IDC] 03 [*] [IDC] SLR-835 w/NS4 (C), SLR-835 w/NS6 (C), SLR-835H w/NS4 (C), SLR-835H w/NS6 (C)
4b51070d-ee47-4058-a191-858b7f37fbec |  |  |  | North | Edwards |  | Cards & Components |  |  |  | Card | TRUE | 3-ASU |  | Audio Source Unit /w 0 Rail Spaces & Inner door filler plate | 1 | 0.08 | 0.08 |  |  |  |  | TRUE | [5 empty] | #FFFFFFFF |  |  | FALSE | FALSE | FALSE | [14 empty] | FALSE | [7 empty] | THOR\acont | 2024-10-09 10:48 |  |  | [Edwards, Sigcom] 3-ASU, 3-ASU/4, 3-REMICA, DVS-RM/B
9f887d20-657e-4a95-9544-858eafb45a5f | NFPA 170 FIRE ALARM CONTROL UNIT | RISER FACP |  | North | Hochiki |  | Fire Alarm Control Unit |  |  |  | Assembly | TRUE | LA801K1-60 |  | FireNET L@TITUDE Analog Addressable Fire Alarm Control Panel, 8 Slot Standard Plex-Door Enclosure, 5.25 A 115V, 2-Loop Panel Module, Hochiki Protocol, Network Module, and Media Gateway™, Black, 48 Zone LEDs | 1 | [6 empty] | FALSE |  |  | *Refer to Install Sheet | 16.5in (W) x 23.2in (H) x 6in (D) | KM5FCRD (Optional Semi-Flush Mounting Kit) | #FFFF0000 | FA-NFPA 170 FIRE ALARM CONTROL UNIT | 1 | FALSE | FALSE | FALSE | 202 | [8 empty] | 7,12,18,28,33,40 |  |  | 5.25 |  | TRUE | [5 empty] | DESKTOP-GHR3H5U\Anthony | 2019-11-27 08:00 | THOR\acont | 2024-09-08 17:27
800929bc-4a03-48fc-9ad1-859089800830 | NFPA 170 ADDRESSABLE INPUT MONITOR MODULE |  |  | North | Silent Knight |  | Addressable Module |  |  |  | Module | TRUE | SK-ZONE-6 | ++ | Six Zone Interface Module | 6 | 0.002 | 0.002 |  |  |  |  | TRUE | [5 empty] | #FFFF0000 | FA-NFPA 170 ADDRESSABLE INPUT MONITOR MODULE | 1 | FALSE | FALSE | FALSE | [17 empty] | 6 |  |  | HOMEAUGUSTXPS-1\aucon | 2021-01-26 06:06 | THOR\acont | 2024-09-08 17:27 |  | [Farenhyt, Silent Knight] [AUX POWER] [AUX INPUT ++] IDP-ZONE-6, SK-ZONE-6 [Farenhyt, Silent Knight] [SLC MODULES/SENSORS] [#2 SLC ++] IDP-ACCLIMATE (C), IDP-BEAM (C), IDP-CONTROL-6, IDP-MON-10, IDP-MONITOR-2, IDP-RELAY-6, IDP-RELAYMON-2, IDP-ZONE, IDP-ZONE-6, OSI-RI-SK (C), SK-ACCLIMATE (C), SK-BEAM (C), SK-CONTROL-6, SK-MON-1 [Silent Knight] [SLC SK MODULES] [#5 MODULES ++] SK-CONTROL-6, SK-MON-10, SK-RELAY-6, SK-ZONE-6 [Farenhyt, Silent Knight] [SLC MODULES/SENSORS] [#5 SLC ++] IDP-CONTROL-6, IDP-MON-10, IDP-RELAY-6, IDP-ZONE-6, SK-CONTROL-6, SK-MON-10, SK-RELAY-6, SK-ZONE-6 [Silent Knight] [SLC SK MODULES] [*] [#3 TYPE ADDR ¦ MODULES] HFS-MM, SK-CONTROL, SK-CONTROL-6, SK-MINIMON, SK-MON-10, SK-MONITOR, SK-MONITOR-2, SK-PULL-DA, SK-PULL-SA, SK-RELAY, SK-RELAY-6, SK-RELAYMON-2, SK-ZONE, SK-ZONE-6, WAV-CRL, WAV-CWL, WAV-RL, WA [Silent Knight] [SLC SK MODULES] [#6 MODULES ++] SK-CONTROL-6, SK-MON-10, SK-RELAY-6, SK-ZONE-6 [Silent Knight] [SLC SK MODULES] [#4 MODULES ++] SK-CONTROL-6, SK-MON-10, SK-RELAY-6, SK-ZONE-6 [Farenhyt, Silent Knight] [SLC MODULES/SENSORS] [#4 SLC ++] IDP-CONTROL-6, IDP-MON-10, IDP-RELAY-6, IDP-ZONE-6, SK-CONTROL-6, SK-MON-10, SK-RELAY-6, SK-ZONE-6 [Farenhyt, Silent Knight] [SLC MODULES/SENSORS] [#6 SLC ++] IDP-CONTROL-6, IDP-MON-10, IDP-RELAY-6, IDP-ZONE-6, SK-CONTROL-6, SK-MON-10, SK-RELAY-6, SK-ZONE-6 [Silent Knight] [SLC SK MODULES] [#3 MODULES ++] SK-CONTROL-6, SK-MON-10, SK-RELAY-6, SK-ZONE-6 [Farenhyt, Silent Knight] [SLC MODULES SENSORS] [*] [#1 SHARED ADDR ¦ MODULES] HFS-MM, Hood System/IDP-MINIMON, IDP-CONTROL, IDP-CONTROL-6, IDP-MINIMON, IDP-MON-10, IDP-MONITOR, IDP-MONITOR-2, IDP-PULL-DA, IDP-PULL-SA, IDP-RELAY, IDP-RELAY-6, IDP-RELAYMO [Farenhyt, Silent Knight] [SLC MODULES/SENSORS] [#3 SLC ++] IDP-CONTROL-6, IDP-MON-10, IDP-RELAY-6, IDP-RELAYMON-2, IDP-ZONE-6, OSI-RI-SK (C), SK-CONTROL-6, SK-MON-10, SK-RELAY-6, SK-RELAYMON-2, SK-ZONE-6, W-DIS-D [Silent Knight] [SLC SK MODULES] [#2 MODULES ++] SK-CONTROL-6, SK-MON-10, SK-MONITOR-2, SK-RELAY-6, SK-RELAYMON-2, SK-ZONE-6, W-DIS-D | [Farenhyt, Silent Knight] IDP-ZONE-6, SK-ZONE-6
a06bb7fc-24d7-4c07-ba98-85914fa356fa | NFPA 170 NON ADDRESSABLE RELAY |  |  | North | Edwards |  | Non-Addressable Relay |  |  |  | Module | TRUE | MR801/S |  | SPDT Relay /w LED, & Metal Enclosure | 1 | 0.015 | 0.015 |  |  |  |  | FALSE | [5 empty] | #FFFF0000 | FA-NFPA 170 NON ADDRESSABLE RELAY | 1 | FALSE | FALSE | FALSE | 1300 | [13 empty] | FALSE | [7 empty] | THOR\acont | 2024-09-08 17:27 |  | [Altronix, Edwards, Silent Knight, System Sensor] [AUX POWER] A77-716B, EOL-1224RLY, EOL-R24VDC, MR101/C, MR101/T, MR601/S, MR601/T, MR801/S, MR801/T, PAM1, RB1224, RELA-EOL
a263305c-663f-4d4c-b4bc-85982b75a902 | CADGEN CARD ACCESS CONTROL PANEL | CADGEN CARD ACCESS CONTROL PANEL |  | North | LifeSafety Power | Security/Access Control | Card Access Control Panel |  |  |  | Assembly | TRUE | FPO250/250-3C83D8PE12M | ++ | 500W (12V & 24V) 24 lock/24 ptc aux outputs | 1 | [6 empty] | FALSE | FALSE |  |  | 48.00H x 36.00W x 8.00D in. (122.00 x 91.00 x 20.30 cm) |  | #FFFF0000 | FA-CADGEN CARD ACCESS CONTROL PANEL | 1 | FALSE | FALSE | FALSE | 212 | [8 empty] | 7,12,18,26,33,55,80 |  |  |  |  | TRUE | [5 empty] | DESKTOP-7EIEB7A\acont | 2023-01-26 08:18 | THOR\acont | 2024-09-08 17:27 | Cloned from LifeSafety Power FPO150-B100C8D8PE4M
203498f4-23b1-4016-9e0f-859d2109e727 | NFPA 170 ISOLATION MODULE |  |  | North | Notifier |  | Isolator Module |  |  |  | Module | TRUE | ISO-6 | ++ | Six Fault isolator module | 1 | 0.0027 | 0.017 |  |  |  |  | TRUE | FALSE |  |  | 6.8"H x 5.8"W x 1.0"D |  | #FFFF0000 | FA-NFPA 170 ISOLATION MODULE | 1 | FALSE | FALSE | FALSE | 1200 | [13 empty] | FALSE |  |  | 6 |  |  |  |  | THOR\acont | 2024-09-08 17:27 |  | [Firelite, Monaco Enterprises, Notifier] [ISO] 01 [*] [ISO ++] 729-140-00, 729-208-00, I300, ISO-6, ISO-X, N100-ISO
4fc0b0ca-c55a-4f82-a977-859e6ed07742 | NFPA 170 STROBE CEILING |  |  | North | Block Definition Only |  | Strobe |  |  |  | Module | TRUE | NFPA 170 STROBE CEILING |  | NFPA 170 STROBE CEILING | 1 | [7 empty] | TRUE |  |  |  |  | #FF0070C0 | FA-NFPA 170 STROBE CEILING | 1 | FALSE | FALSE | FALSE | 2022 | [19 empty] | AULAPTOP-PC\Aulaptop | 2020-03-26 07:41 | THOR\acont | 2024-09-08 17:27
8349b48d-bbfd-46dd-9c3e-85a3cc24d545 |  |  |  | North | MIRCOM |  | Cards & Components |  |  |  | Card | TRUE | INX-10A Main Board | + | INX-10A Main Board | 10 | 0.2 | 0.35 |  |  |  |  | TRUE | [5 empty] | #FFFFFFFF |  |  | FALSE | FALSE | FALSE | [14 empty] | FALSE | [7 empty] | THOR\acont | 2024-10-09 10:48 |  | [MIRCOM] [SLC MODULES] [#8 INX ++] INX-10A Main Board, INX-10AC [MIRCOM] [SLC MODULES] [#3 INX ++] INX-10A Main Board, INX-10AC [MIRCOM] [NAC Trigger] INX-10A Main Board, INX-10AC [MIRCOM] [SLC MODULES] [#7 INX ++] INX-10A Main Board, INX-10AC [MIRCOM] [SLC MODULES] [#1 INX ++] INX-10A Main Board, INX-10AC [MIRCOM] [SLC MODULES] [#6 INX ++] INX-10A Main Board, INX-10AC [MIRCOM] [SLC MODULES] [#5 INX ++] INX-10A Main Board, INX-10AC [MIRCOM] [SLC MODULES] [#9 INX ++] INX-10A Main Board, INX-10AC [MIRCOM] [SLC MODULES] [#2 INX ++] INX-10A Main Board, INX-10AC [MIRCOM] [SLC MODULES] [#10 INX ++] INX-10A Main Board, INX-10AC [MIRCOM] [SLC MODULES] [#4 INX ++] INX-10A Main Board, INX-10AC | [MIRCOM] INX-10A Main Board, INX-10AC
15a6612c-56fd-478a-bbda-85a6427c6a65 | NFPA 170 SPEAKER STROBE |  |  | North | Gentex |  | Speaker/Strobe |  |  |  | Module | TRUE | SSPKA24-15/75PWW |  | Colored Lens Speaker/Strobe, Fixed 15/75 Candela, Wall, White, Amber Lens | 1 | 0 | 0.148 |  |  |  |  | FALSE | [5 empty] | #FF0070C0 | FA-NFPA 170 SPEAKER STROBE | 1 | FALSE | FALSE | FALSE | 2019 |  |  | 7320-0569:0141 | [10 empty] | FALSE |  |  | WP |  |  |  |  | THOR\acont | 2024-09-08 17:27 |  | [Gentex, Hochiki, Potter] [AUDIO 70.7v] [70V AUDIO] CSPKSTR-24AR (C), CSPKSTR-24AW (C), CSPKSTR-24BR (C), CSPKSTR-24BW (C), CSPKSTR-24GR (C), CSPKSTR-24GW (C), CSPKSTR-24RR (C), CSPKSTR-24RW (C), FASPKR-R (C), FASPKR-W (C), FASPKR-WR, FASPKR-WW, FASPK-WP [Gentex, Hochiki, Potter] [AUDIO 25v] [25V AUDIO] CSPKSTR-24AR (C), CSPKSTR-24AW (C), CSPKSTR-24BR (C), CSPKSTR-24BW (C), CSPKSTR-24GR (C), CSPKSTR-24GW (C), CSPKSTR-24RR (C), CSPKSTR-24RW (C), FASPKR-R (C), FASPKR-W (C), FASPKR-WR, FASPKR-WW, FASPK-WPR, [Gentex] [NAC] [UL MAX] SSPKA24-15/75AWR, SSPKA24-15/75AWW, SSPKA24-15/75PWR, SSPKA24-15/75PWW
50f1ea93-c963-455b-ba2e-85a78a326e6e | NFPA 170 SMOKE DETECTOR |  |  | North | Farenhyt |  | Smoke Detector |  |  |  | Module | TRUE | IDP-PHOTO-W w/B200S-WH | ++ | White, low-profile photoelectric sensor w/Sounder Base | 1 | 0.0002 | 0.0045 |  |  |  |  | FALSE | TRUE |  |  |  |  | #FFFF0000 | FA-NFPA 170 SMOKE DETECTOR | 1 | FALSE | FALSE | FALSE | 1408 | [13 empty] | FALSE |  |  | SB |  |  | DESKTOP-7EIEB7A\acont | 2023-06-14 07:33 | THOR\acont | 2024-09-08 17:27 | Cloned from Farenhyt IDP-PHOTO-W w/B300-6 | [Farenhyt, Silent Knight] [SLC MODULES SENSORS] [*] [#2 SHARED ADDR ¦ SENSORS] CO1224TR w/ IDP-MINIMON, CO1224TR w/ IDP-MONITOR, DNR w/IDP-PHOTO-R-W (C), DNR w/SK-PHOTO-R-W (C), DNRW w/IDP-PHOTO-R-W (C), DNRW w/SK-PHOTO-R-W (C), HFS-D (C), HFS-P (C), HFS [Farenhyt] [AUX POWER] [HIGH DB] IDP-FIRE-CO-W w/B200S-WH (C), IDP-PHOTO-W w/B200S-WH (C) [Farenhyt] [SLC IDP SENSORS] [*] [#4 TYPE ADDR ¦ SENSORS] DNR w/IDP-PHOTO-R-W (C), DNRW w/IDP-PHOTO-R-W (C), IDP-ACCLIMATE (C), IDP-BEAM (C), IDP-DUCT-W w/IDP-PHOTO-R-W (C), IDP-FIRE-CO-W w/B200S-LF-WH (C), IDP-FIRE-CO-W w/B200S-WH (C), IDP-FIRE-CO-W w/B
e80beb08-2309-4e92-8230-85a7fac09229 |  |  |  | North | Farenhyt |  | Cards & Components |  |  |  | Card | TRUE | IFP/RPS-2000 Main Board | ++ | Main Board | 1 | 0.29 | 0.53 | 9 |  |  |  | TRUE | [5 empty] | #FFFFFFFF |  |  | TRUE | FALSE | FALSE | [14 empty] | FALSE | [5 empty] | DESKTOP-7EIEB7A\acont | 2021-09-20 08:00 | THOR\acont | 2024-10-09 10:48 | Cloned from Farenhyt IFP-2000 MAIN BOARD_IDP | [Farenhyt] [RS-485] IFP/RPS-2000 Main Board, IFP/RPS-2100 Main Board, IFP-1000 Main Board [Farenhyt, Silent Knight, Stanley Security Solutions] [VAC ] 5104B Main Board, 5204 Main Board, 5207 Main Board, 5208 Main Board, 5495 Main Board, 5496 Main Board, 5499 Main Board, 5600 Main Board, 5700 Main Board, 5808 Main Board, 5820XL Main Board, 588 [Farenhyt] [IDC] [#2 TROUBLE] IFP/RPS-2000 Main Board, IFP/RPS-2100 Main Board, IFP-100 Main Board, IFP-1000 Main Board, IFP-300 Main Board, IFP-300ECS Main Board, IFP-50 Main Board, IFP-75 Main Board, RPS-1000 Main Board [Farenhyt] [IDC] [#3 SUPERVISORY] IFP/RPS-2000 Main Board, IFP/RPS-2100 Main Board, IFP-100 Main Board, IFP-1000 Main Board, IFP-300 Main Board, IFP-300ECS Main Board, IFP-50 Main Board, IFP-75 Main Board [Farenhyt] [IDC] [#1 ALARM] IFP/RPS-2000 Main Board, IFP/RPS-2100 Main Board, IFP-100 Main Board, IFP-1000 Main Board, IFP-300 Main Board, IFP-300ECS Main Board, IFP-50 Main Board, IFP-75 Main Board, RPS-1000 Main Board | [Farenhyt] IFP/RPS-2000 Main Board
3c8ac06e-abb0-46a4-adda-85a9bc58ea3e | NFPA 170 FIRE ALARM CONTROL UNIT | RISER FACP |  | North | Autocall |  | Fire Alarm Control Unit |  |  |  | Assembly | TRUE | A2975-9446 | ++ | 4100ES Platinum 3 Bay Box with Glass Door and Dress Panel - Add Master Controller, Power Supply and other components as required using Assembly Editor | 1 | 0 | 0 |  |  |  |  | TRUE | [5 empty] | #FFFF0000 | FA-NFPA 170 FIRE ALARM CONTROL UNIT | 1 | FALSE | FALSE | FALSE | [9 empty] | 6.2,10,12.7,18,25,33,55 |  |  |  |  | TRUE | [5 empty] | DESKTOP-EUPOT3B\aucon | 2021-12-09 03:59 | THOR\acont | 2024-09-08 17:27 | Cloned from Autocall A2975-9444
8cd5fe42-9028-400b-89bc-85adf8cad806 | NFPA 170 FIRE ALARM CONTROL UNIT | RISER FACP |  | North | Advanced |  | Fire Alarm Control Unit |  |  |  | Assembly | TRUE | Mx-5201L | ++ | Multi Loop Panel in Large Enclosure | 1 | [6 empty] | TRUE |  |  |  | 470 x 450 x 115 |  | #FFFF0000 | FA-NFPA 170 FIRE ALARM CONTROL UNIT | 1 | FALSE | FALSE | FALSE | 202 | [8 empty] | 4,7,12,18 |  | 18 |  |  | TRUE | [5 empty] | DESKTOP-7EIEB7A\acont | 2023-02-13 06:31 | THOR\acont | 2024-09-08 17:27 | Cloned from Advanced Mx-520x
7e437992-fd4c-478e-aa3a-85b40b1da175 |  |  |  | North | Secutron |  | Cards & Components |  |  |  | Card | TRUE | MRRL4 | ++ | Four Relay Module | 1 | 0.005 | 0.017 |  |  |  |  | TRUE | [5 empty] | #FFFFFFFF |  |  | FALSE | FALSE | FALSE | [12 empty] | 3 | [7 empty] | DESKTOP-7EIEB7A\acont | 2023-06-24 11:43 | THOR\acont | 2024-10-09 10:48 | Cloned from Secutron MRNC2 | [Secutron] [AUX POWER, RELAY] [RELAY INPUT ++] MRRL4 | [Secutron] MRRL4
67811ec2-1b49-45f8-bc07-85b56216b0ce |  |  |  | North | Monaco Enterprises |  | Cards & Components |  |  |  | Card | TRUE | 729-129-00 | + | BASE,DET:SOUNDER,INTELLIGENT | 1 | 0.0005 | 0.035 |  |  |  |  | TRUE | FALSE |  |  |  |  | #FFFFFFFF |  |  | FALSE | FALSE | FALSE | [14 empty] | FALSE | [5 empty] | DESKTOP-7SAL8M7\acont | 2020-02-23 09:32 | THOR\acont | 2024-10-09 10:48 | Cloned from Firelite B200SR
cd63f89f-e8a8-4236-88c0-85b5e835b6c9 | NFPA 170 STROBE CEILING |  |  | North | Siemens |  | Strobe |  |  |  | Module | TRUE | SL2SCR-NA | S54329-F183-A1++ | Strobe, Ceiling, Amber, Red, No Lettering | 1 | [7 empty] | TRUE |  |  |  |  | #FF0070C0 | FA-NFPA 170 STROBE CEILING | 1 | FALSE | FALSE | FALSE | 2023 | [19 empty] | DESKTOP-7EIEB7A\acont | 2023-08-03 09:40 | THOR\acont | 2024-09-08 17:27 | Cloned from Siemens SL2SWR-NA | [Siemens] [NAC] [16.0 – 33.0 VDC] SL2SCR-A (C), SL2SCR-AL (C), SL2SCR-ALA (C), SL2SCR-ALB (C), SL2SCR-F (C), SL2SCR-FB (C), SL2SCR-N (C), SL2SCR-NA (C), SL2SCR-NB (C), SL2SCW-A (C), SL2SCW-AL (C), SL2SCW-ALA (C), SL2SCW-ALB (C), SL2SCW-EV (C), SL2SCW-F (
b58d5320-177c-422b-8a2a-85b8f714095f | NFPA 170 STROBE CEILING |  |  | North | Simplex |  | Strobe |  |  |  | Module | TRUE | 4906-9117 | + | Multi-candela strobe, Ceiling Mount, Blank, White | 1 | 0 | 0 |  |  |  |  | TRUE | TRUE |  |  |  |  | #FF0070C0 | FA-NFPA 170 STROBE CEILING | 1 | FALSE | FALSE | FALSE | 2022 | [16 empty] | C |  |  | DESKTOP-7EIEB7A\acont | 2022-03-07 06:50 | THOR\acont | 2024-09-08 17:27 | Cloned from Autocall A4906-9117 | [Autocall, Simplex] [NAC] [MAX] 4906-9102 (C), 4906-9104 (C), 4906-9110 (C), 4906-9112 (C), 4906-9114 (C), 4906-9115 (C), 4906-9116 (C), 4906-9117 (C), A4906-9102 (C), A4906-9104 (C), A4906-9110 (C), A4906-9112 (C), A4906-9114 (C), A4906-9115 (C), A4906-
9faa7671-ea4f-4d15-94f3-85b9672271e8 |  |  |  | North | Autocall |  | Hardware |  |  |  | Hardware | TRUE | A4090-9801 | + | Adapter plate for semi-flush mounted box | 1 | [6 empty] | FALSE | [5 empty] | #FFFFFFFF |  |  | FALSE | FALSE | FALSE | [14 empty] | FALSE | [5 empty] | DESKTOP-7EIEB7A\acont | 2022-02-21 13:19 | THOR\acont | 2024-10-09 10:48 | Cloned from Simplex 4090-9801
aa84dae0-fe48-4e3a-8095-85c26d26742e | NFPA 170 FIRE PHONE |  |  | North | Autocall |  | Fire Phone |  |  |  | Module | TRUE | A2084-9023 | ++ | Firefighter Telephone Jack Station | 1 | [6 empty] | FALSE | [5 empty] | #FFFF0000 | FA-NFPA 170 FIRE PHONE | 1 | FALSE | FALSE | FALSE | [14 empty] | FALSE | [5 empty] | THOR\acont | 2025-02-04 12:28 | THOR\acont | 2025-02-04 12:29 | Cloned from Autocall A2084-9018 CLONED | [Autocall, Potter, Simplex] [FFT] [FFT] 2084-9001, 2084-9002, 2084-9003, 2084-9006, 2084-9007, 2084-9014, 2084-9018, 2084-9023, 2084-9024, A2084-9001, A2084-9002, A2084-9003, A2084-9006, A2084-9007, A2084-9014, A2084-9018, A2084-9023, A2084-9024, FFT-FPJ
2fd06779-2f7d-4dec-acfb-85c609dd175d |  |  |  | North | Notifier |  | Cards & Components |  |  |  | Card | TRUE | AEM-48A |  | ONYX Series ACS annunciator expander | 1 | 0.002 | 0.056 |  |  |  |  | TRUE | FALSE |  |  |  |  | #FFFFFFFF |  |  | FALSE | FALSE | FALSE | [14 empty] | FALSE | [7 empty] | THOR\acont | 2024-10-09 10:48
815380f8-3135-422a-a3a3-85cae8cf3ed7 |  |  |  | North | Advanced |  | Cards & Components |  |  |  | Card | TRUE | Mx-5202 Main Card | ++ | Main Board | 1 | 0.156 | 0.209 | 5 |  |  |  | TRUE | [5 empty] | #FFFFFFFF |  |  | FALSE | FALSE | FALSE | [14 empty] | FALSE | [5 empty] | DESKTOP-7EIEB7A\acont | 2023-02-13 06:57 | THOR\acont | 2024-10-09 10:48 | Cloned from Advanced Mx-5201 Main Card | [Advanced] [IDC] [#1 RELAY] Mx-5201 Main Card, Mx-5202 Main Card [Advanced] [IDC] [#2 RELAY] Mx-5201 Main Card, Mx-5202 Main Card | [Advanced] Mx-5202 Main Card
d5d3237e-1ce7-45a4-8ad6-85d20a4d7fe5 |  |  |  | North | Autocall |  | Cards & Components |  |  |  | Card | TRUE | A010-9601 ESS |  | Extended System Supply with Power Supply and Basic Circuits | 1 | 0.336 | 0.54 |  |  |  |  | TRUE | [5 empty] | #FFFFFFFF |  |  | FALSE | FALSE | FALSE | [20 empty] | DESKTOP-7SAL8M7\acont | 2020-03-10 08:31 | THOR\acont | 2024-10-09 10:48 | Cloned from AutoCall A010-9401 CPU |  | [Autocall, Simplex] 4007-9101(BA) CPU, 4007-9102(BA) CPU, 4007-9202 CPU, 4100-5311, A007-9101/9102 CPU, A007-9202 CPU, A010-9422 CPU, A010-9425 CPU, A010-9426 CPU, A010-9601 ESS, A010-9602 CPU, A010-9604 CPU, A100-5101, A100-5311, A100-5325, A100-9121 CPU [Autocall] A007-9101/9102 CPU, A007-9202 CPU, A010-9422 CPU, A010-9425 CPU, A010-9426 CPU, A010-9601 ESS, A010-9602 CPU, A010-9604 CPU, A100-0620, A100-0625, A100-1291, A100-9121 CPU, A100-9131 CPU, A100-9314 CPU, A100-9331 CPU [Autocall] A010-9601 ESS [Autocall, Simplex] 4007-9101(BA) CPU, 4007-9102(BA) CPU, 4007-9202 CPU, A007-9101/9102 CPU, A007-9202 CPU, A010-9601 ESS
bc52cd25-b48e-40ff-ae68-85d589de47dd |  |  |  | North | Edwards |  | Hardware |  |  |  | Hardware | TRUE | 454722ARE |  | 18/2 Solid Twisted, OS, Red-Jacket FPLR | 1 | [6 empty] | FALSE | [5 empty] | #FFFFFFFF |  |  | FALSE | FALSE | FALSE | [14 empty] | FALSE | [7 empty] | THOR\acont | 2024-10-09 10:48
cd1d470d-f0c3-4b37-9655-85d89edaad1c |  |  |  | North | Firelite |  | Cards & Components |  |  |  | Card | TRUE | MS-5210UD Main Board | + | Ten-zone, 24-volt Fire Alarm Control Panel Main Board | 1 | 0.138 | 0.245 | 3 |  |  |  | TRUE | FALSE |  |  |  |  | #FFFFFFFF |  |  | FALSE | FALSE | FALSE | [14 empty] | FALSE | [5 empty] | DESKTOP-7EIEB7A\acont | 2022-08-05 09:45 | THOR\acont | 2024-10-09 10:48 | Cloned from Firelite MS-5UD Main Board | [ADT Unimode, AES, Firelite, NAPCO, Notifier] [VAC ] [VAC] 1640, 200UDLS Main Board, 411UDAC Main Board, ACC-25/50 Main Board, BE-500 CPU, CPU-N16LD, CPU-N16LND, ECC-125DA (25V) Main Board, ECC-50/100 Main Board (100W, 25V), ECC-50/100 Main Board (100W, [Ditek, Monaco Enterprises, Spectronix, WBOX] [VAC ] [VAC] 0E-SPROACHW, 210-524-00, DTK-120HW, DTK-120HWLOK, DTK-120HW-SS, DTK-1F, DTK-1FF, SA400 Main Board [ADT Unimode, Firelite] [IDC] [#3 SUPERVISORY] 200UDLS Main Board, MS-4012 Main Board, MS-4024 Main Board, MS-5024 Main Board, MS-5210UD Main Board [ADT Unimode, Firelite] [IDC] [#1 TROUBLE] 200UDLS Main Board, MS-4012 Main Board, MS-4024 Main Board, MS-5024 Main Board, MS-5210UD Main Board [ADT Unimode, Firelite] [IDC] [#1 ALARM] 200UDLS Main Board, MS-4012 Main Board, MS-4024 Main Board, MS-5024 Main Board, MS-5210UD Main Board | [Firelite] MS-5210UD Main Board
486b6864-ddb2-47e5-8570-85dbc977d4f9 |  |  |  | North | MIRCOM | [5 empty] | Module | TRUE | ALCN-4792MISO | ++ | Isolated Quad Loop Controller Module | 1 | 0.13 | 0.145 | [10 empty] | #FFFFFFFF |  |  | FALSE | FALSE | FALSE | [20 empty] | THOR\acont | 2023-12-04 11:20 | THOR\acont | 2025-01-14 14:41 |  |  | [MIRCOM] ALCN-4792D, ALCN-4792MISO, ALCN-960D, ALCN-960MISO
644f52f3-eda3-48a5-bc20-85e219272687 | NFPA 170 HEAT DETECTOR |  |  | North | Potter |  | Heat Detector |  |  |  | Module | TRUE | PAD100-HD w/PAD100-SB | + | Heat Detector with 6" Base with Sounder Module Included | 1 | 0.0005 | 0.0005 |  |  |  |  | FALSE | [5 empty] | #FFFF0000 | FA-NFPA 170 HEAT DETECTOR | 1 | FALSE | FALSE | FALSE | 1403 | [13 empty] | FALSE |  |  | SB |  |  |  |  | THOR\acont | 2024-09-08 17:27 | 20191121 AC Detector with base | [Potter] [AUX POWER] PAD100-CD w/PAD100-SB, PAD100-HD w/PAD100-SB, PAD100-PD w/PAD100-SB (C), PAD100-PHD w/PAD100-SB (C), PAD100-PHD w/PAD100-SB (Split) (C), PAD200-PCD (C), PAD200-PCD (Split) (C), PAD200-PCD w/PAD100-SB (C), PAD200-PCD w/PAD100-SB (Spli [Potter] [SLC PAD] [*] [#2 SHARED ADDR ¦ SENSORS] PAD100-CD w/PAD100-4DB, PAD100-CD w/PAD100-6DB, PAD100-CD w/PAD100-IB, PAD100-CD w/PAD100-LFSB, PAD100-CD w/PAD100-RB, PAD100-CD w/PAD100-SB, PAD100-CD w/PAD100-SPKB, PAD100-DUCT (C), PAD100-DUCTR (C), PA
640da0b8-f153-465b-b622-85ea7ee843e6 |  |  |  | North | Bosch | [5 empty] | Module | TRUE | VG4-163-CTO | * | FIXED COLOR CEILING MOUNT 5-50MM | 1 | [12 empty] | #FFFFFFFF |  |  | FALSE | FALSE | FALSE | [20 empty] | DESKTOP-7EIEB7A\acont | 2021-08-13 06:25 | THOR\acont | 2024-10-09 10:48
e134b8f7-e807-473a-a85a-85ebf626a07c | CADGEN GLASS BREAK |  |  | North | Honeywell |  | Glass Break Detector |  |  |  | Module | TRUE | FG-1625F | ++ | Glassbreak Detector/Flushmount | 1 | 0.012 | 0.012 |  |  | 3 | [7 empty] | #FFFF0000 | FA-CADGEN GLASS BREAK | 1 | FALSE | FALSE | FALSE | [17 empty] | RPT |  |  | DESKTOP-7EIEB7A\acont | 2023-01-30 10:45 | THOR\acont | 2024-09-08 17:27 | Cloned from Bosch RFPR-C12-A | [Honeywell] [ACCESS CONTROL INPUT] [INPUT] DT8035 (C), DT8050 (C), FG-1525FD, FG-1625F, IS3035 (C), IS3050 (C) [Honeywell] [IDC] 02 [INPUT] DT8035 (C), DT8050 (C), FG-1525FD, FG-1625F, IS3035 (C), IS3050 (C) [BluePoint, Bosch, Honeywell] [AUX POWER] [*] [12VDC ++] BP01-302, BP01-303, D125B, D185, DS1101i, DS1102i, DS1103i, DS1108i, DS936 (C), DS9360 (C), DS936B (C), DS936-CHI (C), DS936-FRA (C), DS937 (C), DS9370 (C), DS9371 (C), DS939 (C), DS939-CHI (C), EN
28ee1a1a-e654-4b63-bebf-85ec9ed0f56a |  |  |  | North | Edwards |  | Hardware |  |  |  | Hardware | TRUE | 74UP004648 |  | 4 Fiber Multi-Mode OFNP | 1 | [6 empty] | FALSE | [5 empty] | #FFFFFFFF |  |  | FALSE | FALSE | FALSE | [14 empty] | FALSE | [7 empty] | THOR\acont | 2024-10-09 10:48
06c5d8b8-426d-4e47-8e97-85edb1535530 |  |  |  | North | Hochiki |  | Cards & Components |  |  |  | Card | TRUE | EVX-50EM-H | + | 50W Voice Evacuation Module w/ mic | 1 | 0.13 | 3.2 |  |  |  |  | TRUE | [5 empty] | #FFFFFFFF |  |  | FALSE | FALSE | FALSE | [20 empty] | DESKTOP-7SAL8M7\acont | 2019-11-05 06:01 | THOR\acont | 2024-10-09 10:48 |  |  | [Hochiki] EVX-50E-H, EVX-50EM-H
f88cc4d5-21d9-4eea-944e-85f777211b3e | NFPA 170 ASPIRATING SMOKE DETECTOR |  |  | North | Gamewell FCI |  | Air Sampling Detection |  |  |  | Module | TRUE | 7100X | ++ | Conventional FAAST Fire Alarm Aspiration Sensing Technology (5,000 sq. foot unit) | 1 | 0.151 | 0.172 |  |  |  |  | TRUE | TRUE |  |  |  |  | #FFFF0000 | FA-NFPA 170 ASPIRATING SMOKE DETECTOR | 1 | FALSE | FALSE | FALSE | 1408 | [19 empty] | DESKTOP-7EIEB7A\acont | 2023-05-03 08:08 | THOR\acont | 2024-09-08 17:27 | Cloned from Xtralis AAD-7100X | [Gamewell FCI, Xtralis] [IDC] 01 [FAULT 1] 7100X (C), 8100 (C), 9400X (C), AAD-7100X (C), AAD-8100 (C), VEP-A00-1P, VEP-A00-1P-NTF, VEP-A00-P, VEP-A00-P-NTF, VEP-A10-P, VEP-A10-P-NTF, VLF-250 (C), VLF-500 (C), VLI-880 (C), VLI-885 (C), XAS-1-US (C), XAS- [Gamewell FCI, Xtralis] [IDC] 02 [ACTION] 7100X (C), 8100 (C), 9400X (C), AAD-7100X (C), AAD-8100 (C), VEP-A00-1P, VEP-A00-1P-NTF, VEP-A00-P, VEP-A00-P-NTF, VEP-A10-P, VEP-A10-P-NTF, VLF-250 (C), VLF-500 (C), VLI-880 (C), VLI-885 (C), XAS-1-US (C), XAS-2 [Gamewell FCI, Xtralis] [IDC] 03 [FIRE1] 7100X (C), 8100 (C), 9400X (C), AAD-7100X (C), AAD-8100 (C), VEP-A00-1P, VEP-A00-1P-NTF, VEP-A00-P, VEP-A00-P-NTF, VEP-A10-P, VEP-A10-P-NTF, VLF-250 (C), VLF-500 (C), VLI-880 (C), VLI-885 (C), XAS-1-US (C), XAS-2- [Gamewell FCI] [AUX POWER] 7100X (C), 8100 (C), 9400X (C), AAD-7100X (C), AAD-8100 (C)
a9c180b9-9ed2-4ef7-9b5c-85f94ea54da1 | NFPA 170 BELL |  |  | North | Potter |  | Bell |  |  |  | Module | TRUE | PAC1208 | ++ | 8" Bell | 1 | 0 | 0.05 |  |  | 120 |  | FALSE | [5 empty] | #FFFF0000 | FA-NFPA 170 BELL | 1 | FALSE | FALSE | FALSE | 2000 | [13 empty] | FALSE | [5 empty] | DESKTOP-7EIEB7A\acont | 2023-04-13 14:15 | THOR\acont | 2024-09-08 17:27 | Cloned from Potter PDC-8-24 | [Potter] [VAC ] [120VAC] PAC12010, PAC1206, PAC1208
0d907a3c-0d6d-46c8-8055-8604703f53a0 | NFPA 170 HEAT DETECTOR |  |  | North | Kidde |  | Heat Detector |  |  |  | Module | TRUE | FX-HD wB4U BASE | ++ | Intelligent Addressable Fixed Temperature or Rate-of-rise Heat Detector | 1 | 4.5e-05 | 4.5e-05 |  |  |  |  | FALSE | [5 empty] | #FFFF0000 | FA-NFPA 170 HEAT DETECTOR | 1 | FALSE | FALSE | FALSE | 1403 | [13 empty] | FALSE | [5 empty] | DESKTOP-7EIEB7A\acont | 2022-03-08 14:37 | THOR\acont | 2024-09-08 17:27 | Cloned from Edwards SIGA-HRD w/SIGA-SB BASE | [Edwards, Kidde] [SLC EST SENSORS] 01 [*] [EST3, iO1000] DS-HFS (C), DS-PS (C), FX-HD w/IB4U BASE, FX-HD w/RB4U BASE, FX-HD w/SB4U BASE, FX-HD w/SB4U-LF BASE, FX-HD wB4U BASE, FX-PD w/B4U BASE (C), FX-PD w/IB4U BASE (C), FX-PD w/SB4U BASE (C), FX-PD w/SB [Kidde] [SLC EST SENSORS] [*] [#4 TYPE ADDR ¦ SENSORS] DS-HFS (C), DS-PS (C), FX-HD w/IB4U BASE, FX-HD w/RB4U BASE, FX-HD w/SB4U BASE, FX-HD w/SB4U-LF BASE, FX-HD wB4U BASE, FX-PD w/B4U BASE (C), FX-PD w/IB4U BASE (C), FX-PD w/SB4U BASE (C), FX-PD w/SB4U [Kidde] [SLC EST MODULES SENSORS] [*] [#2 SHARED ADDR ¦ SENSORS] DS-HFS (C), DS-PS (C), FX-HD w/IB4U BASE, FX-HD w/RB4U BASE, FX-HD w/SB4U BASE, FX-HD w/SB4U-LF BASE, FX-HD wB4U BASE, FX-PD w/B4U BASE (C), FX-PD w/IB4U BASE (C), FX-PD w/SB4U BASE (C), FX [Edwards, Kidde] [SLC EST MODULES/SENSORS] 01 [*] [iO64] DS-HFS (C), DS-PS (C), FX-HD w/IB4U BASE, FX-HD w/RB4U BASE, FX-HD w/SB4U BASE, FX-HD w/SB4U-LF BASE, FX-HD wB4U BASE, FX-PD w/B4U BASE (C), FX-PD w/IB4U BASE (C), FX-PD w/SB4U BASE (C), FX-PD w/SB
ba4be2e0-a1ad-4132-b9b1-8607bfb6eceb |  |  |  | North | Edwards |  | Hardware |  |  |  | Hardware | TRUE | MN-HSEMDQ |  | EASE modeling exterior direct/reflected energy. Over 12 3D buildings overlaid on Google earth map or provided PDF/CAD site topology drawing. Modeling based on 125-2Khz band and provide medium resolution graphics with 3dB steps in propagation for system required acoustic device/array locations onto chloropleth map. Contact Edwards Customer Service for quote. | 1 | [6 empty] | FALSE | [5 empty] | #FFFFFFFF |  |  | FALSE | FALSE | FALSE | [14 empty] | FALSE | [7 empty] | THOR\acont | 2024-10-09 10:48
205591e4-4c58-462d-a32d-861cb86879d9 | NFPA 170 HORN STROBE |  |  | North | Eaton Wheelock |  | Horn/Strobe |  |  |  | Module | TRUE | ELHSW-EV | + | WALL HORN STROBE, WHITE, EVACUATE | 1 | [6 empty] | TRUE | [5 empty] | #FF0070C0 | FA-NFPA 170 HORN STROBE | 1 | FALSE | FALSE | FALSE | 2020 | [19 empty] | DESKTOP-7EIEB7A\acont | 2021-04-29 09:46 | THOR\acont | 2024-09-08 17:27 | Cloned from Eaton Wheelock ELHSW-AL | [Eaton Wheelock] [NAC] [24VDC, HIGH CONT.] ELHSR, ELHSR-A, ELHSR-N, ELHSW, ELHSW-A, ELHSW-AL, ELHSW-EV, ELHSW-N [Eaton Wheelock] [NAC] [24VDC, LOW CONT.] ELHSR, ELHSR-A, ELHSR-N, ELHSW, ELHSW-A, ELHSW-AL, ELHSW-EV, ELHSW-N
05006cde-55e0-40a7-b418-861f66b0098a |  |  |  | North | MIRCOM | [5 empty] | Module | TRUE | IPS-4848DS | new | Programmable Input Switches Module c/w 48 selector switches and 48 bi-coloured LEDs | 1 | [12 empty] | #FFFFFFFF |  |  | FALSE | FALSE | FALSE | [20 empty] | THOR\acont | 2024-02-24 16:13 | THOR\acont | 2024-10-09 10:48
7b49a22d-c279-4922-bec1-861fc3a9f604 |  |  |  | North | Siemens | [5 empty] | Module | TRUE | ZU-35 | 500-888583 | DUAL ZONE MODULE | 1 | [12 empty] | #FFFFFFFF |  |  | FALSE | FALSE | FALSE | [20 empty] | DESKTOP-7SAL8M7\acont | 2019-08-13 09:04 | THOR\acont | 2024-10-09 10:48
5462b662-0a0e-481e-b437-8622142353f7 | NFPA 170 HEAT DETECTOR |  |  | North | Hochiki |  | Heat Detector |  |  |  | Module | TRUE | ATJ-EA w/HSB-NSA-6 STANDARD BASE | ATJ-EA FIXED TEMP/RATE OF RISE HEAT SENSOR | ATJ-EA FIXED TEMP/RATE OF RISE HEAT SENSOR w/HSB-NSA-6 STANDARD BASE | 1 | 0.00035 | 0.0005 |  |  |  |  | TRUE | TRUE |  | *Refer to Install Sheet |  |  | #FFFF0000 | FA-NFPA 170 HEAT DETECTOR | 1 | FALSE | FALSE | FALSE | 1403 | [21 empty] | THOR\acont | 2024-09-08 17:27 | from Hochiki ATJ-EA w/YBN-NSA-4 STANDARD BASE | [Hochiki] [SLC HOCHIKI] 01 [*] [SLC] ACD-V w/ASBL SOUNDER BASE (C), ACD-V w/HSB-NSA-6 STANDARD BASE (C), ACD-V w/SCI-B4 SHORT CIRCUIT ISOLATOR BASE (C), ACD-V w/SCI-B6 SHORT CIRCUIT ISOLATOR BASE (C), ACD-V w/YBN-NSA-4 STANDARD BASE (C), ATG-EA w/ASB SOU
0cab5d80-a32d-4d43-b6cc-8623752b9486 | NFPA 170 REMOTE ANNUNCIATOR |  |  | North | Autocall |  | Cards & Components |  |  |  | Module | TRUE | A100-9404 | ++ | Remote ES Touch Screen Display, red | 1 | 0.16 | 0.225 |  |  |  |  | TRUE | [5 empty] | #FFFF0000 | FA-NFPA 170 REMOTE ANNUNCIATOR | 1 | FALSE | FALSE | FALSE | [20 empty] | THOR\acont | 2025-02-24 12:52 | THOR\acont | 2025-02-24 12:54 | Cloned from Autocall A100-9616 | [Autocall, Simplex] [RUI] 4009-9401 Main Board, 4100-9404, 4100-9405, 4100-9616, 4100-9617, 4606-9202, A009-9401 Main Board, A009-970x MAIN BOARD, A009-970xx MAIN BOARD, A100-9404, A100-9405, A100-9616, A100-9617, A4606-9202
735efb6e-91ac-4a8a-ad85-862d1a40bfdd | NFPA 170 BATTERY CABINET |  |  | North | Space Age Electronics |  | Enclosure |  |  |  | Assembly | TRUE | SSU00501 | Accessories | BCA Battery Cabinet - Black | 1 | 0 | 0 |  |  |  |  | TRUE |  | Surface Mounted |  |  |  | #FFFF0000 | FA-NFPA 170 BATTERY CABINET | 1 | FALSE | FALSE | FALSE | 3000 | [19 empty] | DESKTOP-7SAL8M7\acont | 2020-09-14 15:30 | THOR\acont | 2024-09-08 17:27 | Cloned from Space Age Electronics SSU00500
db39a09b-1ec7-4be0-ade2-8630629a76dc | NFPA 170 DOCUMENT BOX |  |  | North | Space Age Electronics |  | Miscellaneous |  |  |  | Assembly | TRUE | SSU00689 |  | Fire Alarm Document Box | 1 | [6 empty] | FALSE | [5 empty] | #FFFF0000 | FA-NFPA 170 DOCUMENT BOX | 1 | FALSE | FALSE | FALSE | [14 empty] | FALSE | [7 empty] | THOR\acont | 2024-09-08 17:27
509b4e31-9745-4cac-bbe2-8631826bd35d | NFPA 170 CELL COMM | RISER CELL COMM |  | North | Telguard |  | Cellular Communicator |  |  |  | Module | TRUE | TG-7FP | ++ | 5G (LTE-M) Sole Path Universal Communicator For Commercial Fire | 1 | 0.018 | 0.11 |  |  |  |  | FALSE |  |  |  | 8.25 x 5.75 x 2.0 in (20.96 x 14.61 x 5.08 cm) |  | #FFFF0000 | FA-NFPA 170 CELL COMM | 1 | FALSE | FALSE | FALSE | 250 | [13 empty] | FALSE | [5 empty] | DESKTOP-QGO6JOK\acont | 2023-12-21 08:34 | THOR\acont | 2024-09-08 17:27 | Cloned from Telguard TG-7FE | [Telguard] [IDC] [#2 SUPERVISORY INPUT] TG-7A, TG-7A w/(2) TG-PEM, TG-7FE, TG-7FP, TG-7FS, TG-7FS LTE + TG-PEM, TG-7FS w/(2) TG-PEM [Telguard] [AUX POWER] [24VDC AUX INPUT] TG-7FE, TG-7FP, TG-7FS [Telguard] [AUX POWER] [12VDC AUX INPUT] TG-7FE, TG-7FP, TG-7FS [Telguard] [IDC] [#1 SUPERVISORY INPUT] TG-7A, TG-7A w/(2) TG-PEM, TG-7FE, TG-7FP, TG-7FS, TG-7FS LTE + TG-PEM, TG-7FS w/(2) TG-PEM [Telguard] [DACT] [#1 DACT] TG-7A, TG-7A w/(2) TG-PEM, TG-7FE, TG-7FP, TG-7FS, TG-7FS LTE + TG-PEM, TG-7FS w/(2) TG-PEM
a27cbb9c-652a-4a27-b453-8634da6897a1 | NFPA 170 HEAT DETECTOR |  |  | North | Autocall |  | Heat Detector |  |  |  | Module | TRUE | A4098-9613 w/A4098-9684 | + | Electronic Heat Detector 2-Wire 135° F (57° C) with connection for remote LED | 1 | 0.0001 | 0.024 |  |  |  |  | TRUE | TRUE |  |  |  |  | #FFFF0000 | FA-NFPA 170 HEAT DETECTOR | 1 | FALSE | FALSE | FALSE | 1403 | [16 empty] | 135¦RR |  |  | DESKTOP-0D6CQVA\lousc | 2019-07-06 09:21 | THOR\acont | 2024-09-08 17:27 | 20191121 AC Detector with base | [Autocall, Simplex] [IDC] 01 2098-9201 (C), 2098-9202 (C), 2098-9203 (C), 2098-9208 (C), 2098-9576 (C), 2099-9101 (C), 2099-9102 (C), 2099-9103 (C), 2099-9104 (C), 2099-9105 (C), 2099-9107 (C), 2099-9108 (C), 2099-9754 (C), 2099-9755 (C), 2099-9756 (C),
7023e02d-b62e-4f1b-96c5-863a42bc537e | NFPA 170 HEAT DETECTOR |  |  | North | Fike |  | Heat Detector |  |  |  | Module | TRUE | FIK-5351 w/B200S-LF-WH | ++ | White, low‐profile intelligent 135°F fixed thermal sensor, Low Frequency Sounder Base | 1 | 0.0002 | 0.0045 |  |  |  |  | FALSE | TRUE |  |  |  |  | #FFFF0000 | FA-NFPA 170 HEAT DETECTOR | 1 | FALSE | FALSE | FALSE | 1403 | [13 empty] | FALSE |  |  | 135°¦LF |  |  | DESKTOP-7EIEB7A\acont | 2023-01-02 16:15 | THOR\acont | 2024-09-08 17:27 | Cloned from Firelite H365 w/B200S-LF-WH | [Fike] [AUX POWER] [24VDC, HIGH VOLUME ++] FIK-2351 w/B200S-LF-WH (C), FIK-2351T w/B200S-LF-WH (C), FIK-2351TIR w/B200S-LF-WH (C), FIK-5351 w/B200S-LF-WH (C), FIK-5351H w/B200S-LF-WH (C), FIK-5351R w/B200S-LF-WH (C), FIK-FC351 w/B200S-LF-WH (C), FIK-PC35 [Fike] [AUX POWER] [16VDC, HIGH VOLUME ++] FIK-2351 w/B200S-LF-WH (C), FIK-2351T w/B200S-LF-WH (C), FIK-2351TIR w/B200S-LF-WH (C), FIK-5351 w/B200S-LF-WH (C), FIK-5351H w/B200S-LF-WH (C), FIK-5351R w/B200S-LF-WH (C), FIK-FC351 w/B200S-LF-WH (C), FIK-PC35 [Fike] [SLC IDP SENSORS] [*] [#4 TYPE ADDR ¦ SENSORS] DNR w/FIK‐2351R (C), FIK-2351 w/B200S-LF-WH (C), FIK-2351 w/B200S-WH (C), FIK-2351 w/B224RB-WH (C), FIK-2351 w/B300-6 (C), FIK-2351T w/B200S-LF-WH (C), FIK-2351T w/B200S-WH (C), FIK-2351T w/B224RB-WH
d7a13373-b659-403b-b0be-863d3247f5d0 | NFPA 170 ASPIRATING SMOKE DETECTOR |  |  | North | Xtralis |  | Air Sampling Detection |  |  |  | Module | TRUE | XAS-2-US | ++ | Air-sampling Smoke Detector with 2 inlets | 1 | 0.35 | 0.35 |  |  | 24 |  | TRUE | TRUE |  |  | 10.2 in. x 12.6 in. x 6.5 in. (259 mm x 321 mm x 166 mm) |  | #FFFF0000 | FA-NFPA 170 ASPIRATING SMOKE DETECTOR | 1 | FALSE | FALSE | FALSE | 1408 | [19 empty] | DESKTOP-7EIEB7A\acont | 2023-01-04 12:34 | THOR\acont | 2024-09-08 17:27 | Cloned from Xtralis XAS-1-US | [Xtralis] [AUX POWER] [*] VEP-A00-1P, VEP-A00-1P-NTF, VEP-A00-P, VEP-A00-P-NTF, VEP-A10-P, VEP-A10-P-NTF, VLF-250 (C), VLF-500 (C), VLI-880 (C), VLI-885 (C), XAS-1-US (C), XAS-2-US (C) [Xtralis] [AUX POWER] [10] VEP-A00-1P, VEP-A00-1P-NTF, VEP-A00-P, VEP-A00-P-NTF, VEP-A10-P, VEP-A10-P-NTF, VEU-A10, VLF-250 (C), VLF-500 (C), VLI-880 (C), VLI-885 (C), XAS-1-US (C), XAS-2-US (C) [Xtralis] [AUX POWER] [5] VEP-A00-1P, VEP-A00-1P-NTF, VEP-A00-P, VEP-A00-P-NTF, VEP-A10-P, VEP-A10-P-NTF, VEU-A10, VLF-250 (C), VLF-500 (C), VLI-880 (C), VLI-885 (C), XAS-1-US (C), XAS-2-US (C) [Xtralis] [AUX POWER] [1] VEP-A00-1P, VEP-A00-1P-NTF, VEP-A00-P, VEP-A00-P-NTF, VEP-A10-P, VEP-A10-P-NTF, VEU-A00, VLF-250 (C), VLF-500 (C), VLI-880 (C), VLI-885 (C), XAS-1-US (C), XAS-2-US (C) [Xtralis] [IDC] 92 [FAULT 2] XAS-2-US (C) [Xtralis] [AUX POWER] [5] VEP-A00-1P, VEP-A00-1P-NTF, VEP-A00-P, VEP-A00-P-NTF, VEP-A10-P, VEP-A10-P-NTF, VEU-A00, VLF-250 (C), VLF-500 (C), VLI-880 (C), VLI-885 (C), XAS-1-US (C), XAS-2-US (C) [Xtralis] [AUX POWER] [10] VEP-A00-1P, VEP-A00-1P-NTF, VEP-A00-P, VEP-A00-P-NTF, VEP-A10-P, VEP-A10-P-NTF, VEU-A00, VLF-250 (C), VLF-500 (C), VLI-880 (C), VLI-885 (C), XAS-1-US (C), XAS-2-US (C) [Xtralis] [AUX POWER] [1] VEP-A00-1P, VEP-A00-1P-NTF, VEP-A00-P, VEP-A00-P-NTF, VEP-A10-P, VEP-A10-P-NTF, VEU-A10, VLF-250 (C), VLF-500 (C), VLI-880 (C), VLI-885 (C), XAS-1-US (C), XAS-2-US (C) [Gamewell FCI, Xtralis] [IDC] 03 [FIRE1] 7100X (C), 8100 (C), 9400X (C), AAD-7100X (C), AAD-8100 (C), VEP-A00-1P, VEP-A00-1P-NTF, VEP-A00-P, VEP-A00-P-NTF, VEP-A10-P, VEP-A10-P-NTF, VLF-250 (C), VLF-500 (C), VLI-880 (C), VLI-885 (C), XAS-1-US (C), XAS-2- [Gamewell FCI, Xtralis] [IDC] 01 [FAULT 1] 7100X (C), 8100 (C), 9400X (C), AAD-7100X (C), AAD-8100 (C), VEP-A00-1P, VEP-A00-1P-NTF, VEP-A00-P, VEP-A00-P-NTF, VEP-A10-P, VEP-A10-P-NTF, VLF-250 (C), VLF-500 (C), VLI-880 (C), VLI-885 (C), XAS-1-US (C), XAS- [Gamewell FCI, Xtralis] [IDC] 02 [ACTION] 7100X (C), 8100 (C), 9400X (C), AAD-7100X (C), AAD-8100 (C), VEP-A00-1P, VEP-A00-1P-NTF, VEP-A00-P, VEP-A00-P-NTF, VEP-A10-P, VEP-A10-P-NTF, VLF-250 (C), VLF-500 (C), VLI-880 (C), VLI-885 (C), XAS-1-US (C), XAS-2
59ae01b8-0db0-4508-b704-863d827df164 |  |  |  | North | Silent Knight |  | Cards & Components |  |  |  | Card | TRUE | SK-F485C |  | Fiber Optic Module | 1 | [6 empty] | TRUE | [5 empty] | #FFFFFFFF |  |  | FALSE | FALSE | FALSE | [14 empty] | FALSE | [7 empty] | THOR\acont | 2024-10-09 10:48
7ccdf861-fdce-4af8-86cf-864386e7835f | ZEHNER DIODE |  |  | North | Generic |  | Miscellaneous |  |  |  | Module | TRUE | ZEHNER DIODE |  | NAC Circuit Diode | 1 | [6 empty] | FALSE |  | PROVIDED BY ELECTRICAL CONTRACTOR |  | PROVIDED BY OTHERS |  | #FFFF0000 | FA-ZEHNER DIODE | 1 | TRUE | FALSE | FALSE | 6000 | [13 empty] | FALSE | [5 empty] | THOR\acont | 2024-11-01 10:41 |  |  | Cloned from Generic END OF LINE DEVICE | [Generic, N/A, Space Age Electronics] [JUNCTION PASSTHROUGH] [#2] CLASS A RETURN, END OF LINE DEVICE, END OF LINE RESISTOR, FIBER PATCH PANEL, FIRE ALARM TERMINAL CABINET, FURNISHED BY OTHERS, FURNISHED BY OTHERS, JUNCTION BOX, JUNCTION BOX CEILING, LINE
42805d56-0c01-4264-bbcc-8649e893d6a6 |  |  |  | North | Autocall |  | Cards & Components |  |  |  | Card | TRUE | A250-9800 |  | CSG with IP Communicator | 1 | 0.125 | 0.125 |  |  |  |  | TRUE | [5 empty] | #FFFFFFFF |  |  | FALSE | FALSE | FALSE | [20 empty] | THOR\acont | 2025-02-04 12:18 | THOR\acont | 2025-02-04 12:20 | Cloned from Autocall A100-CSG-PNP
972a7605-8623-42b1-9b56-864fe976c240 |  |  |  | North | Oracle |  | Hardware |  |  |  | Hardware | TRUE | HD12350 | ++ | 12V 35Ah Sealed Lead Acid AGM Battery | 1 | [6 empty] | FALSE | [5 empty] | #FFFFFFFF |  |  | FALSE | FALSE | FALSE | [14 empty] | FALSE | [5 empty] | THOR\acont | 2024-04-08 09:49 | THOR\acont | 2024-10-09 10:48 | Cloned from Power Sonic PS-121000
0df118a6-4ce6-41b6-829f-8650da9f0197 |  |  |  | North | Edwards |  | Hardware |  |  |  | Hardware | TRUE | 3000-201 |  | Adjustment Bracket | 1 | [6 empty] | FALSE | [5 empty] | #FFFFFFFF |  |  | FALSE | FALSE | FALSE | [14 empty] | FALSE | [7 empty] | THOR\acont | 2024-10-09 10:48
b2580a8d-0b39-4899-95bc-86512b74f2d5 | NFPA 170 NOTIFICATION CIRCUIT EXTENDER PANEL | RISER NAC |  | North | Edwards |  | Notification Circuit Extender Panel |  |  |  | Assembly | TRUE | BPS6A/230 |  | Remote Booster Power Supply, 6.5A, 230Vac, Red | 1 | [6 empty] | FALSE | [5 empty] | #FFFF0000 | FA-NFPA 170 NOTIFICATION CIRCUIT EXTENDER PANEL | 1 | FALSE | FALSE | FALSE | 212 | [8 empty] | 7,12,18,65 |  |  |  |  | TRUE | [7 empty] | THOR\acont | 2024-09-08 17:27
fda5979c-0510-48a1-bb79-86535d00fd8e |  |  |  | North | DMP |  | Cards & Components |  |  |  | Card | TRUE | Activated Relay Current | ++ |  | 1 | 0.003 | 0.003 |  |  |  |  | TRUE | [5 empty] | #FFFFFFFF |  |  | FALSE | FALSE | FALSE | [20 empty] | THOR\acont | 2023-11-28 14:33 | THOR\acont | 2024-10-09 10:48
c2b771c6-66b6-4250-aac6-8654ec3c53b1 | NFPA 170 ADDRESSABLE INPUT MONITOR MODULE |  |  | North | MIRCOM |  | Addressable Module |  |  |  | Module | TRUE | IM-10 | ++ | Ten Input Monitor Module | 10 | 0.0035 | 0.06 |  |  | 24 |  | FALSE |  |  |  | 6.8" H x 5.8" W x 1.25" D |  | #FFFF0000 | FA-NFPA 170 ADDRESSABLE INPUT MONITOR MODULE | 1 | FALSE | FALSE | FALSE | 1000 | [13 empty] | FALSE |  |  | 10 |  |  | THOR\acont | 2024-04-03 14:24 | THOR\acont | 2024-09-08 17:27 | Cloned from Fike FIK-IM-10 | [MIRCOM] [SLC MODULES SENSORS] [*] [#1 SHARED ADDR ¦ MODULES] CR-6, CZ-6, IM-10, MIX-100P, MIX-100R, MIX-100S, MIX-100X, MIX-101P, MIX-4040, MIX-4040M, MIX-4041, MIX-4045, MIX-4045-M, MIX-4046, MIX-M500DM, MIX-M500DMAP, MIX-M500FP, MIX-M500M, MIX-M500MAP [MIRCOM] [SLC MODULES] [*] [#3 TYPE ADDR ¦ MODULES] CR-6, CZ-6, IM-10, MIX-100P, MIX-100R, MIX-100S, MIX-101P, MIX-4040, MIX-4040M, MIX-4041, MIX-4045, MIX-4045-M, MIX-4046, MIX-M500DM, MIX-M500DMAP, MIX-M500FP, MIX-M500M, MIX-M500MAP, MIX-M500R, MIX-M50 | [MIRCOM] IM-10
e5f75d89-9934-4c54-a144-8660b1e6b21c | NFPA 170 SPEAKER WALL |  |  | North | Siemens |  | Speaker |  |  |  | Module | TRUE | SE-R | 500-636029 | E SPEAKER RED | 1 | [6 empty] | FALSE | [5 empty] | #FF0070C0 | FA-NFPA 170 SPEAKER WALL | 1 | FALSE | FALSE | FALSE | 2021 | [13 empty] | FALSE | [7 empty] | THOR\acont | 2024-09-08 17:27 |  | [Siemens] [AUDIO 70.7v] [70V AUDIO] SEC-R (C), SEC-W (C), SE-MC-CR (C), SE-MC-CW (C), SE-MC-R, SE-MC-W, SE-R, SE-W [Siemens] [AUDIO 25v] [25V AUDIO] SEC-R (C), SEC-W (C), SE-MC-CR (C), SE-MC-CW (C), SE-MC-R, SE-MC-W, SE-R, SE-W
ac3aded6-a643-44ab-91ae-866528561081 | NFPA 170 SPEAKER WALL |  |  | North | Kidde |  | Speaker |  |  |  | Module | TRUE | WGSRA | ++ | Outdoor rated speaker, wall, red, alert | 1 | [6 empty] | FALSE | FALSE |  |  |  |  | #FF0070C0 | FA-NFPA 170 SPEAKER WALL | 1 | FALSE | FALSE | FALSE | 2021 | [13 empty] | FALSE |  |  | WP |  |  | THOR\acont | 2024-12-19 13:51 | THOR\acont | 2024-12-19 13:57 | Cloned from Edwards WGSRA | [Edwards, Hochiki, Kidde] [AUDIO 70.7v] [70V AUDIO] EG4SRF, EG4SRN, EG4SVRF, EG4SVRN, EG4SVWA, EG4SVWF, EG4SVWN, EG4SWA, EG4SWF, EG4SWN, G4SRF, G4SRN, G4SVRF, G4SVRN, G4SVWA, G4SVWF, G4SVWN, G4SWA, G4SWF, G4SWN, WGSRA, WGSRF, WGSRF-FR, WGSRF-SP, WGSRN, W [Edwards, Hochiki, Kidde] [AUDIO 25v] [25V AUDIO] EG4SRF, EG4SRN, EG4SVRF, EG4SVRN, EG4SVWA, EG4SVWF, EG4SVWN, EG4SWA, EG4SWF, EG4SWN, G4SRF, G4SRN, G4SVRF, G4SVRN, G4SVWA, G4SVWF, G4SVWN, G4SWA, G4SWF, G4SWN, WGSRA, WGSRF, WGSRF-FR, WGSRF-SP, WGSRN, WGS
b581d747-727a-4e05-858d-866a1c6a7de2 | NFPA 170 SPEAKER STROBE CEILING |  |  | North | Kidde |  | Speaker/Strobe |  |  |  | Module | TRUE | EGCSVHRF-SP |  | Speaker/Strobe, Ceiling, Red, FUEGO, High CD | 1 | [6 empty] | FALSE | TRUE |  |  |  |  | #FF0070C0 | FA-NFPA 170 SPEAKER STROBE CEILING | 1 | FALSE | FALSE | FALSE | 2020 | [13 empty] | FALSE |  |  | C |  |  | XPS-17-9710\August | 2024-10-18 14:34 |  |  | Cloned from Edwards GCSVHRF-SP | [Edwards, Kidde] [AUDIO 70.7v] [70V AUDIO] EGCSRF (C), EGCSRN (C), EGCSVHRF (C), EGCSVHRF-FR (C), EGCSVHRF-SP (C), EGCSVHRN (C), EGCSVHWA (C), EGCSVHWF (C), EGCSVHWF-FR (C), EGCSVHWF-SP (C), EGCSVHWN (C), EGCSVRF (C), EGCSVRN (C), EGCSVWA (C), E [Edwards, Kidde] [NAC] [24 FWR] EGCSVHRF (C), EGCSVHRF-FR (C), EGCSVHRF-SP (C), EGCSVHRN (C), EGCSVHWA (C), EGCSVHWF (C), EGCSVHWF-FR (C), EGCSVHWF-SP (C), EGCSVHWN (C), EGCVHRF (C), EGCVHRF-FR (C), EGCVHRF-SP (C), EGCVHRN (C), EGCVHWA (C), [Edwards, Kidde] [AUDIO 25v] [25V AUDIO] EGCSRF (C), EGCSRN (C), EGCSVHRF (C), EGCSVHRF-FR (C), EGCSVHRF-SP (C), EGCSVHRN (C), EGCSVHWA (C), EGCSVHWF (C), EGCSVHWF-FR (C), EGCSVHWF-SP (C), EGCSVHWN (C), EGCSVRF (C), EGCSVRN (C), EGCSVWA (C), EGC [Edwards, Kidde] [NAC] [24 VDC] EGCSVHRF (C), EGCSVHRF-FR (C), EGCSVHRF-SP (C), EGCSVHRN (C), EGCSVHWA (C), EGCSVHWF (C), EGCSVHWF-FR (C), EGCSVHWF-SP (C), EGCSVHWN (C), EGCVHRF (C), EGCVHRF-FR (C), EGCVHRF-SP (C), EGCVHRN (C), EGCVHWA (C),
d03b33ad-647d-4d7f-8c2f-866b4382f242 |  |  |  | North | Edwards |  | Hardware |  |  |  | Hardware | TRUE | FSAT2 |  | Annunciator Trim Plate, 2 gang | 1 | [6 empty] | FALSE | [5 empty] | #FFFFFFFF |  |  | FALSE | FALSE | FALSE | [14 empty] | FALSE | [7 empty] | THOR\acont | 2024-10-09 10:48
b9b6f078-a2a0-4510-88b7-866d2f456602 | NFPA 170 HORN |  |  | North | Potter |  | Horn |  |  |  | Module | TRUE | EH-24W |  | Low Profile Electric Horn, Off-White | 1 | 0 | 0.056 |  |  |  |  | FALSE | [5 empty] | #FF0070C0 | FA-NFPA 170 HORN | 1 | FALSE | FALSE | FALSE | 2010 | [13 empty] | FALSE | [7 empty] | THOR\acont | 2024-09-08 17:27 |  | [Potter] [NAC] [UL MAX, HIGH DB] EH-24PR, EH-24PW, EH-24R, EH-24W
eab15d4a-938b-40d0-92b7-866e45c503ac | NFPA 170 DUCT SMOKE DETECTOR |  |  | North | Notifier |  | Duct Smoke Detector |  |  |  | Module | TRUE | DH200RPL(20-30 VDC) | ++ | Intelligent Duct Detector Housing with Relay, 20-30 VDC | 1 | 0.0003 | 0.0003 |  |  |  |  | FALSE | TRUE |  |  |  |  | #FFFF0000 | FA-NFPA 170 DUCT SMOKE DETECTOR | 1 | FALSE | FALSE | FALSE | 1400 | [13 empty] | FALSE | [7 empty] | THOR\acont | 2024-09-08 17:27 | 20191121 AC Detector without base | [Honeywell, Notifier, System Sensor] [SLC MODULES SENSORS] [*] [#2 SHARED ADDR ¦ SENSORS] 2251B (C), 2251-COPTIR (C), 2251-COPTIR w/B200S-WH (C), 2251TB (C), 2251TMB (C), 5251B (C), 5251B-WP (C), 5251H (C), 5251RB (C), 5251RB-WP (C), 7251 (C), 7251DH (C) [Honeywell, Notifier, System Sensor] [SLC SENSORS] [*] [#4 TYPE ADDR ¦ SENSORS] 2251B (C), 2251-COPTIR (C), 2251-COPTIR w/B200S-WH (C), 2251TB (C), 2251TMB (C), 5251B (C), 5251B-WP (C), 5251H (C), 5251RB (C), 5251RB-WP (C), 7251 (C), 7251DH (C), DH200LP
50cd5e52-ae72-4581-a968-867d5967551b | NFPA 170 SPEAKER STROBE CEILING |  |  | North | Autocall |  | Speaker/Strobe |  |  |  | Module | TRUE | A4906-9159 | + | Multi-tapped Speaker with Multi-Candela Synchronized Strobe, White, Blank | 1 | [6 empty] | TRUE | TRUE |  |  |  |  | #FF0070C0 | FA-NFPA 170 SPEAKER STROBE CEILING | 1 | FALSE | FALSE | FALSE | 2019 | [16 empty] | C |  |  | DESKTOP-7EIEB7A\acont | 2022-03-07 10:02 | THOR\acont | 2024-09-08 17:27 | Cloned from Autocall A4906-9158 | [Autocall, Simplex] [NAC] [MAX] 4906-9154 (C), 4906-9158 (C), 4906-9159 (C), 4906-9160 (C), 4906-9254 (C), A4906-9154 (C), A4906-9158 (C), A4906-9159 (C), A4906-9160 (C) [Autocall, Simplex] [AUDIO 25v] [25V AUDIO] 4902-9721, 4903-9148, 4903-9149, 4903-9150, 4903-9153, 4903-9193, 4906-9151, 4906-9153, 4906-9154 (C), 4906-9158 (C), 4906-9159 (C), 4906-9160 (C), A4902-9716, A4902-9717, A4902-9721, A4906-9151, A4906-9153, A4 [Autocall, Simplex] [AUDIO 70.7v] [70V AUDIO] 4902-9721, 4903-9148, 4903-9149, 4903-9150, 4903-9153, 4903-9193, 4906-9151, 4906-9153, 4906-9154 (C), 4906-9158 (C), 4906-9159 (C), 4906-9160 (C), A4902-9716, A4902-9717, A4902-9721, A4906-9151, A4906-9153, [Autocall, Simplex] [NAC] 4906-9154 (C), 4906-9158 (C), 4906-9159 (C), 4906-9160 (C), 4906-9254 (C), A4906-9154 (C), A4906-9158 (C), A4906-9159 (C), A4906-9160 (C)
ab523434-0eb5-4430-b2ff-867febed3321 |  |  |  | North | Monaco Enterprises |  | Cards & Components |  |  |  | Card | TRUE | 326-M01-01 |  | MAAP-X customer option message card—8 MNS, 1 fire, for 9 total pre-recorded messages:Contact Monaco for the forms needed to order this message set and have it installed on the card before MAAP-X panel ships. Message information must be provided at time of ordering. | 1 | [6 empty] | TRUE | [5 empty] | #FFFFFFFF |  |  | FALSE | FALSE | FALSE | [20 empty] | AULAPTOP-PC\Aulaptop | 2019-04-20 03:50 | THOR\acont | 2024-10-09 10:48
33a1242e-40d9-4a2e-b3cc-868f33a551af |  |  |  | North | System Sensor |  | Cards & Components |  |  |  | Card | TRUE | B710LPBP | ++ | Intelligent Detector Bases, with flange. 10-pack | 1 | [6 empty] | TRUE | FALSE |  |  |  |  | #FFFFFFFF |  |  | FALSE | FALSE | FALSE | [14 empty] | FALSE | [7 empty] | THOR\acont | 2024-10-09 10:48
ae440408-c586-4741-b91c-868fae9ac005 | NFPA 170 SMOKE DETECTOR |  |  | North | MIRCOM |  | Smoke Detector |  |  |  | Module | TRUE | MIX-2351RAP | ++ | Intelligent Photoelectric smoke detector, remote test capable, for use with duct smoke detectors - UL | 1 | 0.0002 | 0.0045 |  |  |  |  | FALSE | TRUE |  |  |  |  | #FFFF0000 | FA-NFPA 170 SMOKE DETECTOR | 1 | FALSE | FALSE | FALSE | 1408 | [13 empty] | FALSE |  |  | P |  |  | DESKTOP-7EIEB7A\acont | 2023-05-12 09:54 | THOR\acont | 2024-09-08 17:27 | Cloned from MIRCOM MIX-2251BR | [MIRCOM] [SLC MODULES SENSORS] [*] [#2 SHARED ADDR ¦ SENSORS] DNR w/MIX-2251BR (C), DNR w/MIX-2351RAP (C), MIX-1251AP w/B200SR-LF-WH (C), MIX-1251AP w/B200SR-WH (C), MIX-1251AP w/B210LP (C), MIX-1251AP w/B224RB-WH (C), MIX-1251AP w/B501 (C), MIX-1251B w/ [MIRCOM] [SLC SENSORS] [*] [#4 TYPE ADDR ¦ SENSORS] DNR w/MIX-2251BR (C), DNR w/MIX-2351RAP (C), MIX-1251AP w/B200SR-LF-WH (C), MIX-1251AP w/B200SR-WH (C), MIX-1251AP w/B210LP (C), MIX-1251AP w/B224RB-WH (C), MIX-1251AP w/B501 (C), MIX-1251B w/B200SR-LF-
7081a1e8-09bc-4dd1-b68e-8692be4f3a87 | NFPA 170 FIRE ALARM CONTROL UNIT | RISER FACP |  | North | MIRCOM |  | Fire Alarm Control Unit |  |  |  | Assembly | TRUE | FA-300-6DR |  | Six Zone LCD Display Fire Alarm Control Panel | 1 | [6 empty] | FALSE | [5 empty] | #FFFF0000 | FA-NFPA 170 FIRE ALARM CONTROL UNIT | 1 | FALSE | FALSE | FALSE | 202 | [8 empty] | 7,12,18 |  |  |  |  | TRUE | [5 empty] | AULAPTOP-PC\Aulaptop | 2018-10-11 05:36 | THOR\acont | 2024-09-08 17:27
ef3f0f5d-1154-4569-a27c-8696ab0d8beb | NFPA 170 FIRE ALARM CONTROL UNIT | RISER FACP |  | North | Silent Knight |  | Fire Alarm Control Unit |  |  |  | Assembly | TRUE | SK-FFT |  | FIRE ALARM CONTROL PANEL, FIRE FIGHTERS TELEPHONE | 1 | [6 empty] | FALSE | [5 empty] | #FFFF0000 | FA-NFPA 170 FIRE ALARM CONTROL UNIT | 1 | FALSE | FALSE | FALSE | 202 | [8 empty] | 7,12,18 |  |  |  |  | TRUE | [7 empty] | THOR\acont | 2024-09-08 17:27 |  |  | [Notifier, Silent Knight] SFP-2402 MAIN BOARD, SFP-2404 MAIN BOARD, SK-FFT
71075838-632b-4af5-9c22-86989445cbdd | NFPA 170 SPEAKER STROBE |  |  | North | Siemens |  | Speaker/Strobe |  |  |  | Module | TRUE | SLSPSWR-F | S54329-F43-A2 | SLSPSWR-F SPK/ST,WALL,RED,FIRE | 1 | [12 empty] | #FF0070C0 | FA-NFPA 170 SPEAKER STROBE | 1 | FALSE | FALSE | FALSE | 2019 | [19 empty] | DESKTOP-7SAL8M7\acont | 2019-08-13 09:04 | THOR\acont | 2024-09-08 17:27 |  | [Siemens] [NAC] [24 VDC] SLSPSWR-AL, SLSPSWR-ALA, SLSPSWR-F, SLSPSWR-M, SLSPSWR-N, SLSPSWR-NA, SLSPSWW-AL, SLSPSWW-ALA, SLSPSWW-F, SLSPSWW-M, SLSPSWW-N, SLSPSWW-NA, SLSWR-A, SLSWR-AL, SLSWR-ALA, SLSWR-F, SLSWR-FB, SLSWR-N, SLSWR-NA, SLSWW-AL, SLSWW-ALA, [Siemens] [NAC] [16 VDC] SLSPSWR-AL, SLSPSWR-ALA, SLSPSWR-F, SLSPSWR-M, SLSPSWR-N, SLSPSWR-NA, SLSPSWW-AL, SLSPSWW-ALA, SLSPSWW-F, SLSPSWW-M, SLSPSWW-N, SLSPSWW-NA, SLSWR-A, SLSWR-AL, SLSWR-ALA, SLSWR-F, SLSWR-FB, SLSWR-N, SLSWR-NA, SLSWW-AL, SLSWW-ALA, [Siemens] [AUDIO 70.7v] [70V AUDIO] SL2SPSCW-F (C), SLSPCR-A (C), SLSPCR-AL (C), SLSPCR-F (C), SLSPCR-N (C), SLSPCW-A (C), SLSPCW-AL (C), SLSPCW-F (C), SLSPCW-N (C), SLSPSCR-A (C), SLSPSCR-AL (C), SLSPSCR-ALA (C), SLSPSCR-F (C), SLSPSCR-N (C), SLSPSCR-NA [Siemens] [AUDIO 25v] [25V AUDIO] SL2SPSCW-F (C), SLSPCR-A (C), SLSPCR-AL (C), SLSPCR-F (C), SLSPCR-N (C), SLSPCW-A (C), SLSPCW-AL (C), SLSPCW-F (C), SLSPCW-N (C), SLSPSCR-A (C), SLSPSCR-AL (C), SLSPSCR-ALA (C), SLSPSCR-F (C), SLSPSCR-N (C), SLSPSCR-NA (
0a663c5c-bbd2-45c0-9226-869b42115f9e |  |  |  | North | Edwards |  | Cards & Components |  |  |  | Card | TRUE | 4-FWAL-SMD | n | SFP Network Media Interface, Bi-directional Single Mode Fiber | 1 | 0.035 | 0.035 |  |  |  |  | TRUE | [5 empty] | #FFFFFFFF |  |  | FALSE | FALSE | FALSE | [20 empty] | DESKTOP-7SAL8M7\acont | 2019-12-13 12:52 | THOR\acont | 2024-10-09 10:48
2977041d-984d-4331-8267-86a3199ca810 | FA-FIRE-BACKFLOW |  |  | East | Generic |  | Sprinkler Component |  |  |  | Module | TRUE | BACKFLOW VALVE |  |  | 1 | [6 empty] | FALSE | FALSE | PROVIDED BY SPRINKLER CONTRACTOR |  | PROVIDED BY OTHERS |  | #FFFF0000 | FA-FA-FIRE-BACKFLOW | 1 | FALSE | FALSE | FALSE | [14 empty] | FALSE | [5 empty] | DESKTOP-0D6CQVA\lousc | 2019-07-09 19:57 | THOR\acont | 2024-09-08 17:27 | Cloned from Generic WATERFLOW SWITCH | [Det-Tronics, Generic, Macurco, N/A, STI] [IDC] 01 30-3013, AIR PRESSURE SWITCH, AIR PRESSURE SWITCH HIGH/LOW, BACKFLOW VALVE, CM-12, CONTACT DEVICE, DUCT DETECTOR (C), Fire Suppression Control Unit (FSCU), FURNISHED BY OTHERS, FURNISHED BY OTHERS, FURNI
96352b6f-98d8-45c4-ad6d-86a3c2aac0e0 |  |  |  | North | Siemens | [5 empty] | Module | TRUE | PAD-3-UK | 500-648449 | PAD-3-UK UPGRADE KIT - Revision 2.202 | 1 | [12 empty] | #FFFFFFFF |  |  | FALSE | FALSE | FALSE | [20 empty] | DESKTOP-7SAL8M7\acont | 2019-08-13 09:04 | THOR\acont | 2024-10-09 10:48
273821fc-769d-43af-a359-86a8ac27bc77 | NFPA 170 SMOKE DETECTOR |  |  | North | Hochiki |  | Smoke Detector |  |  |  | Module | TRUE | SLR-835 w/NS6 | PHOTOELECTRIC SMOKE DETECTOR, 4 WIRE RELAY BASE | PHOTOELECTRIC SMOKE DETECTOR w/ 2 WIRE 6" BASE | 1 | 0.055 | 0.15 |  |  |  |  | TRUE | TRUE |  |  |  |  | #FFFF0000 | FA-NFPA 170 SMOKE DETECTOR | 1 | FALSE | FALSE | FALSE | 1408 | [16 empty] | R |  |  | THOR\acont | 2024-09-30 09:23 | THOR\acont | 2024-10-09 10:48 | Cloned from Hochiki SLR-835 w/NS4 | [Hochiki] [IDC] 03 [*] [IDC] SLR-835 w/NS4 (C), SLR-835 w/NS6 (C), SLR-835H w/NS4 (C), SLR-835H w/NS6 (C)
9cb77583-6a6f-4d4a-8fa5-86a907845184 |  |  |  | North | Siemens | [5 empty] | Module | TRUE | BB-55R | 500-693484 | BATTERY BX-55 AH BATTERIES(RED) | 1 | [12 empty] | #FFFFFFFF |  |  | FALSE | FALSE | FALSE | [20 empty] | DESKTOP-7SAL8M7\acont | 2019-08-13 09:04 | THOR\acont | 2024-10-09 10:48
a169d3e2-9eaf-480c-9673-86a9ded9603a |  |  |  | North | Monaco Enterprises |  | Hardware |  |  |  | Hardware | TRUE | 588-095-00 |  | RING:WHITE,TRIM,T-1,CEILING MOUNT,UNIVERSAL | 1 | [6 empty] | FALSE | [5 empty] | #FFFFFFFF |  |  | FALSE | FALSE | FALSE | [14 empty] | FALSE | [5 empty] | DESKTOP-7SAL8M7\acont | 2020-03-02 16:48 | THOR\acont | 2024-10-09 10:48 | Cloned from System Sensor TRC-2W
4213bbb0-13ca-488f-83b7-86acbf8717f5 |  |  |  | North | Autocall |  | Hardware |  |  |  | Hardware | TRUE | A49MP-SVWW | + | Mounting back plate in white. | 1 | 0 | 0 |  |  |  |  | TRUE | [5 empty] | #FFFFFFFF |  |  | FALSE | FALSE | FALSE | [20 empty] | DESKTOP-7EIEB7A\acont | 2021-11-14 10:38 | THOR\acont | 2024-10-09 10:48 | Cloned from Autocall A49MP-SOWW
11adfc7f-a658-45e4-bafd-86ae0187baaf | NFPA 170 HORN STROBE CEILING |  |  | North | Edwards |  | Horn/Strobe |  |  |  | Module | TRUE | WG4WF-HVMHC (C) |  | Outdoor horn-strobe, white, FIRE marking, high candela, clear lens | 1 | 0 | 0.24 |  |  |  |  | FALSE | TRUE |  |  |  |  | #FF0070C0 | FA-NFPA 170 HORN STROBE CEILING | 1 | FALSE | FALSE | FALSE | 2013 | [13 empty] | FALSE |  |  | C, WP |  |  | DESKTOP-7SAL8M7\acont | 2018-08-27 11:47 | THOR\acont | 2024-09-08 17:27 | Cloned from Edwards WG4WF-HVMHC | [Edwards, Kidde] [NAC] [UL1638, 16 VFWR, CONTINUOUS] WG4RF-HVMHC, WG4RF-HVMHC (C) (C), WG4RN-HVMHC, WG4RN-HVMHC (C) (C), WG4WF-HVMHC, WG4WF-HVMHC (C) (C), WG4WN-HVMHC, WG4WN-HVMHC (C) (C) [Edwards, Kidde] [NAC] [UL1971, 24 VDC, CONTINUOUS] WG4RF-HVMHC, WG4RF-HVMHC (C) (C), WG4RN-HVMHC, WG4RN-HVMHC (C) (C), WG4WF-HVMHC, WG4WF-HVMHC (C) (C), WG4WN-HVMHC, WG4WN-HVMHC (C) (C) [Edwards, Kidde] [NAC] [UL1638, 16 VDC, CONTINUOUS] WG4RF-HVMHC, WG4RF-HVMHC (C) (C), WG4RN-HVMHC, WG4RN-HVMHC (C) (C), WG4WF-HVMHC, WG4WF-HVMHC (C) (C), WG4WN-HVMHC, WG4WN-HVMHC (C) (C) [Edwards, Kidde] [NAC] [UL1971, 16 VDC, CONTINUOUS] WG4RF-HVMHC, WG4RF-HVMHC (C) (C), WG4RN-HVMHC, WG4RN-HVMHC (C) (C), WG4WF-HVMHC, WG4WF-HVMHC (C) (C), WG4WN-HVMHC, WG4WN-HVMHC (C) (C) [Edwards, Kidde] [NAC] [UL1638, 24 VDC, CONTINUOUS] WG4RF-HVMHC, WG4RF-HVMHC (C) (C), WG4RN-HVMHC, WG4RN-HVMHC (C) (C), WG4WF-HVMHC, WG4WF-HVMHC (C) (C), WG4WN-HVMHC, WG4WN-HVMHC (C) (C) [Edwards, Kidde] [NAC] [UL1971, 16 VFWR, CONTINUOUS] WG4RF-HVMHC, WG4RF-HVMHC (C) (C), WG4RN-HVMHC, WG4RN-HVMHC (C) (C), WG4WF-HVMHC, WG4WF-HVMHC (C) (C), WG4WN-HVMHC, WG4WN-HVMHC (C) (C)
a5181235-747c-42b0-a216-86b0b0566a3f |  |  |  | North | Monaco Enterprises |  | Cards & Components |  |  |  | Card | TRUE | 227-973-00 MAIN BOARD |  | Main Board | 1 | 0.15 | 0.25 |  |  |  |  | TRUE | [5 empty] | #FFFFFFFF |  |  | FALSE | FALSE | FALSE | [20 empty] | DESKTOP-7EIEB7A\acont | 2022-05-05 12:00 | THOR\acont | 2024-10-09 10:48 | Cloned from Monaco Enterprises 227-955-xx MAIN BOARD |  | [Monaco Enterprises] 227-973-00 MAIN BOARD
7e112e64-46f6-4f40-b6a7-86b18e91592b | NFPA 170 HEAT DETECTOR |  |  | North | Potter |  | Heat Detector |  |  |  | Module | TRUE | 302-AW-194 | ++ | Heat Detector, 194°F (90°C) | 1 | [6 empty] | FALSE | FALSE |  |  |  |  | #FFFF0000 | FA-NFPA 170 HEAT DETECTOR | 1 | FALSE | FALSE | FALSE | 1403 |  |  | 7270-0021:0001 | [10 empty] | FALSE | [5 empty] | THOR\acont | 2024-06-04 14:08 | THOR\acont | 2024-09-08 17:27 | Cloned from Thermotech 302-AW-194 | [Edwards, Potter, Thermotech] [IDC] 01 284B-PL (C), 302-135 (C), 302-194 (C), 302-AW-194, 302-EPM-135 (C), 302-EPM-194 (C), 302-ET-135 (C), 302-ET-194 (C)
03d26cf7-b9cd-465a-95bd-86b28dd8d1fe | NFPA 170 MANUAL PULL |  |  | North | Edwards |  | Manual Station |  |  |  | Module | TRUE | 200-GAOF |  | Pull Station, cast metal, 2 stage, OC, French | 1 | [6 empty] | FALSE | [5 empty] | #FFFF0000 | FA-NFPA 170 MANUAL PULL | 1 | FALSE | FALSE | FALSE | 957 | [13 empty] | FALSE | [7 empty] | THOR\acont | 2024-09-08 17:27 |  | [Edwards, Kidde, Monaco Enterprises] [IDC] 01 1534-1, 200-GAOF, 270A-DPO, 270A-SPO, 270-DOC, 270-DOC-B, 270-DOC-F, 270-DPO, 270-GAO, 270-GAOB, 270-GAO-DOC, 270-GAO-DOCF, 270P-DPO, 270P-SPO, 270-SPO, 270-SPOW, 270-SPOWB, 270-SPOWF, 271-KR1/SR/GS, 276A-REL
a681e439-a94f-467a-9c7a-86b508d955cb | NFPA 170 HEAT DETECTOR |  |  | North | Kidde |  | Heat Detector |  |  |  | Module | TRUE | KIR-HD w/KI-IB BASE | ++ | Intelligent fixed temperature/Rate-of-rise heat detector | 1 | 5.1e-05 | 6.8e-05 |  |  |  |  | FALSE | TRUE |  |  |  |  | #FFFF0000 | FA-NFPA 170 HEAT DETECTOR | 1 | FALSE | FALSE | FALSE | 1408 | [13 empty] | FALSE | [5 empty] | DESKTOP-7EIEB7A\acont | 2023-05-24 19:21 | THOR\acont | 2024-09-08 17:27 | Cloned from Kidde KIR-PHD w/KI-IB BASE | [Edwards, Kidde] [SLC EST SENSORS] 01 [*] [EST3, iO1000] DS-HFS (C), DS-PS (C), FX-HD w/IB4U BASE, FX-HD w/RB4U BASE, FX-HD w/SB4U BASE, FX-HD w/SB4U-LF BASE, FX-HD wB4U BASE, FX-PD w/B4U BASE (C), FX-PD w/IB4U BASE (C), FX-PD w/SB4U BASE (C), FX-PD w/SB [Kidde] [SLC EST MODULES SENSORS] [*] [#2 SHARED ADDR ¦ SENSORS] DS-HFS (C), DS-PS (C), FX-HD w/IB4U BASE, FX-HD w/RB4U BASE, FX-HD w/SB4U BASE, FX-HD w/SB4U-LF BASE, FX-HD wB4U BASE, FX-PD w/B4U BASE (C), FX-PD w/IB4U BASE (C), FX-PD w/SB4U BASE (C), FX [Kidde] [SLC EST SENSORS] [*] [#4 TYPE ADDR ¦ SENSORS] DS-HFS (C), DS-PS (C), FX-HD w/IB4U BASE, FX-HD w/RB4U BASE, FX-HD w/SB4U BASE, FX-HD w/SB4U-LF BASE, FX-HD wB4U BASE, FX-PD w/B4U BASE (C), FX-PD w/IB4U BASE (C), FX-PD w/SB4U BASE (C), FX-PD w/SB4U [Edwards, Kidde] [SLC EST MODULES/SENSORS] 01 [*] [iO64] DS-HFS (C), DS-PS (C), FX-HD w/IB4U BASE, FX-HD w/RB4U BASE, FX-HD w/SB4U BASE, FX-HD w/SB4U-LF BASE, FX-HD wB4U BASE, FX-PD w/B4U BASE (C), FX-PD w/IB4U BASE (C), FX-PD w/SB4U BASE (C), FX-PD w/SB
c831fdd1-e1b0-49a9-9ed0-86b6128a792c |  |  |  | North | Simplex | [5 empty] | Module | TRUE | 4190-9857 | ++ | ES Net NIC dual channel DSL media card | 1 | 0.155 | 0.155 | [10 empty] | #FFFFFFFF |  |  | FALSE | FALSE | FALSE | [20 empty] | THOR\acont | 2024-02-23 06:36 | THOR\acont | 2024-10-09 10:48 | Cloned from Simplex 4100-6309 | [Autocall, Simplex] [DSL] 4007-6307, 4007-6309, 4010-6309, 4100-6309, 4190-9857, A007-6307, A007-6309, A010-6309, A100-6309, A190-9857 | [Autocall, Simplex] 4007-6307, 4007-6309, 4010-6309, 4100-6309, 4190-9857, A007-6307, A007-6309, A010-6309, A100-6309, A190-9857
eeb45ea0-6a85-42c8-9bb6-86bc31bb348a |  |  |  | North | MIRCOM |  | Cards & Components |  |  |  | Card | TRUE | QX-MINI MAIN BOARD | + | QX-MINI Main Board | 6 | 0.215 | 0.22 |  |  |  |  | TRUE | [5 empty] | #FFFFFFFF |  |  | FALSE | FALSE | FALSE | [14 empty] | FALSE | [7 empty] | THOR\acont | 2024-10-09 10:48 |  | [MIRCOM] [SLC MODULES] [#6 QX ++] QX-MINI MAIN BOARD, QX-MINI-BP MAIN BOARD [MIRCOM] [SLC MODULES] [#2 QX ++] QX-MINI MAIN BOARD, QX-MINI-BP MAIN BOARD [MIRCOM] [SLC MODULES] [#4 QX ++] QX-MINI MAIN BOARD, QX-MINI-BP MAIN BOARD [BluePoint, MIRCOM] [NAC Trigger] BP-MCQXM MAIN BOARD, BP-MCQXM-BP MAIN BOARD, QX-MINI MAIN BOARD, QX-MINI-BP MAIN BOARD [MIRCOM] [SLC MODULES] [#1 QX ++] QX-MINI MAIN BOARD, QX-MINI-BP MAIN BOARD [MIRCOM] [SLC MODULES] [#5 QX ++] QX-MINI MAIN BOARD, QX-MINI-BP MAIN BOARD [MIRCOM] [SLC MODULES] [#3 QX ++] QX-MINI MAIN BOARD, QX-MINI-BP MAIN BOARD | [BluePoint, MIRCOM] BP-MCQXM MAIN BOARD, BP-MCQXM-BP MAIN BOARD, QX-MINI MAIN BOARD, QX-MINI-BP MAIN BOARD
515d5478-b2b2-4f26-9107-86c1201bba78 | NFPA 170 FIRE ALARM CONTROL UNIT | RISER FACP |  | North | Autocall |  | Fire Alarm Control Unit |  |  |  | Assembly | TRUE | A100-9706 | ++ | ES-PS Master Controller with ES Touch Screen Display | 1 | 0 | 0 |  |  |  |  | TRUE | [5 empty] | #FFFF0000 | FA-NFPA 170 FIRE ALARM CONTROL UNIT | 1 | FALSE | FALSE | FALSE | 202 | [8 empty] | 50,110 |  |  |  |  | TRUE | [5 empty] | THOR\acont | 2025-02-05 08:43 |  |  | Cloned from Autocall A100-9701
965bc1a7-4923-4129-875d-86c4e27cb26d | NFPA 170 SPEAKER STROBE CEILING |  |  | North | Edwards |  | Speaker/Strobe |  |  |  | Module | TRUE | GCHFWF-S7VMCH |  | 70V Ceiling Speaker/Strobe, White, 95, 115, 150, 177 cd, FIRE | 1 | 0 | 0.342 |  |  |  |  | FALSE | TRUE |  |  |  |  | #FF0070C0 | FA-NFPA 170 SPEAKER STROBE CEILING | 1 | FALSE | FALSE | FALSE | 2020 | [13 empty] | FALSE |  |  | C |  |  |  |  | THOR\acont | 2024-09-08 17:27 |  | [Edwards, Kidde] [AUDIO 70.7v] [70V AUDIO] G4F-S7, G4F-S7V1575, G4F-S7VM, G4HFRF-S7, G4HFRF-S7VMC, G4HFRN-S7, G4HFRN-S7VMC, G4HFWA-S7, G4HFWA-S7VMA, G4HFWA-S7VMC, G4HFWF-S7, G4HFWF-S7VMC, G4HFWN-S7, G4HFWN-S7VMA, G4HFWN-S7VMB, G4HFWN-S7VMC, G4RF-S7, G4RF [Edwards, Kidde] [NAC] [24 VDC] EGCF-S2VMH (C), EGCF-VMH (C), GCF-S2VMH (C), GCF-S7VMH (C), GCF-VMH (C), GCHFRF-S2VMCH (C), GCHFRF-S7VMCH (C), GCHFRN-S2VMCH (C), GCHFRN-S7VMCH (C), GCHFWA-S2VMAH (C), GCHFWA-S2VMCH (C), GCHFWA-S7VMAH (C), GCHFWA-S7VMCH (C [Edwards, Kidde] [NAC] [16 VDC] EGCF-S2VMH (C), EGCF-VMH (C), GCF-S2VMH (C), GCF-S7VMH (C), GCF-VMH (C), GCHFRF-S2VMCH (C), GCHFRF-S7VMCH (C), GCHFRN-S2VMCH (C), GCHFRN-S7VMCH (C), GCHFWA-S2VMAH (C), GCHFWA-S2VMCH (C), GCHFWA-S7VMAH (C), GCHFWA-S7VMCH (C
cf3b4836-7f50-4c1f-b353-86c7bc0dbd7d | NFPA 170 HORN STROBE |  |  | North | Siemens |  | Horn/Strobe |  |  |  | Module | TRUE | MTH-HMC-R-WP | 500-636187++ | MULTI TONE HORN HI MULTI CD WALL RED WEATHERPROOF | 1 | [12 empty] | #FF0070C0 | FA-NFPA 170 HORN STROBE | 1 | FALSE | FALSE | FALSE | 2012 | [19 empty] | DESKTOP-7SAL8M7\acont | 2019-08-13 09:04 | THOR\acont | 2024-09-08 17:27 | B,T | [Siemens] [NAC] [24VDC, STD HORN] MTH-HMC-R-WP, MTH-HMC-W-WP
b65e047c-2ca7-4f4a-ae1c-86cc94fd9e77 |  |  |  | North | Edwards |  | Cards & Components |  |  |  | Card | TRUE | QS1-CPU-1 |  | OBSOLETE - CPU/Display with 1 Annunciator Option Space | 1 | [6 empty] | TRUE | [5 empty] | #FFFFFFFF |  |  | FALSE | FALSE | FALSE | [14 empty] | FALSE | [7 empty] | THOR\acont | 2024-10-09 10:48
7cef60ea-ac01-499c-bfb2-86d756787ef8 |  |  |  | North | Siemens |  | Hardware |  |  |  | Hardware | TRUE | FHD2003-R3 | S54400-B46-A1 | Outer door (2HU, 2 win, red) | 1 | [6 empty] | FALSE | [5 empty] | #FFFFFFFF |  |  | FALSE | FALSE | FALSE | [20 empty] | AULAPTOP-PC\Aulaptop | 2019-04-20 11:42 | THOR\acont | 2024-10-09 10:48
37a6b65a-d679-4291-9b2a-86dd0ac77e86 | NFPA 170 HORN STROBE |  |  | North | Potter |  | Horn/Strobe |  |  |  | Module | TRUE | SSX-52A | ++ | 115dBA Durable Siren or Siren Strobe | 1 |  | 0.748 |  |  | 12 |  | FALSE | [5 empty] | #FF0070C0 | FA-NFPA 170 HORN STROBE | 1 | FALSE | FALSE | FALSE | 2012 | [13 empty] | FALSE | [7 empty] | THOR\acont | 2024-09-08 17:27 | Cloned from Potter SSX-52 | [Potter] [NAC] [*] [VDC] SSX-52, SSX-52A, SSX-52B, SSX-52C, SSX-52R
99415527-d46f-4954-a5e1-86e511686322 | NFPA 170 HORN CEILING |  |  | North | Eaton Wheelock |  | Horn |  |  |  | Module | TRUE | EL4XMT-NR | ++ | CEILING HORN, RED, WP | 1 | [6 empty] | TRUE | TRUE |  |  |  |  | #FF0070C0 | FA-NFPA 170 HORN CEILING | 1 | FALSE | FALSE | FALSE | 2020 | [16 empty] | C, WP |  |  | THOR\acont | 2024-09-11 19:16 | THOR\acont | 2024-10-09 10:48 | Cloned from Eaton Wheelock EL3RMT-NR | [Eaton Wheelock] [NAC] [24VDC, HORN STD DB] EL3RMT-NR, EL3RMT-NR (C), EL3RMT-NW, EL3RMT-NW (C), EL4XMT-NR, EL4XMT-NR (C), EL4XMT-NW, EL4XMT-NW (C) [Eaton Wheelock] [NAC] [24VDC, HORN HIGH DB] EL3RMT-NR, EL3RMT-NR (C), EL3RMT-NW, EL3RMT-NW (C), EL4XMT-NR, EL4XMT-NR (C), EL4XMT-NW, EL4XMT-NW (C)
41a19fd0-d6be-4cea-965c-86e83ed04f8e | NFPA 170 HEAT DETECTOR |  |  | North | Simplex |  | Heat Detector |  |  |  | Module | TRUE | 4098-9615 w/4098-9682 | + | Electronic Heat Detector 4-Wire 135° F (57° C) with auxiliary alarm relay output | 1 | 0.0001 | 0.024 |  |  |  |  | TRUE | TRUE |  |  |  |  | #FFFF0000 | FA-NFPA 170 HEAT DETECTOR | 1 | FALSE | FALSE | FALSE | 1403 | [16 empty] | 200¦RR |  |  | DESKTOP-7EIEB7A\acont | 2022-02-15 10:16 | THOR\acont | 2024-09-08 17:27 | Cloned from Autocall A4098-9615 w/A4098-9682 | [Autocall, Simplex] [IDC] 01 2098-9201 (C), 2098-9202 (C), 2098-9203 (C), 2098-9208 (C), 2098-9576 (C), 2099-9101 (C), 2099-9102 (C), 2099-9103 (C), 2099-9104 (C), 2099-9105 (C), 2099-9107 (C), 2099-9108 (C), 2099-9754 (C), 2099-9755 (C), 2099-9756 (C), [Autocall, Simplex] [AUX POWER] [4-WIRE AUX POWER] 4098-9601 w/4098-9682 (C), 4098-9602 w/4098-9682 (C), 4098-9605 w/4098-9682 (C), 4098-9612 w/4098-9682 (C), 4098-9612E w/4098-9682E (C), 4098-9613 w/4098-9682 (C), 4098-9613E w/4098-9682E (C), 4098-9614 | [Autocall, Simplex] 4098-9612 w/4098-9682, 4098-9612E w/4098-9682E, 4098-9612E w/4098-9683E, 4098-9612E w/4098-9684E, 4098-9612E w/4098-9788E, 4098-9613 w/4098-9682, 4098-9613E w/4098-9682E, 4098-9613E w/4098-9683E, 4098-9613E w/4098-9684E, 4098-9613E w/4
9cbcf23b-4693-4ce1-92c5-86ee4eee964e | NFPA 170 DGP |  |  | North | Notifier |  | Hardware |  |  |  | Hardware | TRUE | SBB-A4 |  | Backbox assembly, one tier, BLACK, 21 lbs. | 1 | [6 empty] | FALSE | [5 empty] | #FFFF0000 | FA-NFPA 170 DGP | 1 | FALSE | FALSE | FALSE | [9 empty] | 7,12,18 |  |  |  |  | TRUE | [7 empty] | THOR\acont | 2024-09-08 17:27
cc9b61c8-0003-43ee-a5ee-86eeebc54d42 |  |  |  | North | Edwards |  | Cards & Components |  |  |  | Card | TRUE | SLU-16Y |  | Sixteen Yellow LED Module | 1 | 0.001 | 0.018 |  |  |  |  | TRUE | [5 empty] | #FFFFFFFF |  |  | FALSE | FALSE | FALSE | [14 empty] | FALSE | [7 empty] | THOR\acont | 2024-10-09 10:48
719d0d1f-daa5-4492-93f5-86f7201025e8 | NFPA 170 ADDRESSABLE INPUT MONITOR MODULE |  |  | North | Janus |  | Addressable Module |  |  |  | Module | TRUE | PAD100-SIM | + | Single Input Module | 1 | 0.00024 | 0.00024 |  |  |  |  | FALSE | [5 empty] | #FFFF0000 | FA-NFPA 170 ADDRESSABLE INPUT MONITOR MODULE | 1 | FALSE | FALSE | FALSE | 1000 | [13 empty] | FALSE | [5 empty] | DESKTOP-7EIEB7A\acont | 2021-03-09 12:29 | THOR\acont | 2024-09-08 17:27 | Cloned from Potter PAD100-SIM | [Janus] [SLC PAD] [*] [#1 SHARED ADDR ¦ MODULES] PAD100-DIM, PAD100-MIM, PAD100-NAC, PAD100-RM, PAD100-SIM, PAD100-ZM | [Janus] PAD100-MIM, PAD100-SIM, PAD100-ZM
3ed28ac7-d6a7-49c1-b545-86f8fd939f7d | NFPA 170 NOTIFICATION CIRCUIT EXTENDER PANEL | RISER NAC |  | North | Gamewell FCI |  | Notification Circuit Extender Panel |  |  |  | Assembly | TRUE | HPF24S8 | + | 8-Amp, 24-Volt Power Supply | 1 | [6 empty] | FALSE | [5 empty] | #FFFF0000 | FA-NFPA 170 NOTIFICATION CIRCUIT EXTENDER PANEL | 1 | FALSE | FALSE | FALSE | 212 | [8 empty] | 7,12,18 |  |  | 8 |  | TRUE | [5 empty] | DESKTOP-7EIEB7A\acont | 2021-03-08 13:06 | THOR\acont | 2024-09-08 17:27 | Cloned from Honeywell HPF24S8
389375ab-09fd-4df8-9f2a-870251ac9610 | NFPA 170 BATTERY CABINET |  |  | North | Monaco Enterprises |  | Enclosure |  |  |  | Module | TRUE | 081-156-00 | ++ | Batteries with enclosure: Two 12V/18 Ah batteries in an 18" H x 12" W x 6" D red, NEMA 1 battery enclosure with wire harness for use with M-2 conventional, MAAP+, MAAP-X, and Vulcan 1 FACPs. Provides 24VDC 18 Ah | 1 | [12 empty] | #FFFF0000 | FA-NFPA 170 BATTERY CABINET | 1 | FALSE | FALSE | FALSE | [20 empty] | AULAPTOP-PC\Aulaptop | 2019-04-20 02:23 | THOR\acont | 2024-09-08 17:27
5c0a51c7-4be1-4343-9156-870bf944b9a9 |  |  |  | North | Yuasa |  | Hardware |  |  |  | Hardware | TRUE | NP18-12B | ++ | 12V 17.2AH Battery | 1 | [6 empty] | FALSE | [5 empty] | #FFFFFFFF |  |  | FALSE | FALSE | FALSE | [14 empty] | FALSE | [5 empty] | THOR\acont | 2024-04-30 12:54 | THOR\acont | 2024-10-09 10:48 | Cloned from Yuasa NP7-12
95e51660-1057-46c4-92d2-870e4a076198 | CADGEN MOTION DETECTOR WALL |  |  | North | Bosch |  | Motion Detector |  |  |  | Module | TRUE | ISC-BDL2-WP12G | ++ | Motion detector, pet friendly 40ft (12m) | 1 | 0.01 | 0.01 |  |  | 12 |  | FALSE | [5 empty] | #FFFF0000 | FA-CADGEN MOTION DETECTOR WALL | 1 | FALSE | FALSE | FALSE | [14 empty] | FALSE | [5 empty] | DESKTOP-7EIEB7A\acont | 2022-07-26 11:31 | THOR\acont | 2024-09-08 17:27 | Cloned from Bosch ISC-BDL2-WP6G | [Bosch, Optex] [ACCESS CONTROL INPUT] [*] [INPUT] DS1101i, DS1102i, DS1103i, DS1108i, DS936 (C), DS9360 (C), DS936B (C), DS936-CHI (C), DS936-FRA (C), DS937 (C), DS9370 (C), DS9371 (C), DS939 (C), DS939-CHI (C), FX-360 (C), ISC-BDL2-W12G, ISC-BDL2-W12GE, [BluePoint, Bosch, Honeywell] [AUX POWER] [*] [12VDC ++] BP01-302, BP01-303, D125B, D185, DS1101i, DS1102i, DS1103i, DS1108i, DS936 (C), DS9360 (C), DS936B (C), DS936-CHI (C), DS936-FRA (C), DS937 (C), DS9370 (C), DS9371 (C), DS939 (C), DS939-CHI (C), EN [Bosch, Optex] [IDC] 01 [INPUT] DS1101i, DS1102i, DS1103i, DS1108i, DS936 (C), DS9360 (C), DS936B (C), DS936-CHI (C), DS936-FRA (C), DS937 (C), DS9370 (C), DS9371 (C), DS939 (C), DS939-CHI (C), FX-360 (C), ISC-BDL2-W12G, ISC-BDL2-W12GE, ISC-BDL2-W12HE, I
8cfe9a1c-970d-42c2-9546-871326336b0c |  |  |  | North | Edwards |  | Hardware |  |  |  | Hardware | TRUE | MN-HSDCECC2K |  | DC Powered Amplifier ECC | 1 | [6 empty] | FALSE | [5 empty] | #FFFFFFFF |  |  | FALSE | FALSE | FALSE | [14 empty] | FALSE | [7 empty] | THOR\acont | 2024-10-09 10:48
820bd2da-a6c6-4536-beb8-8714bc11a649 | NFPA 170 SPEAKER WALL |  |  | North | Edwards |  | Speaker |  |  |  | Module | TRUE | MN-HSMP200D170 |  | 200 Watt Directional (60x30 degree) loudspeaker w/int70.7 VRMS transformer | 1 | [6 empty] | FALSE | [5 empty] | #FF0070C0 | FA-NFPA 170 SPEAKER WALL | 1 | FALSE | FALSE | FALSE | 2021 | [13 empty] | FALSE | [7 empty] | THOR\acont | 2024-09-08 17:27
9dd762b7-c20a-4f47-9f41-871ae2a32b06 | NFPA 170 HEAT DETECTOR |  |  | North | MIRCOM |  | Heat Detector |  |  |  | Module | TRUE | MIX-5251AP w/B200SR-LF | + | White, Low-profile 135°F fixed thermal sensor, Low Frequency Sounder Base | 1 | 0.0003 | 0.0065 |  |  |  |  | FALSE | TRUE |  |  |  |  | #FFFF0000 | FA-NFPA 170 HEAT DETECTOR | 1 | FALSE | FALSE | FALSE | 1403 | [13 empty] | FALSE |  |  | 135°¦LF |  |  | DESKTOP-7SAL8M7\acont | 2019-04-12 13:26 | THOR\acont | 2024-09-08 17:27 | 20191121 AC Detector with base | [MIRCOM] [SLC SENSORS] [*] [#4 TYPE ADDR ¦ SENSORS] DNR w/MIX-2251BR (C), DNR w/MIX-2351RAP (C), MIX-1251AP w/B200SR-LF-WH (C), MIX-1251AP w/B200SR-WH (C), MIX-1251AP w/B210LP (C), MIX-1251AP w/B224RB-WH (C), MIX-1251AP w/B501 (C), MIX-1251B w/B200SR-LF- [MIRCOM] [SLC MODULES SENSORS] [*] [#2 SHARED ADDR ¦ SENSORS] DNR w/MIX-2251BR (C), DNR w/MIX-2351RAP (C), MIX-1251AP w/B200SR-LF-WH (C), MIX-1251AP w/B200SR-WH (C), MIX-1251AP w/B210LP (C), MIX-1251AP w/B224RB-WH (C), MIX-1251AP w/B501 (C), MIX-1251B w/ [MIRCOM, Monaco Enterprises] [AUX POWER] [24 VDC] 721-121-00 w/B200SR-LF-WH (C), 721-124-00 w/B200SR-LF-WH (C), 722-121-00 w/B200SR-LF-WH (C), 722-406-00 w/B200SR-LF-WH (C), 723-345-00 w/B200SR-LF-WH (C), 723-353-00 w/B200SR-LF-WH (C), 723-361-00 w/B200S
a28c29ae-1dd4-402d-a93b-8725c163ead2 |  |  |  | North | Simplex |  | Cards & Components |  |  |  | Card | TRUE | 4100-6080 | + | DACT, Point or Event Reporting | 1 | 0.03 | 0.04 |  |  |  |  | TRUE | [5 empty] | #FFFFFFFF |  |  | FALSE | FALSE | FALSE | [20 empty] | THOR\acont | 2024-05-06 10:04 | THOR\acont | 2024-10-09 10:48 | Cloned from Autocall A100-6080 | [Autocall, Simplex] [DACT] 01 [ALL DEVICES ++] 4100-6080, A100-6080 | [Autocall, Simplex] 4100-6080, A100-6080
74172eca-4119-4b02-a590-8726b11e6171 | NFPA 170 ADDRESSABLE INPUT MONITOR MODULE |  |  | North | Honeywell |  | Addressable Module |  |  |  | Module | TRUE | 4293SN |  | Micro-Miniature V-Plex Adapter | 1 | [6 empty] | FALSE | [5 empty] | #FFFF0000 | FA-NFPA 170 ADDRESSABLE INPUT MONITOR MODULE | 1 | FALSE | FALSE | FALSE | 1000 | [13 empty] | FALSE | [5 empty] | AULAPTOP-PC\Aulaptop | 2018-09-03 05:46 | THOR\acont | 2024-09-08 17:27
f2b36295-ef4a-47d8-ac1b-872a7c11f5e6 |  |  |  | North | Rath Area of Refuge | Area of Refuge | Cards & Components |  |  |  | Card | TRUE | 2500-16RCF MAIN CARD |  | 16 ZONE FLUSH MOUNT CABINET W/DOOR MAIN CARD | 1 | [6 empty] | TRUE | [5 empty] | #FFFFFFFF |  |  | FALSE | FALSE | FALSE | [14 empty] | FALSE | [5 empty] | DESKTOP-7SAL8M7\acont | 2020-09-14 14:43 | THOR\acont | 2024-10-09 10:48 | Cloned from Rath Area of Refuge 2500-12RCF MAIN CARD | [Rath Area of Refuge] [IDC] 01 2500-12RCF MAIN CARD, 2500-16RCF MAIN CARD, 2500-205B MAIN CARD, 2500-205FM MAIN CARD, 2500-205PSS MAIN CARD, 2500-210B MAIN CARD, 2500-210FM MAIN CARD, 2500-210PSS MAIN CARD, 2500-28RCF MAIN CARD, 2500-56XNC, 2500-56XRC, 2 | [Rath Area of Refuge] 2500-16RCF MAIN CARD
943b6fca-d843-421b-a140-872aa18a14c8 | NFPA 170 DUCT SMOKE DETECTOR |  |  | North | Edwards |  | Duct Smoke Detector |  |  |  | Assembly | TRUE | SD-2W |  | SuperDuct Photo Detector - Conventional | 1 |  | 0.1 |  |  |  |  | FALSE | TRUE |  |  |  |  | #FFFF0000 | FA-NFPA 170 DUCT SMOKE DETECTOR | 1 | FALSE | FALSE | FALSE | 1400 | [13 empty] | FALSE | [7 empty] | THOR\acont | 2024-09-08 17:27 | 20191121 AC Detector without base | [Edwards, Kidde] [AUX POWER] ESD-4WJ, SD-2W (C) [Edwards, Kidde] [IDC] 05 SD-2W (C) | [Edwards, Kidde] FX-PDD, GSA-SD, KI-DDOS, KI-SDH, KI-SDHR, SD-2W, SIGA-DDOS, SIGA-SD
8eeefa43-0d13-44c9-ad27-872df61957b8 | NFPA 170 HEAT DETECTOR |  |  | North | Potter |  | Heat Detector |  |  |  | Module | TRUE | PAD100-HD w/PAD100-IB | + | Heat Detector with 6" Base with Isolator Module Included | 1 | 0.00045 | 0.00045 |  |  |  |  | FALSE | [5 empty] | #FFFF0000 | FA-NFPA 170 HEAT DETECTOR | 1 | FALSE | FALSE | FALSE | 1403 | [13 empty] | FALSE |  |  | IB |  |  |  |  | THOR\acont | 2024-09-08 17:27 | 20191121 AC Detector with base | [Potter] [SLC PAD] [*] [#2 SHARED ADDR ¦ SENSORS] PAD100-CD w/PAD100-4DB, PAD100-CD w/PAD100-6DB, PAD100-CD w/PAD100-IB, PAD100-CD w/PAD100-LFSB, PAD100-CD w/PAD100-RB, PAD100-CD w/PAD100-SB, PAD100-CD w/PAD100-SPKB, PAD100-DUCT (C), PAD100-DUCTR (C), PA
ca8ece48-1d49-4b09-8fc1-8738359499dd |  |  |  | North | Bosch | [5 empty] | Module | TRUE | NDA-7010-PIP-RO | * | ***(ROSS)Pendent Interface Plate Panoramic 7000 | 1 | [12 empty] | #FFFFFFFF |  |  | FALSE | FALSE | FALSE | [20 empty] | DESKTOP-7EIEB7A\acont | 2021-08-13 06:25 | THOR\acont | 2024-10-09 10:48
d97e3816-23e3-4eac-a515-87418461ca9d |  |  |  | North | Firelite |  | Cards & Components |  |  |  | Card | TRUE | SLC-3LS | ++ | Loop Module | 1 | 0.159 | 0.21 |  |  |  |  | TRUE | FALSE |  |  |  |  | #FFFFFFFF |  |  | FALSE | FALSE | FALSE | [14 empty] | FALSE | [5 empty] | THOR\acont | 2023-10-03 16:33 | THOR\acont | 2025-02-03 07:33 | Cloned from Firelite SLC-2LS |  | [Firelite] SLC-3LS
6c755def-4f9a-4e4b-af09-8742ba328749 |  |  |  | North | MIRCOM |  | Hardware |  |  |  | Hardware | TRUE | BAT-12V12A |  | 12 VOLT 12AH BATTERIES | 1 | [6 empty] | FALSE | [5 empty] | #FFFFFFFF |  |  | FALSE | FALSE | FALSE | [14 empty] | FALSE | [7 empty] | THOR\acont | 2024-10-09 10:48
7ca9784a-565b-4ed9-81db-8744dfa1a6aa | NFPA 170 HEAT DETECTOR |  |  | North | Notifier |  | Heat Detector |  |  |  | Module | TRUE | 5621 |  | 135 °F (57° C) fixed and rate-of-rise, dual circuit. | 1 | [6 empty] | FALSE | TRUE |  |  |  |  | #FFFF0000 | FA-NFPA 170 HEAT DETECTOR | 1 | FALSE | FALSE | FALSE | 1403 | [13 empty] | FALSE | [7 empty] | THOR\acont | 2024-09-08 17:27 | 20191121 AC Detector without base | [Det-Tronics, Edwards, Kidde, Notifier] [IDC] 01 30-3013, 30-3013 w/FMM-101, Q3013D, 5621 (C), 5622 (C), 5623 (C), 5624 (C), BNG-1, BNG-1F, BNG-1FTS, BNG-1R, BNG-1SP, BNG-1TS, BNG-1TSL, BNG-1TSR, BNG-1TSRL, CP-651 (C), HD-601 (C), HD-602 (C), HD-603 (C),
b160ec83-529d-42cf-95cf-8748af5e3d44 |  |  |  | North | Bosch | [5 empty] | Module | TRUE | NIN-70122-F0A-RO | * | ***(Ross) FLEXIDOME IP panoramic 7000 Fixed dome 12MP 360 degree IVA | 1 | [12 empty] | #FFFFFFFF |  |  | FALSE | FALSE | FALSE | [20 empty] | DESKTOP-7EIEB7A\acont | 2021-08-13 06:25 | THOR\acont | 2024-10-09 10:48
95a6ce6e-4fad-4c35-996b-874a04f4cd4a |  |  |  | North | Siemens | [5 empty] | Module | TRUE | AD-3ILP | 500-093268 | AD3-ILP AIR DUCT DET PHOTO | 1 | [12 empty] | #FFFFFFFF |  |  | FALSE | FALSE | FALSE | [20 empty] | DESKTOP-7SAL8M7\acont | 2019-08-13 09:04 | THOR\acont | 2024-10-09 10:48
1f20d203-5126-46f9-ae94-874e5bde1ee0 | NFPA 170 ISOLATION MODULE |  |  | North | Monaco Enterprises |  | Isolator Module |  |  |  | Module | TRUE | 729-208-00 | + | MODULE:SIX ISOLATOR,INTELLIGENT,15-32VDC | 6 | 0.0027 | 0.017 |  |  |  |  | TRUE | FALSE |  |  |  |  | #FFFF0000 | FA-NFPA 170 ISOLATION MODULE | 1 | FALSE | FALSE | FALSE | 1200 | [13 empty] | FALSE | [5 empty] | DESKTOP-7SAL8M7\acont | 2020-02-23 12:16 | THOR\acont | 2024-09-08 17:27 | Cloned from Firelite ISO-6 | [Firelite, Monaco Enterprises, Notifier] [ISO] 01 [*] [ISO ++] 729-140-00, 729-208-00, I300, ISO-6, ISO-X, N100-ISO
6b306eb2-f3ee-478e-8b49-875239ba3484 |  |  |  | North | Edwards |  | Hardware |  |  |  | Hardware | TRUE | C-5395W |  | Optional White Cover for CR-5395 | 1 | [6 empty] | FALSE | [5 empty] | #FFFFFFFF |  |  | FALSE | FALSE | FALSE | [14 empty] | FALSE | [7 empty] | THOR\acont | 2024-10-09 10:48
4f7fb1d2-cb2a-4ff9-b1a1-87530a839f56 | NFPA 170 HORN |  |  | North | Siemens |  | Horn |  |  |  | Module | TRUE | SLFSWR-N | S54329-F59-A1 | SLFSWR-N LFS,WALL,RED,NO-TXT | 1 | [12 empty] | #FF0070C0 | FA-NFPA 170 HORN | 1 | FALSE | FALSE | FALSE | 2010 | [19 empty] | DESKTOP-7SAL8M7\acont | 2019-08-13 09:04 | THOR\acont | 2024-09-08 17:27 |  | [Siemens] [NAC] [DC CONTINUOUS] SLFSWR-AL, SLFSWR-CO, SLFSWR-F, SLFSWR-N, SLFSWW-AL, SLFSWW-CO, SLFSWW-F, SLFSWW-N
c6f17430-05f4-46e9-8cbf-87568dbc163e | NFPA 170 HEAT DETECTOR |  |  | North | Firelite |  | Heat Detector |  |  |  | Module | TRUE | H355 w/B224RB | + | White, Low-profile 135°F fixed thermal sensor, Relay Base | 1 | 0.0003 | 0.0065 |  |  |  |  | FALSE | TRUE |  |  |  |  | #FFFF0000 | FA-NFPA 170 HEAT DETECTOR | 1 | FALSE | FALSE | FALSE | 1403 | [13 empty] | FALSE |  |  | 135° |  |  | DESKTOP-7SAL8M7\acont | 2019-03-28 06:30 | THOR\acont | 2024-09-08 17:27 | 20191121 AC Detector with base | [Firelite, System Sensor] [SLC MODULES SENSORS] [*] [#2 SHARED ADDR ¦ SENSORS] AD355 w/B200SR-LF-WH (C), AD355 w/B200SR-WH (C), AD355 w/B210LP (C), AD355 w/B224BI-WH (C), AD355 w/B224RB-WH (C), AD355 w/B501 (C), BEAM355 (C), BEAM355S (C), CP355 w/B200SR- [Firelite, System Sensor] [SLC SENSORS] [*] [#4 TYPE ADDR ¦ SENSORS] AD355 w/B200SR-LF-WH (C), AD355 w/B200SR-WH (C), AD355 w/B210LP (C), AD355 w/B224BI-WH (C), AD355 w/B224RB-WH (C), AD355 w/B501 (C), BEAM355 (C), BEAM355S (C), CP355 w/B200SR-WH (C), CP
e4f5be59-498a-4faf-be63-87579872f0de | NFPA 170 HAND OFF AUTOMATIC |  |  | North | Block Definition Only |  | Miscellaneous |  |  |  | Module | TRUE | NFPA 170 HAND OFF AUTOMATIC |  | NFPA 170 HAND OFF AUTOMATIC | 1 | [12 empty] | #FFFF0000 | FA-NFPA 170 HAND OFF AUTOMATIC | 1 | FALSE | FALSE | FALSE | [20 empty] | AULAPTOP-PC\Aulaptop | 2020-03-26 07:41 | THOR\acont | 2024-09-08 17:27
168d4035-0f06-4cc9-9351-875a74e74510 | NFPA 170 SMOKE DETECTOR |  |  | North | Hochiki |  | Smoke Detector |  |  |  | Module | TRUE | SOC-24V w/NS6-224 STANDARD BASE | SOC-24V w/NS6-224 STANDARD BASE | PHOTOELECTRIC SMOKE DETECTOR w/ STANDARD BASE | 1 |  | 0.193 |  |  |  |  | TRUE | TRUE |  | *Refer to Install Sheet |  |  | #FFFF0000 | FA-NFPA 170 SMOKE DETECTOR | 1 | FALSE | FALSE | FALSE | 1408 | [19 empty] | DESKTOP-0D6CQVA\lousc | 2019-10-06 17:07 | THOR\acont | 2024-09-08 17:27 |  | [Hochiki] [IDC] 02 [IDC] SLR-24H w/HSC-220L LATCHING LED BASE (C), SLR-24H w/HSC-220R - 2 WIRE RELAY BASE (C), SLR-24H w/HSC-221L LATCHING LED BASE (C), SLR-24H w/HSC-221R - 2 WIRE RELAY BASE (C), SLR-24H w/HSC-224L LATCHING LED BASE (C), SLR-24H w/HSC-2
4ecdb4d2-691f-43ea-b39d-875ad6c4a2b9 | NFPA 170 FIRE ALARM CONTROL UNIT | RISER FACP |  | North | Notifier |  | Fire Alarm Control Unit |  |  |  | Assembly | TRUE | NFS2-3030D (FACP) | + | FACP, Addressable, CPU2-3030D, 1x LCM-320, 1x LEM-320, AMPS-24, NCM-W | 1 | [6 empty] | FALSE | FALSE |  |  |  |  | #FFFF0000 | FA-NFPA 170 FIRE ALARM CONTROL UNIT | 1 | FALSE | FALSE | FALSE | 202 | [8 empty] | 26,55,100 |  |  |  |  | TRUE | [7 empty] | THOR\acont | 2024-09-08 17:27
84a4b67e-3573-4088-9154-875fbb4f1720 |  |  |  | North | Edwards |  | Hardware |  |  |  | Hardware | TRUE | AB4G-SB |  | Surface Box for 4" Detector Bases | 1 | [6 empty] | FALSE | [5 empty] | #FFFFFFFF |  |  | FALSE | FALSE | FALSE | [14 empty] | FALSE | [7 empty] | THOR\acont | 2024-10-09 10:48
7310725d-73c1-457e-9a29-8760d5d6d1e0 | NFPA 170 HEAT DETECTOR |  |  | North | Autocall |  | Heat Detector |  |  |  | Module | TRUE | A4098-9613E w/A4098-9683E | + | Electronic Heat Detector 2-Wire 135° F (57° C) with auxiliary alarm relay output, High Humidity | 1 | 0.0001 | 0.086 |  |  |  |  | TRUE | TRUE |  |  |  |  | #FFFF0000 | FA-NFPA 170 HEAT DETECTOR | 1 | FALSE | FALSE | FALSE | 1403 | [16 empty] | 135 |  |  | THOR\acont | 2024-02-22 15:58 | THOR\acont | 2024-09-08 17:27 | Cloned from Autocall A4098-9612E w/A4098-9683E | [Autocall, Simplex] [IDC] 02 [*] 4090-9008, 4098-9612E w/4098-9683E (C), 4098-9612E w/4098-9684E (C), 4098-9612E w/4098-9788E (C), 4098-9613E w/4098-9683E (C), 4098-9613E w/4098-9684E (C), 4098-9613E w/4098-9788E (C), 4098-9614E w/4098-9683E (C), 4098-96 | [Autocall, Simplex] 4098-9612 w/4098-9682, 4098-9612E w/4098-9682E, 4098-9612E w/4098-9683E, 4098-9612E w/4098-9684E, 4098-9612E w/4098-9788E, 4098-9613 w/4098-9682, 4098-9613E w/4098-9682E, 4098-9613E w/4098-9683E, 4098-9613E w/4098-9684E, 4098-9613E w/4
209741b5-4df2-4f82-9dbc-87702dd22edb | NFPA 170 MULTI DETECTOR CO |  |  | North | Siemens |  | Multi Criteria Detector |  |  |  | Module | TRUE | OOHC740/DB721 | ++ | Dual Optical Heat Multi-sensor and CO detector with Short Circuit Isolator (supplied with Standard Base) | 1 | 0.00038 | 0.00038 | [10 empty] | #FFFF0000 | FA-NFPA 170 MULTI DETECTOR CO | 1 | FALSE | FALSE | FALSE | [20 empty] | DESKTOP-7EIEB7A\acont | 2021-11-19 10:16 | THOR\acont | 2024-09-08 17:27 |  | [Siemens] [C-NET] [*] [#1 DETECTOR] FDBZ290/OOH740/DB721/FDBZ290-AA, FDL241-9/FDLB291/DLR1191, HI720/DB721, HI720/DBS720, HI720/FDSB226-WW/FDB228, HI720/FDSB227-WW/FDB228, HI722//FDSB227-WW/FDB228, HI722/DB721, HI722/DBS720, HI722/FDSB226-WW/FDB228, OH72
885c0f83-11a6-45ac-a989-8770e3597814 | NFPA 170 SMOKE DETECTOR |  |  | North | System Sensor |  | Smoke Detector |  |  |  | Module | TRUE | 1451 | ++ | Ionization Detector Head | 1 | 0.00012 | 0.039 |  |  |  |  | FALSE | TRUE |  |  |  |  | #FFFF0000 | FA-NFPA 170 SMOKE DETECTOR | 1 | FALSE | FALSE | FALSE | 1408 | [13 empty] | FALSE | [7 empty] | THOR\acont | 2024-09-08 17:27 | 20191121 AC Detector without base | [Chemtronics, Firelite, MIRCOM, Notifier, System Sensor] [IDC] 01 [*] [IDC 2-WIRE ++] 1151 (C), 1151EIS (C), 1400 (C), 1451 (C), 1451DH (C), 1451DHHT (C), 2100AT (C), 2100S (C), 2100TR (C), 2100TS (C), 2151 w/B110LP (C), 2151 w/B116LP (C), 2151 w/B401 (C
e9b373a3-3dbd-4bda-8a99-8771d8c585ce | NFPA 170 KNOX BOX |  |  | East | EAS |  | Miscellaneous |  |  |  | Module | TRUE | 5000H |  | EAS MODEL 5000H (HINGED DOOR) SURFACE MOUNTED KEY BOX 10 KEY CAPACITY | 1 | [6 empty] | FALSE | FALSE |  |  | 4″ H x 5″ W x 3 ¼” D |  | #FFFF0000 | FA-NFPA 170 KNOX BOX | 1 | FALSE | FALSE | FALSE | [14 empty] | FALSE | [5 empty] | DESKTOP-7SAL8M7\acont | 2020-09-14 07:59 | THOR\acont | 2024-09-08 17:27 | Cloned from Generic GENERIC KNOX BOX | [EAS, Firelite, Kidde, KNOX, Monaco Enterprises, Potter, System Sensor, Thermotech] [IDC] 01 2HS, 2HSR, 302-AW-135 (C), 3200, 3261, 3270, 3502, 4401, 4403, 4430, 4432, 4505, 4534, 5000H, 5000HR, 721-127-00 (C), 722-123-00 (C), 723-369-00 (C), BG-12LO, I3 [EAS, Federal Signal, Kidde, KNOX] [IDC] 01 2HS, 2HSR, 3200, 3261, 3270, 3502, 4401, 4403, 4430, 4432, 4505, 4534, 5000H, 5000HR, MPEX
af94d2f3-d1aa-4a56-9da2-8773cd7584bb |  |  |  | North | Bosch | [5 empty] | Module | TRUE | NACIM | * | NOTIFICATION APPLIANCE INTERFACE MODULE | 1 | [12 empty] | #FFFFFFFF |  |  | FALSE | FALSE | FALSE | [20 empty] | DESKTOP-7EIEB7A\acont | 2021-08-13 06:25 | THOR\acont | 2024-10-09 10:48
ea24f269-5a7a-4497-a6c2-877529b0b33a |  |  |  | North | Siemens | [5 empty] | Module | TRUE | COM-BRK | S54430-B7-A1 | COM-BRK Fiber Module Mount for XLS cab | 1 | [12 empty] | #FFFFFFFF |  |  | FALSE | FALSE | FALSE | [20 empty] | DESKTOP-7SAL8M7\acont | 2019-08-13 09:04 | THOR\acont | 2024-10-09 10:48
9689f8ef-82bb-4102-8781-87763851b4c3 | CADGEN DOOR CONTACT |  |  | North | Potter |  | Door Contact |  |  |  | Module | TRUE | AMS-21 Series |  | 3/8 inch Recessed Contact | 1 | [6 empty] | FALSE | [5 empty] | #FFFF0000 | FA-CADGEN DOOR CONTACT | 1 | FALSE | FALSE | FALSE | [14 empty] | FALSE | [7 empty] | THOR\acont | 2024-09-08 17:27
c110d942-da4a-467c-84a1-87763f6b1257 |  |  |  | North | Edwards |  | Hardware |  |  |  | Hardware | TRUE | 3-CAB21D |  | Door Assembly for 3-CAB21 | 1 | [6 empty] | FALSE | [5 empty] | #FFFFFFFF |  |  | FALSE | FALSE | FALSE | [14 empty] | FALSE | [7 empty] | THOR\acont | 2024-10-09 10:48
326f2eed-fd28-40cc-8883-8781c0acbfc4 |  |  |  | North | Potter |  | Cards & Components |  |  |  | Card | TRUE | EVX-100EM | + | 100W Voice Evacuation Module w/ mic | 1 | 0.18 | 6.4 |  |  |  |  | TRUE | [5 empty] | #FFFFFFFF |  |  | FALSE | FALSE | FALSE | [20 empty] | DESKTOP-7SAL8M7\acont | 2020-11-03 16:19 | THOR\acont | 2024-10-09 10:48 | Cloned from Hochiki EVX-100EM-H
ee4b5e07-5863-4088-bbd1-8782e346d37f | NFPA 170 SMOKE DETECTOR |  |  | North | Hochiki |  | Smoke Detector |  |  |  | Module | TRUE | AIE-EA w/YBN-NSA-4 STANDARD BASE | AIE-EA SMOKE SENSOR | AIE-EA SMOKE SENSOR w/YBN-NSA-4 STANDARD BASE | 1 | 0.00035 | 0.00046 |  |  |  |  | TRUE | TRUE |  | *Refer to Install Sheet |  |  | #FFFF0000 | FA-NFPA 170 SMOKE DETECTOR | 1 | FALSE | FALSE | FALSE | 1408 | [19 empty] | DESKTOP-0D6CQVA\lousc | 2019-10-12 10:14 | THOR\acont | 2024-09-08 17:27 | Cloned from Hochiki ALN-V w/YBN-NSA-4 STANDARD BASE | [Hochiki, VES] [SLC HOCHIKI] 01 [*] [SLC] ACC-EN (C), ACD-V w/ASBL SOUNDER BASE (C), ACD-V w/HSB-NSA-6 STANDARD BASE (C), ACD-V w/SCI-B4 SHORT CIRCUIT ISOLATOR BASE (C), ACD-V w/SCI-B6 SHORT CIRCUIT ISOLATOR BASE (C), ACD-V w/YBN-NSA-4 STANDARD BASE (C),
bbb685e8-e430-42fb-a728-878690d79f78 |  |  |  | North | Siemens | [5 empty] | Module | TRUE | 40/40R-122SF | S54430-F83-A1 | IR FLM DET WO1 85C 3/4" SS FM | 1 | [12 empty] | #FFFFFFFF |  |  | FALSE | FALSE | FALSE | [20 empty] | DESKTOP-7SAL8M7\acont | 2019-08-13 09:04 | THOR\acont | 2024-10-09 10:48
da121195-61c4-4a3f-9067-878c1d3c8eff |  |  |  | North | Notifier |  | Hardware |  |  |  | Hardware | TRUE | IPENC-B |  | External enclosure for IPDACT, includes IPBRKT mounting bracket; Black | 1 | [6 empty] | FALSE | FALSE |  |  |  |  | #FFFFFFFF |  |  | FALSE | FALSE | FALSE | [14 empty] | FALSE | [7 empty] | THOR\acont | 2024-10-09 10:48
8d5aff6c-ef28-4f7e-882e-878c6762e170 | NFPA 170 MANUAL PULL |  |  | North | Simplex |  | Manual Station |  |  |  | Module | TRUE | 4099-9004 | + | Addressable manual station, Single Action, English | 1 | 0.0008 | 0.001 |  |  |  |  | TRUE | FALSE |  |  |  |  | #FFFF0000 | FA-NFPA 170 MANUAL PULL | 1 | FALSE | FALSE | FALSE | 957 | [19 empty] | DESKTOP-7EIEB7A\acont | 2022-02-14 13:33 | THOR\acont | 2024-09-08 17:27 | Cloned from Autocall A4099-9004 | [Autocall, Simplex] [IDNet] [MODULES ++] 2080-9056, 2080-9057, 2080-9067, 2080-9068, 2080-9069, 2080-9070, 4009-9201 Main Board, 4009-9401 Main Board, 4010-9901, 4090-5261, 4090-9001, 4090-9002, 4090-9005, 4090-9006, 4090-9008, 4090-9116, 4098-9019 (Cont
070d9085-f1fe-46a8-9062-879817915dfa |  |  |  | North | Edwards |  | Hardware |  |  |  | Hardware | TRUE | 403-3A-R |  | Bell/Strobe Plate, 24Vdc, 30cdW, 15cdC | 1 | [6 empty] | FALSE | [5 empty] | #FFFFFFFF |  |  | FALSE | FALSE | FALSE | [14 empty] | FALSE | [7 empty] | THOR\acont | 2024-10-09 10:48
6965d92e-8525-4dd8-a554-879ad5b13128 | NFPA 170 HORN STROBE |  |  | North | Macurco |  | Horn/Strobe |  |  |  | Module | TRUE | HS-G |  | 2-Wire Horn/Strobe Green Lens | 1 | 0 | 0 |  |  |  |  | FALSE | FALSE |  |  |  |  | #FF0070C0 | FA-NFPA 170 HORN STROBE | 1 | FALSE | FALSE | FALSE | 2012 | [13 empty] | FALSE |  |  | G |  |  | DESKTOP-7SAL8M7\acont | 2020-07-14 16:03 | THOR\acont | 2024-09-08 17:27 | Cloned from Macurco HS-B | [Macurco] [NAC] [DC High Continuous] HS-A, HS-B, HS-C, HS-G, HS-R [Macurco] [NAC] [FWR High Continuous] HS-A, HS-B, HS-C, HS-G, HS-R
dd3c129f-b37e-43ea-9a9d-87afe7bf8d63 |  |  |  | North | Silent Knight |  | Cards & Components |  |  |  | Card | TRUE | SK-5217 | ++ | PANEL COMPONENT, ZONE EXPANDER FOR 5208 | 1 | 0.03 | 1 |  |  |  |  | TRUE | [5 empty] | #FFFFFFFF |  |  | FALSE | FALSE | FALSE | [14 empty] | FALSE | [7 empty] | THOR\acont | 2024-10-09 10:48 |  | [Silent Knight] [SBUS] [*] [SBUS ++] 5635R, 5635W, 5815XL, 5860, 5860R, 5865-3, 5865-4, 6815, 6855, 6860, EVS-LOC, EVS-RCU, RA-100, RA-1000, RA-1000R, RA-2000, SK-5210, SK-5217 | [Silent Knight] SK-5217 [Silent Knight] SK-5210, SK-5217 [Silent Knight] SK-5217
81aec6fd-28d6-46dd-9a25-87aff09103f5 | NFPA 170 HORN STROBE |  |  | North | Harrington |  | Horn/Strobe |  |  |  | Module | TRUE | HSG3-24WW |  | Selectable Candela, Low Profile Evacuation Horn Strobe, White | 1 | 0 | 0.28 |  |  |  |  | FALSE | [5 empty] | #FF0070C0 | FA-NFPA 170 HORN STROBE | 1 | FALSE | FALSE | FALSE | 2012 | [13 empty] | FALSE | [7 empty] | THOR\acont | 2024-09-08 17:27 |  | [Harrington] [NAC] [UL MAX] HSG3-24WR, HSG3-24WW
9d340b25-83d4-4780-9fca-87b533697152 |  |  |  | North | Janus | [5 empty] | Module | TRUE | CA2Z |  | Class A Initiating Module | 1 | [6 empty] | FALSE | [5 empty] | #FFFFFFFF |  |  | FALSE | FALSE | FALSE | [14 empty] | FALSE | [5 empty] | DESKTOP-7EIEB7A\acont | 2021-04-08 10:00 | THOR\acont | 2024-10-09 10:48 | Cloned from Potter CA2Z
b4d86e12-0a06-4e9c-ac5b-87b668c68f31 | NFPA 170 SPEAKER WALL |  |  | North | Gentex |  | Speaker |  |  |  | Module | TRUE | SPKE8R |  | Speaker, 8" round, red, 1/8 to 4 Watt Taps | 1 | [6 empty] | FALSE | FALSE |  |  |  |  | #FF0070C0 | FA-NFPA 170 SPEAKER WALL | 1 | FALSE | FALSE | FALSE | 2021 | [13 empty] | FALSE | [7 empty] | THOR\acont | 2024-09-08 17:27 |  | [Gentex, Hochiki, Potter] [AUDIO 70.7v] [70V AUDIO] CSPKSTR-24AR (C), CSPKSTR-24AW (C), CSPKSTR-24BR (C), CSPKSTR-24BW (C), CSPKSTR-24GR (C), CSPKSTR-24GW (C), CSPKSTR-24RR (C), CSPKSTR-24RW (C), FASPKR-R (C), FASPKR-W (C), FASPKR-WR, FASPKR-WW, FASPK-WP [Gentex, Hochiki, Potter] [AUDIO 25v] [25V AUDIO] CSPKSTR-24AR (C), CSPKSTR-24AW (C), CSPKSTR-24BR (C), CSPKSTR-24BW (C), CSPKSTR-24GR (C), CSPKSTR-24GW (C), CSPKSTR-24RR (C), CSPKSTR-24RW (C), FASPKR-R (C), FASPKR-W (C), FASPKR-WR, FASPKR-WW, FASPK-WPR,
83feacb8-47e6-4fac-9d50-87c24b51ab34 | NFPA 170 VOICE EVACUATION CONTROL UNIT |  |  | North | Eaton Wheelock |  | Voice Evac Control Unit |  |  |  | Assembly | TRUE | SP40S | ++ | Multi-Function Supervised Paging, Messaging, Background Music delivery and Emergency Voice Evacuation System with 24 VDC battery backup circuitry. Single channel system with 40 watts of supervised audio power and 2 amps of supervised 24 VDC synchronized strobe power and 8 standard messages. (batteries not included, 2 required) Red Enclosure | 1 | [6 empty] | FALSE |  |  |  | 21” H x 16” W x 6” D (wall mount) |  | #FFFF0000 | FA-NFPA 170 VOICE EVACUATION CONTROL UNIT | 1 | FALSE | FALSE | FALSE | 211 | [8 empty] | 33 |  | 12 |  |  | TRUE | [5 empty] | AULAPTOP-PC\Aulaptop | 2018-12-06 05:28 | THOR\acont | 2024-09-08 17:27 | Cloned from Siemens New Part
ad2db506-41c6-4aaf-ad65-87c319449b02 |  |  |  | North | INNOTEC | Security/Access Control |  |  |  |  | Module | TRUE | 100 |  |  | 1 | [12 empty] | #FFFFFFFF |  |  | FALSE | FALSE | FALSE | [20 empty] | THOR\acont | 2024-03-12 21:43 | THOR\acont | 2024-10-09 10:48
5d215f95-8945-4049-82b7-87ca4ce66c5d |  |  |  | North | Monaco Enterprises |  | Hardware |  |  |  | Hardware | TRUE | 588-042-01 |  | BACKBOX,SURFACE MOUNT:CEILING,RED,2.5"D | 1 | [6 empty] | FALSE | [5 empty] | #FFFFFFFF |  |  | FALSE | FALSE | FALSE | [14 empty] | FALSE | [5 empty] | DESKTOP-7SAL8M7\acont | 2020-02-23 12:46 | THOR\acont | 2024-10-09 10:48 | Cloned from System Sensor SBBCRL
82c348fb-a74d-425c-b1c4-87cb933ce707 | CADGEN MAGLOCK |  |  | North | Alarm Controls |  | Magnetic Lock |  |  |  | Module | TRUE | 1200S | ++ | Standard magnetic lock | 1 | 0.505 | 0.505 |  |  | 12 |  | TRUE | [5 empty] | #FFFF0000 | FA-CADGEN MAGLOCK | 1 | FALSE | FALSE | FALSE | [20 empty] | DESKTOP-7EIEB7A\acont | 2023-01-30 07:40 | THOR\acont | 2024-09-08 17:27 | Cloned from ASSA ABLOY 1200S | [Alarm Controls, ALARM CONTROLS CORPORATION, ASSA ABLOY, Generic, HES, RCI, Von Duprin] [ACCESS CONTROL OUTPUT] [*] 1200L, 1200LB, 1200S, 1500, 1600, 4200, 5100, 600D, 600L, 600S, 6210, 6211, 6211AL, 6211WF, 6212, 6212WF, 6213, 6214, 6215, 6216, 6221, 62
2d0b9a27-a5d2-444c-a2d6-87d3bb866f4b |  |  |  | North | Kidde |  | Cards & Components |  |  |  | Card | TRUE | VS4-G-2-PG Mainboard |  | audio power and 2 amps of supervised 24 VDC synchronized strobe power and 8 standard messages. | 1 | 0.227 | 0.392 |  |  |  |  | TRUE | [5 empty] | #FFFFFFFF |  |  | FALSE | FALSE | FALSE | [14 empty] | FALSE | [7 empty] | THOR\acont | 2024-10-09 10:48 |  | [Edwards, Kidde, Macurco] [IDC] [#3 SUPERVISORY] 2IDC, 76-600000-001 Main Board, 76-800xxx-xxx Main Board, 77-600000-901 Main Board, 84-732001-901 Main Board, DVP-120 Mainboard, EST1-2Z Mainboard, FSP1004G Mainboard, FSP1004G-2 Mainboard, FSP1004GD Mainb [Edwards, Kidde, Macurco] [IDC] [#2 TROUBLE] 2IDC, 76-600000-001 Main Board, 76-800xxx-xxx Main Board, 77-600000-901 Main Board, 84-732001-901 Main Board, DVP-120 Mainboard, EST1-2Z Mainboard, FSP1004G Mainboard, FSP1004G-2 Mainboard, FSP1004GD Mainboard [Edwards, Kidde, Macurco] [IDC] [#1 ALARM] 2IDC, 76-600000-001 Main Board, 76-800xxx-xxx Main Board, 77-600000-901 Main Board, 84-732001-901 Main Board, DVP-120 Mainboard, EST1-2Z Mainboard, FSP1004G Mainboard, FSP1004G-2 Mainboard, FSP1004GD Mainboard, [Edwards, Kidde] [VAC ] 2IDC, 76-600000-001 Main Board, 76-800xxx-xxx Main Board, 77-600000-901 Main Board, 84-732001-901 Main Board, APS10A Mainboard, APS6A Mainboard, BPS10A Mainboard, BPS10A/230 Mainboard, BPS6A Mainboard, BPS6A/230 Mainboard, EST1-2Z | [Edwards, Kidde] FX-1000 Mainboard, FX-1000D Mainboard, FX-64RD Mainboard, iO1000G Mainboard, iO1000G-2 Mainboard, iO1000G-2-PG Mainboard, iO1000G-2-SP Mainboard, iO1000GC Mainboard, iO1000GD Mainboard, iO1000G-F Mainboard, iO1000G-PG Mainboard, iO1000G-S [Kidde] VS4-G-2-PG Mainboard [Kidde] VS4-G Mainboard, VS4-G-2 Mainboard, VS4-G-2-PG Mainboard, VS4-G-2-SP Mainboard, VS4-GC Mainboard, VS4-GD Mainboard, VS4-G-F Mainboard, VS4-G-PG Mainboard, VS4-G-SP Mainboard, VS4-R Mainboard, VS4-R-2 Mainboard, VS4-RD Mainboard [Edwards, Kidde] FX-64R Mainboard, FX-64RD Mainboard, iO64G Mainboard, iO64G-2 Mainboard, iO64G-2-PG Mainboard, iO64G-2-SP Mainboard, iO64GD Mainboard, iO64GL Mainboard, iO64GL-F Mainboard, iO64G-PG Mainboard, iO64G-SP Mainboard, iO64R Mainboard, iO64R-2 [Edwards] IO-SDC2 [Edwards, Kidde] FX-1000 Mainboard, FX-1000D Mainboard, iO1000G Mainboard, iO1000G-2 Mainboard, iO1000G-2-PG Mainboard, iO1000G-2-SP Mainboard, iO1000GC Mainboard, iO1000GD Mainboard, iO1000G-F Mainboard, iO1000G-PG Mainboard, iO1000G-SP Mainboard, iO1000 [Edwards, Kidde] FX-1000 Mainboard, FX-1000D Mainboard, FX-64RD Mainboard, iO1000G Mainboard, iO1000G-2 Mainboard, iO1000G-2-PG Mainboard, iO1000G-2-SP Mainboard, iO1000GC Mainboard, iO1000GD Mainboard, iO1000G-F Mainboard, iO1000G-PG Mainboard, iO1000G-S
61244a51-7536-4d88-bd65-87d90e7c9b18 | NFPA 170 REMOTE ANNUNCIATOR | RISER ANNUNCIATOR |  | North | MIRCOM |  | Remote Annunciator |  |  |  | Assembly | TRUE | RAXN-LCD/BB-1001DR | + | REMOTE LCD ANNUNCIATOR, BB-1001DR ENCLOSURE | 1 | [6 empty] | FALSE | [5 empty] | #FFFF0000 | FA-NFPA 170 REMOTE ANNUNCIATOR | 1 | FALSE | FALSE | FALSE | 255 | [8 empty] | 7,12,18 |  |  |  |  | FALSE | [7 empty] | THOR\acont | 2024-09-08 17:27
e98a0211-1876-43f2-b957-87de9efc4d0e | NFPA 170 HORN STROBE CEILING |  |  | North | Edwards |  | Horn/Strobe |  |  |  | Module | TRUE | GCWA-HDVMHB |  | MNEC Horn-Strobe, white, ALERT, 95-177 cd, blue | 1 | 0 | 0.341 |  |  |  |  | FALSE | TRUE |  |  |  |  | #FF0070C0 | FA-NFPA 170 HORN STROBE CEILING | 1 | FALSE | FALSE | FALSE | 2013 | [13 empty] | FALSE |  |  | C |  |  |  |  | THOR\acont | 2024-09-08 17:27 |  | [Edwards, Kidde] [NAC] [16 VDC, LOW DB] EGCF-HDVMH (C), GCF-HDVMH (C), GC-HDVMH (C), GCWA-HDVMHA (C), GCWA-HDVMHB (C), GCWA-HDVMHC (C), GCWA-HDVMHG (C), GCWA-HDVMHR (C), GCWN-HDVMHA (C), GCWN-HDVMHB (C), GCWN-HDVMHC (C), GCWN-HDVMHG (C), GCWN-HDVMHR (C) [Edwards, Kidde] [NAC] [24 VDC, HIGH DB] EGCF-HDVMH (C), GCF-HDVMH (C), GC-HDVMH (C), GCWA-HDVMHA (C), GCWA-HDVMHB (C), GCWA-HDVMHC (C), GCWA-HDVMHG (C), GCWA-HDVMHR (C), GCWN-HDVMHA (C), GCWN-HDVMHB (C), GCWN-HDVMHC (C), GCWN-HDVMHG (C), GCWN-HDVMHR (C) [Edwards, Kidde] [NAC] [16 VDC, HIGH DB] EGCF-HDVMH (C), GCF-HDVMH (C), GC-HDVMH (C), GCWA-HDVMHA (C), GCWA-HDVMHB (C), GCWA-HDVMHC (C), GCWA-HDVMHG (C), GCWA-HDVMHR (C), GCWN-HDVMHA (C), GCWN-HDVMHB (C), GCWN-HDVMHC (C), GCWN-HDVMHG (C), GCWN-HDVMHR (C) [Edwards, Kidde] [NAC] [24 VDC, LOW DB] EGCF-HDVMH (C), GCF-HDVMH (C), GC-HDVMH (C), GCWA-HDVMHA (C), GCWA-HDVMHB (C), GCWA-HDVMHC (C), GCWA-HDVMHG (C), GCWA-HDVMHR (C), GCWN-HDVMHA (C), GCWN-HDVMHB (C), GCWN-HDVMHC (C), GCWN-HDVMHG (C), GCWN-HDVMHR (C)
462ccb4c-bd47-402d-9e17-87df86a01f89 |  |  |  | North | Bosch | [5 empty] | Module | TRUE | D5370-USB | * | RPS SECURITY BLOCK -USB | 1 | [12 empty] | #FFFFFFFF |  |  | FALSE | FALSE | FALSE | [20 empty] | DESKTOP-7EIEB7A\acont | 2021-08-13 06:25 | THOR\acont | 2024-10-09 10:48
eb8f2204-e44a-4bd0-9a38-87e354c3a56e |  |  |  | North | Edwards |  | Hardware |  |  |  | Hardware | TRUE | FW-19LCDWRACK |  | Monitor Rack Kit - uses xx EIA Spaces, for FW-19LCDWTS | 1 | [6 empty] | FALSE | [5 empty] | #FFFFFFFF |  |  | FALSE | FALSE | FALSE | [14 empty] | FALSE | [7 empty] | THOR\acont | 2024-10-09 10:48
b794a15a-6bc9-447a-8a31-87e977ef3535 | NFPA 170 HEAT DETECTOR |  |  | North | Simplex |  | Heat Detector |  |  |  | Module | TRUE | 4098-9615E w/4098-9683E | + | Electronic Heat Detector 2-Wire 200° F (57° C) with auxiliary alarm relay output, High Humidity | 1 | 0.0001 | 0.086 |  |  |  |  | TRUE | TRUE |  |  |  |  | #FFFF0000 | FA-NFPA 170 HEAT DETECTOR | 1 | FALSE | FALSE | FALSE | 1403 | [16 empty] | 200 |  |  | THOR\acont | 2024-02-22 15:56 | THOR\acont | 2024-09-08 17:27 | Cloned from Simplex 4098-9614E w/4098-9683E | [Autocall, Simplex] [IDC] 02 [*] 4090-9008, 4098-9612E w/4098-9683E (C), 4098-9612E w/4098-9684E (C), 4098-9612E w/4098-9788E (C), 4098-9613E w/4098-9683E (C), 4098-9613E w/4098-9684E (C), 4098-9613E w/4098-9788E (C), 4098-9614E w/4098-9683E (C), 4098-96 | [Autocall, Simplex] 4098-9612 w/4098-9682, 4098-9612E w/4098-9682E, 4098-9612E w/4098-9683E, 4098-9612E w/4098-9684E, 4098-9612E w/4098-9788E, 4098-9613 w/4098-9682, 4098-9613E w/4098-9682E, 4098-9613E w/4098-9683E, 4098-9613E w/4098-9684E, 4098-9613E w/4
f488d598-cd1e-47df-942a-87e9afef6a69 | NFPA 170 GRAPHIC ANNUNCIATOR PANEL | RISER ANNUNCIATOR |  | North | Edwards |  | Graphic Annunciator |  |  |  | Module | TRUE | FSCS-3 |  | Smoke Ctrl Graphic Annunciator 17.5"w x 26.25"h viewing area | 1 | [6 empty] | FALSE | [5 empty] | #FFFF0000 | FA-NFPA 170 GRAPHIC ANNUNCIATOR PANEL | 1 | FALSE | FALSE | FALSE | 256 | [13 empty] | FALSE | [7 empty] | THOR\acont | 2024-09-08 17:27
99de0f9e-ff46-47bf-8bd9-87eb48db4874 |  |  |  | North | Edwards |  | Hardware |  |  |  | Hardware | TRUE | FW-RSZ5UP |  | UPGRADE 5 Seat Non-Redundant SERVER to 5 seat redundant SERVER cluster | 1 | [6 empty] | FALSE | [5 empty] | #FFFFFFFF |  |  | FALSE | FALSE | FALSE | [14 empty] | FALSE | [7 empty] | THOR\acont | 2024-10-09 10:48
7eec9beb-f556-43de-b0b2-87f01ae927af |  |  |  | North | Kidde |  | Cards & Components |  |  |  | Card | TRUE | VS4-G-2-SP Mainboard |  | Mainboard for VS4-G-2-SP assembly | 1 | 0.227 | 0.392 |  |  |  |  | TRUE | [5 empty] | #FFFFFFFF |  |  | FALSE | FALSE | FALSE | [14 empty] | FALSE | [7 empty] | THOR\acont | 2024-10-09 10:48 |  | [Edwards, Kidde, Macurco] [IDC] [#3 SUPERVISORY] 2IDC, 76-600000-001 Main Board, 76-800xxx-xxx Main Board, 77-600000-901 Main Board, 84-732001-901 Main Board, DVP-120 Mainboard, EST1-2Z Mainboard, FSP1004G Mainboard, FSP1004G-2 Mainboard, FSP1004GD Mainb [Edwards, Kidde, Macurco] [IDC] [#2 TROUBLE] 2IDC, 76-600000-001 Main Board, 76-800xxx-xxx Main Board, 77-600000-901 Main Board, 84-732001-901 Main Board, DVP-120 Mainboard, EST1-2Z Mainboard, FSP1004G Mainboard, FSP1004G-2 Mainboard, FSP1004GD Mainboard [Edwards, Kidde, Macurco] [IDC] [#1 ALARM] 2IDC, 76-600000-001 Main Board, 76-800xxx-xxx Main Board, 77-600000-901 Main Board, 84-732001-901 Main Board, DVP-120 Mainboard, EST1-2Z Mainboard, FSP1004G Mainboard, FSP1004G-2 Mainboard, FSP1004GD Mainboard, [Edwards, Kidde] [VAC ] 2IDC, 76-600000-001 Main Board, 76-800xxx-xxx Main Board, 77-600000-901 Main Board, 84-732001-901 Main Board, APS10A Mainboard, APS6A Mainboard, BPS10A Mainboard, BPS10A/230 Mainboard, BPS6A Mainboard, BPS6A/230 Mainboard, EST1-2Z | [Edwards] IO-SDC2 [Edwards, Kidde] FX-1000 Mainboard, FX-1000D Mainboard, iO1000G Mainboard, iO1000G-2 Mainboard, iO1000G-2-PG Mainboard, iO1000G-2-SP Mainboard, iO1000GC Mainboard, iO1000GD Mainboard, iO1000G-F Mainboard, iO1000G-PG Mainboard, iO1000G-SP Mainboard, iO1000 [Kidde] VS4-G Mainboard, VS4-G-2 Mainboard, VS4-G-2-PG Mainboard, VS4-G-2-SP Mainboard, VS4-GC Mainboard, VS4-GD Mainboard, VS4-G-F Mainboard, VS4-G-PG Mainboard, VS4-G-SP Mainboard, VS4-R Mainboard, VS4-R-2 Mainboard, VS4-RD Mainboard [Edwards, Kidde] FX-64R Mainboard, FX-64RD Mainboard, iO64G Mainboard, iO64G-2 Mainboard, iO64G-2-PG Mainboard, iO64G-2-SP Mainboard, iO64GD Mainboard, iO64GL Mainboard, iO64GL-F Mainboard, iO64G-PG Mainboard, iO64G-SP Mainboard, iO64R Mainboard, iO64R-2 [Edwards, Kidde] FX-1000 Mainboard, FX-1000D Mainboard, FX-64RD Mainboard, iO1000G Mainboard, iO1000G-2 Mainboard, iO1000G-2-PG Mainboard, iO1000G-2-SP Mainboard, iO1000GC Mainboard, iO1000GD Mainboard, iO1000G-F Mainboard, iO1000G-PG Mainboard, iO1000G-S [Edwards, Kidde] FX-1000 Mainboard, FX-1000D Mainboard, FX-64RD Mainboard, iO1000G Mainboard, iO1000G-2 Mainboard, iO1000G-2-PG Mainboard, iO1000G-2-SP Mainboard, iO1000GC Mainboard, iO1000GD Mainboard, iO1000G-F Mainboard, iO1000G-PG Mainboard, iO1000G-S [Kidde] VS4-G-2-SP Mainboard
92c108d0-b619-492d-abd1-87f1c6007616 | NFPA 170 SMOKE DETECTOR |  |  | North | Hochiki |  | Smoke Detector |  |  |  | Module | TRUE | ACC-V w/ASBL SOUNDER BASE | ACC-V MULTI-CRITERIA SENSOR | ACC-V MULTI-CRITERIA SENSOR w/ASBL SOUNDER BASE | 1 | 0.00045 | 0.00054 |  |  |  |  | TRUE | TRUE |  | *Refer to Install Sheet |  |  | #FFFF0000 | FA-NFPA 170 SMOKE DETECTOR | 1 | FALSE | FALSE | FALSE | 1408 | [16 empty] | SB |  |  | DESKTOP-0D6CQVA\lousc | 2019-10-12 09:46 | THOR\acont | 2024-09-08 17:27 | Cloned from Hochiki ACD-V w/ASBL SOUNDER BASE | [Hochiki] [AUX POWER] [24 VDC] ACC-V w/ASBL SOUNDER BASE (C), ACD-V w/ASBL SOUNDER BASE (C), AIE-EA w/ASBL SOUNDER BASE (C), ALK-V w/ASBL SOUNDER BASE (C), ALN-V w/ASBL SOUNDER BASE (C), ATG-EA w/ASBL SOUNDER BASE (C), ATJ-EA w/ASBL SOUNDER BASE (C) [Hochiki] [SLC HOCHIKI] 02 [*] [SLC] ACC-V w/ASBL SOUNDER BASE (C), ACC-V w/HSB-NSA-6 STANDARD BASE (C), ACC-V w/SCI-B4 SHORT CIRCUIT ISOLATOR BASE (C), ACC-V w/SCI-B6 SHORT CIRCUIT ISOLATOR BASE (C), ACC-V w/YBN-NSA-4 STANDARD BASE (C), DH-98-A ANALOG D
04e8b1ee-c7c0-4a32-97bb-87f539cb8126 | NFPA 170 SMOKE CO DETECTOR |  |  | North | Kidde |  | Smoke/CO Detector |  |  |  | Module | TRUE | KIR-OSCD w/KI-ABDT BASE | ++ | Multisensor Smoke and CO Detector | 1 | 4.3e-05 | 7e-05 |  |  |  |  | FALSE | TRUE |  |  |  |  | #FFFF0000 | FA-NFPA 170 SMOKE CO DETECTOR | 1 | FALSE | FALSE | FALSE | 1408 | [13 empty] | FALSE | [5 empty] | DESKTOP-7EIEB7A\acont | 2023-05-24 19:31 | THOR\acont | 2024-09-08 17:27 | Cloned from Kidde KIR-OSHD w/KI-ABDT BASE | [Edwards, Kidde] [SLC EST MODULES/SENSORS] 01 [*] [iO64] DS-HFS (C), DS-PS (C), FX-HD w/IB4U BASE, FX-HD w/RB4U BASE, FX-HD w/SB4U BASE, FX-HD w/SB4U-LF BASE, FX-HD wB4U BASE, FX-PD w/B4U BASE (C), FX-PD w/IB4U BASE (C), FX-PD w/SB4U BASE (C), FX-PD w/SB [Kidde] [SLC EST MODULES SENSORS] [*] [#2 SHARED ADDR ¦ SENSORS] DS-HFS (C), DS-PS (C), FX-HD w/IB4U BASE, FX-HD w/RB4U BASE, FX-HD w/SB4U BASE, FX-HD w/SB4U-LF BASE, FX-HD wB4U BASE, FX-PD w/B4U BASE (C), FX-PD w/IB4U BASE (C), FX-PD w/SB4U BASE (C), FX [Edwards, Kidde] [SLC EST SENSORS] 01 [*] [EST3, iO1000] DS-HFS (C), DS-PS (C), FX-HD w/IB4U BASE, FX-HD w/RB4U BASE, FX-HD w/SB4U BASE, FX-HD w/SB4U-LF BASE, FX-HD wB4U BASE, FX-PD w/B4U BASE (C), FX-PD w/IB4U BASE (C), FX-PD w/SB4U BASE (C), FX-PD w/SB [Edwards, Kidde] [AUX POWER] KI-COD w/KI-ABDT BASE (C), KI-HCD w/KI-ABDT BASE, KI-HRD w/KI-ABDT BASE, KI-PCD w/KI-ABDT BASE (C), KI-PD w/KI-ABDT BASE (C), KI-PHCD w/KI-ABDT BASE (C), KI-PHD w/KI-ABDT BASE (C), KIR-COD w/KI-ABDT BASE (C), KIR-HCD w/KI-ABD [Kidde] [SLC EST SENSORS] [*] [#4 TYPE ADDR ¦ SENSORS] DS-HFS (C), DS-PS (C), FX-HD w/IB4U BASE, FX-HD w/RB4U BASE, FX-HD w/SB4U BASE, FX-HD w/SB4U-LF BASE, FX-HD wB4U BASE, FX-PD w/B4U BASE (C), FX-PD w/IB4U BASE (C), FX-PD w/SB4U BASE (C), FX-PD w/SB4U
f13bc345-7c26-4e33-bea8-87f67c684867 | NFPA 170 VOICE EVACUATION CONTROL UNIT |  |  | North | Potter |  | Voice Evac Control Unit |  |  |  | Assembly | TRUE | PVX-150/12Z |  | 150W Voice Evacuation System with 12 Speaker Zones | 1 | [6 empty] | FALSE | [5 empty] | #FFFF0000 | FA-NFPA 170 VOICE EVACUATION CONTROL UNIT | 1 | FALSE | FALSE | FALSE | 211 | [8 empty] | 7,12,18 |  |  |  |  | TRUE | [7 empty] | THOR\acont | 2024-09-08 17:27
769e6d51-a641-4621-b129-87f69dfb4057 | NFPA 170 AMPLIFIER RACK | RISER AMP |  | North | Potter |  | Amplifier |  |  |  | Assembly | TRUE | PVC-DPS100 (25V) | + | Distributed Panel, Single Channel, 100W | 1 | [6 empty] | FALSE | [5 empty] | #FFFF0000 | FA-NFPA 170 AMPLIFIER RACK | 1 | FALSE | FALSE | FALSE | 300 | [8 empty] | 7,12,18 |  |  |  | 100 | TRUE | [5 empty] | DESKTOP-7SAL8M7\acont | 2020-11-03 16:06 | THOR\acont | 2024-09-08 17:27 | Cloned from Hochiki FNVDPS100 (25V)
e38f9192-7db6-4716-9f72-87fcd3e07b13 |  |  |  | North | Edwards |  | Hardware |  |  |  | Hardware | TRUE | 3-CAB14B CABINET |  | Cabinet Hardware Only | 1 | [6 empty] | TRUE | [5 empty] | #FFFFFFFF |  |  | FALSE | FALSE | FALSE | [20 empty] | HOMEAUGUSTXPS-1\aucon | 2021-07-22 10:56 | THOR\acont | 2024-10-09 10:48
48e84ead-fc87-4625-a4c9-87fe1f7357bf |  |  |  | North | Siemens |  | Hardware |  |  |  | Hardware | TRUE | FHD2007-U2 |  | Outer Door, Black | 1 | [6 empty] | FALSE | [5 empty] | #FFFFFFFF |  |  | FALSE | FALSE | FALSE | [14 empty] | FALSE | [5 empty] | AULAPTOP-PC\Aulaptop | 2019-05-19 09:46 | THOR\acont | 2024-10-09 10:48 | Cloned from Siemens FHD2007-U3
ed0d50bb-9011-440b-babb-87ff34548ec9 |  |  |  | North | Farenhyt |  | Cards & Components |  |  |  | Card | TRUE | ECS-50BDA Main Board (100W, 70V) | + | Main Board for ECS | 1 | 0.11 | 1.4 |  |  |  |  | TRUE | FALSE |  |  |  |  | #FFFFFFFF |  |  | FALSE | FALSE | FALSE | [14 empty] | FALSE | [5 empty] | DESKTOP-7EIEB7A\acont | 2021-12-08 14:03 | THOR\acont | 2024-10-09 10:48 | Cloned from Firelite ECC-50BDA Main Board (100W, 70V) | [Farenhyt, Firelite] [AUX POWER] ECC-125DA (25V) Main Board, ECC-50BDA Main Board (100W, 25V), ECC-50BDA Main Board (100W, 70V), ECC-50DA Main Board (50W, 25V), ECC-50DA Main Board (50W, 70V), ECS-125DA (25V) Main Board, ECS-125DA (70V) Main Board, E [Farenhyt] [VBUS] ECS-125DA (25V) Main Board, ECS-125DA (70V) Main Board, ECS-125W (25V), ECS-125W (70V), ECS-50BDA Main Board (100W, 25V), ECS-50BDA Main Board (100W, 70V), ECS-50W Main Board (50W, 25V), ECS-50W Main Board (50W, 70V), ECS-50W-25V, E [Farenhyt] [SBUS] ECS-125DA (25V) Main Board, ECS-125DA (70V) Main Board, ECS-125W (25V), ECS-125W (70V), ECS-50BDA Main Board (100W, 25V), ECS-50BDA Main Board (100W, 70V), ECS-50W Main Board (50W, 25V), ECS-50W Main Board (50W, 70V), ECS-50W-25V, E [Farenhyt, Firelite] [RS-485] ECC-125DA (25V) Main Board, ECC-50BDA Main Board (100W, 25V), ECC-50BDA Main Board (100W, 70V), ECC-50DA Main Board (50W, 25V), ECC-50DA Main Board (50W, 70V), ECC-LOC, ECC-RM, ECC-RPU, ECS-125DA (25V) Main Board, ECS-12 [Eaton Wheelock, Farenhyt, Firelite] [DIGITAL AUDIO LOOP] ECC-125DA (25V) Main Board, ECC-50BDA Main Board (100W, 25V), ECC-50BDA Main Board (100W, 70V), ECC-50DA Main Board (50W, 25V), ECC-50DA Main Board (50W, 70V), ECC-LOC, ECC-RM, ECC-RPU, ECS-12 [Farenhyt, Firelite] [RS-485] ECC-125DA (25V) Main Board, ECC-50BDA Main Board (100W, 25V), ECC-50BDA Main Board (100W, 70V), ECC-50DA Main Board (50W, 25V), ECC-50DA Main Board (50W, 70V), ECC-LOC, ECC-RM, ECC-RPU, ECS-125DA (25V) Main Board, ECS-12 [Farenhyt, Silent Knight, Stanley Security Solutions] [VAC ] 5104B Main Board, 5204 Main Board, 5207 Main Board, 5208 Main Board, 5495 Main Board, 5496 Main Board, 5499 Main Board, 5600 Main Board, 5700 Main Board, 5808 Main Board, 5820XL Main Board, 588 | [Farenhyt, Firelite] ECC-50BDA Main Board (100W, 70V), ECS-50BDA Main Board (100W, 70V)
948e7211-0bea-483d-bbb7-8808a56abb7d | NFPA 170 HEAT DETECTOR |  |  | North | Fike |  | Heat Detector |  |  |  | Module | TRUE | FIK-5351R w/B200S-WH | ++ | White, low‐profile intelligent 135°F fixed and rate‐of‐rise thermal sensor, Sounder Base | 1 | 0.0002 | 0.0045 |  |  |  |  | FALSE | TRUE |  |  |  |  | #FFFF0000 | FA-NFPA 170 HEAT DETECTOR | 1 | FALSE | FALSE | FALSE | 1403 | [13 empty] | FALSE |  |  | R |  |  | DESKTOP-7EIEB7A\acont | 2023-01-02 16:15 | THOR\acont | 2024-09-08 17:27 | Cloned from Firelite H365R w/B200S-WH | [Fike] [SLC IDP SENSORS] [*] [#4 TYPE ADDR ¦ SENSORS] DNR w/FIK‐2351R (C), FIK-2351 w/B200S-LF-WH (C), FIK-2351 w/B200S-WH (C), FIK-2351 w/B224RB-WH (C), FIK-2351 w/B300-6 (C), FIK-2351T w/B200S-LF-WH (C), FIK-2351T w/B200S-WH (C), FIK-2351T w/B224RB-WH [Fike] [AUX POWER] [SOUNDER ++] FIK-2351 w/B200S-WH (C), FIK-2351T w/B200S-WH (C), FIK-2351TIR w/B200S-WH (C), FIK-5351 w/B200S-WH (C), FIK-5351H w/B200S-WH (C), FIK-5351R w/B200S-WH (C), FIK-FC351 w/B200S-WH (C)
35855201-6ee4-4918-aab9-88139773ff34 | KEY SWITCH |  |  | North | Edwards |  | Switch |  |  |  | Module | TRUE | RELA-SRV |  | Releasing Service Solenoid Disconnect Switch | 1 | [6 empty] | FALSE | [5 empty] | #FFFF0000 | FA-KEY SWITCH | 1 | FALSE | FALSE | FALSE | 927 | [13 empty] | FALSE | [7 empty] | THOR\acont | 2024-09-08 17:27
71a8d6fb-de55-400d-a83f-8815cf17d7e9 | NFPA 170 SMOKE DETECTOR |  |  | North | Edwards |  | Smoke Detector |  |  |  | Module | TRUE | SIGA2-PHS w/SIGA-SB BASE | ++ | Photoelectric Smoke/Heat Detector | 1 | 7e-05 | 7e-05 |  |  |  |  | FALSE | TRUE |  |  |  |  | #FFFF0000 | FA-NFPA 170 SMOKE DETECTOR | 1 | FALSE | FALSE | FALSE | 1408 | [13 empty] | FALSE | [7 empty] | THOR\acont | 2024-10-08 16:26 | 20191121 AC Detector with base | [Edwards, Kidde] [SLC EST MODULES/SENSORS] 01 [*] [iO64] DS-HFS (C), DS-PS (C), FX-HD w/IB4U BASE, FX-HD w/RB4U BASE, FX-HD w/SB4U BASE, FX-HD w/SB4U-LF BASE, FX-HD wB4U BASE, FX-PD w/B4U BASE (C), FX-PD w/IB4U BASE (C), FX-PD w/SB4U BASE (C), FX-PD w/SB [Edwards, Kidde] [SLC EST SENSORS] [*] [#4 TYPE ADDR ¦ SENSORS] KI-DDOS (C), SIGA2-COS w/SIGA-AB4G BASE, SIGA2-COS w/SIGA-AB4G-LF BASE, SIGA2-COS w/SIGA-AB4GT BASE, SIGA2-COS w/SIGA-IB BASE, SIGA2-COS w/SIGA-RB BASE, SIGA2-COS w/SIGA-SB BASE, SIGA2-HCOS [Edwards, Kidde] [SLC EST SENSORS] 01 [*] [EST3, iO1000] DS-HFS (C), DS-PS (C), FX-HD w/IB4U BASE, FX-HD w/RB4U BASE, FX-HD w/SB4U BASE, FX-HD w/SB4U-LF BASE, FX-HD wB4U BASE, FX-PD w/B4U BASE (C), FX-PD w/IB4U BASE (C), FX-PD w/SB4U BASE (C), FX-PD w/SB [Edwards, Kidde] [SLC EST MODULES SENSORS] [*] [#2 SHARED ADDR ¦ SENSORS] KI-DDOS (C), SIGA2-COS w/SIGA-AB4G BASE, SIGA2-COS w/SIGA-AB4G-LF BASE, SIGA2-COS w/SIGA-AB4GT BASE, SIGA2-COS w/SIGA-IB BASE, SIGA2-COS w/SIGA-RB BASE, SIGA2-COS w/SIGA-SB BASE, S
a129a1be-62bc-45d6-a9ed-881734c73cb2 | NFPA 170 ADDRESSABLE INPUT OUTPUT |  |  | North | Potter |  | Addressable Module |  |  |  | Module | TRUE | PAD100-TRTI CL-A | + | Two Relay Two Input Module | 2 | 0.00024 | 0.00024 |  |  |  |  | FALSE | [5 empty] | #FFFF0000 | FA-NFPA 170 ADDRESSABLE INPUT OUTPUT | 1 | FALSE | FALSE | FALSE | 1200 | [13 empty] | FALSE | [5 empty] | THOR\acont | 2025-02-13 06:57 |  |  | Cloned from Potter PAD100-TRTI | [Potter] [SLC PAD] [*] [#1 SHARED ADDR ¦ MODULES] PAD100-DIM, PAD100-DIM CL-A, PAD100-LED, PAD100-LEDK, PAD100-MIM, PAD100-NAC, PAD100-OROI, PAD100-PSDA, PAD100-PSSA, PAD100-RM, PAD100-SIM, PAD100-SM, PAD100-TRTI, PAD100-TRTI CL-A, PAD100-ZM, PAD100-ZM C | [Potter] PAD100-DIM, PAD100-DIM CL-A, PAD100-TRTI, PAD100-TRTI CL-A, PAD100-ZM CL-A [Potter] PAD100-TRTI, PAD100-TRTI CL-A
ce7fdee6-110d-44bf-9c5f-881c42072861 | NFPA 170 FIRE ALARM CONTROL UNIT | RISER FACU |  | North | Ampac |  | Fire Alarm Control Unit |  |  |  | Assembly | TRUE | 8651-0110-1200 |  | FireFinderPLUS 1 Loop OWS50 5A - SP1 Cabinet | 1 | [6 empty] | TRUE | [5 empty] | #FFFF0000 | FA-NFPA 170 FIRE ALARM CONTROL UNIT | 1 | FALSE | FALSE | [21 empty] | XPS-17-9710\August | 2024-11-06 05:10 | XPS-17-9710\August | 2024-11-06 05:17 | Cloned from Ampac 8651-0110-1100
07ef479b-c3b6-4a6e-87d6-881ed8dcd3f0 | NFPA 170 ADDRESSABLE OUTPUT MODULE |  |  | North | Notifier |  | Addressable Control/Relay |  |  |  | Module | TRUE | FCM-1 | ++ | Addressable Control Module W/ FlashScan, 1 Class A or 1 Class B | 1 | 0.000485 | 0.0065 |  |  |  |  | FALSE | FALSE | FLUSH |  | 4" SQ. DEEP | N/A | #FFFF0000 | FA-NFPA 170 ADDRESSABLE OUTPUT MODULE | 1 | FALSE | FALSE | FALSE | 1100 |  |  | 7300-0028:0219 | [10 empty] | FALSE |  |  | CM |  |  |  |  | THOR\acont | 2024-09-08 17:27 |  | [Honeywell, Notifier, System Sensor] [SLC MODULES] [*] [#3 TYPE ADDR ¦ MODULES] 30-3013 w/FMM-101, Q3013D, ACM-8R, ACPS-610, AMPS-24, AMPS-24E, EM-1M, EM-1MI, EM-1MM, EM-1MMI, EM-1R, EM-1RI, EM-1SR, EM-1SRI, FCM-1, FCM-1-REL, FD7044 MM-101, FDM-1, FDRM-1 [Notifier] [AUDIO 25v, AUDIO 70.7v, AUX POWER, FFT, NAC] [RISER INPUT] EM-1SR, EM-1SRI, FCM-1 [Honeywell, Notifier, System Sensor] [SLC MODULES SENSORS] [*] [#1 SHARED ADDR ¦ MODULES] 30-3013 w/FMM-101, Q3013D, ACM-8R, ACPS-610, AMPS-24, AMPS-24E, EM-1M, EM-1MI, EM-1MM, EM-1MMI, EM-1R, EM-1RI, EM-1SR, EM-1SRI, FCM-1, FCM-1-REL, FD7044 MM-101, FDM | [Notifier] EM-1SR, EM-1SRI, FCM-1, NC-100 [Notifier] EM-1SR, EM-1SRI, FCM-1, NC-100 [Notifier] EM-1SR, EM-1SRI, FCM-1, NC-100
bde4a94d-30c1-4b68-b7c7-8820f62e4d1a |  |  |  | North | Edwards |  | Hardware |  |  |  | Hardware | TRUE | 271-KG1-F200 |  | Replacement Breakglass Pack - Hug./English | 1 | [6 empty] | FALSE | [5 empty] | #FFFFFFFF |  |  | FALSE | FALSE | FALSE | [14 empty] | FALSE | [7 empty] | THOR\acont | 2024-10-09 10:48
fd56fb4a-3486-4a64-ba93-88264bb85324 | NFPA 170 SMOKE CO DETECTOR |  |  | North | Edwards |  | Smoke/CO Detector |  |  |  | Module | TRUE | SIGA-OSCD w/SIGA-SB BASE | ++ | Multisensor Smoke and CO Detector | 1 | 3.2e-05 | 4.5e-05 |  |  |  |  | FALSE | TRUE |  |  |  |  | #FFFF0000 | FA-NFPA 170 SMOKE CO DETECTOR | 1 | FALSE | FALSE | FALSE | 1410 | [13 empty] | FALSE | [5 empty] | HOMEAUGUSTXPS-1\aucon | 2021-01-17 11:56 | THOR\acont | 2024-10-08 16:47 | Cloned from Edwards SIGA2-PHCOS w/SIGA-SB BASE | [Edwards, Kidde] [SLC EST SENSORS] [*] [#4 TYPE ADDR ¦ SENSORS] KI-DDOS (C), SIGA2-COS w/SIGA-AB4G BASE, SIGA2-COS w/SIGA-AB4G-LF BASE, SIGA2-COS w/SIGA-AB4GT BASE, SIGA2-COS w/SIGA-IB BASE, SIGA2-COS w/SIGA-RB BASE, SIGA2-COS w/SIGA-SB BASE, SIGA2-HCOS [Edwards, Kidde] [SLC EST MODULES/SENSORS] 01 [*] [iO64] DS-HFS (C), DS-PS (C), FX-HD w/IB4U BASE, FX-HD w/RB4U BASE, FX-HD w/SB4U BASE, FX-HD w/SB4U-LF BASE, FX-HD wB4U BASE, FX-PD w/B4U BASE (C), FX-PD w/IB4U BASE (C), FX-PD w/SB4U BASE (C), FX-PD w/SB [Edwards, Kidde] [SLC EST MODULES SENSORS] [*] [#2 SHARED ADDR ¦ SENSORS] KI-DDOS (C), SIGA2-COS w/SIGA-AB4G BASE, SIGA2-COS w/SIGA-AB4G-LF BASE, SIGA2-COS w/SIGA-AB4GT BASE, SIGA2-COS w/SIGA-IB BASE, SIGA2-COS w/SIGA-RB BASE, SIGA2-COS w/SIGA-SB BASE, S [Edwards, Kidde] [SLC EST SENSORS] 01 [*] [EST3, iO1000] DS-HFS (C), DS-PS (C), FX-HD w/IB4U BASE, FX-HD w/RB4U BASE, FX-HD w/SB4U BASE, FX-HD w/SB4U-LF BASE, FX-HD wB4U BASE, FX-PD w/B4U BASE (C), FX-PD w/IB4U BASE (C), FX-PD w/SB4U BASE (C), FX-PD w/SB
7ed9a6e9-7fc3-4e48-9b85-883a2464cbef | NFPA 170 HEAT DETECTOR |  |  | North | Gamewell FCI |  | Heat Detector |  |  |  | Module | TRUE | XP95-T w/XP95-B6EZ | ++ | Analog Addressable Thermal Sensor w/6" Base | 1 | 0.0002 | 0.0045 |  |  |  |  | FALSE | TRUE | FLUSH |  | 4" SQ. DEEP | 3 "O" PLASTER RING | #FFFF0000 | FA-NFPA 170 HEAT DETECTOR | 1 | FALSE | FALSE | FALSE | 1408 | [13 empty] | FALSE | [5 empty] | DESKTOP-7EIEB7A\acont | 2022-10-07 06:58 | THOR\acont | 2024-09-08 17:27 | Cloned from Gamewell FCI ASD-PTL3 w/B300-6 | [Gamewell FCI] [SLC MODULES SENSORS] [*] [#2 SHARED ADDR ¦ SENSORS] ADPF (C), ASD-PL2F w/B200S-LF-WH (C), ASD-PL2F w/B210LP (C), ASD-PL2FR (C), ASD-PL3 w/B200S-LF-WH (C), ASD-PL3 w/B200SR-LF-WH (C), ASD-PL3 w/B200SR-WH (C), ASD-PL3 w/B224BI-WH (C), ASD-P [Gamewell FCI] [SLC APOLLO MODULES SENSORS] [*] [#1 SHARED ADDR ¦ ALL] MS95-DL, MS95-SL, PID-95, PID-95P, XP95-P w/XP95-B4 (C), XP95-P w/XP95-B6EZ (C), XP95-T w/XP95-B4 (C), XP95-T w/XP95-B6EZ (C) [Gamewell FCI] [SLC SENSORS] [*] [#4 TYPE ADDR ¦ SENSORS] ADPF (C), ASD-PL2F w/B200S-LF-WH (C), ASD-PL2F w/B210LP (C), ASD-PL2FR (C), ASD-PL3 w/B200S-LF-WH (C), ASD-PL3 w/B200SR-LF-WH (C), ASD-PL3 w/B200SR-WH (C), ASD-PL3 w/B224BI-WH (C), ASD-PL3 w/B224R
aa0d0508-dc34-4aa3-874e-883b5eb7ff14 | NFPA 170 SPEAKER WALL |  |  | North | Eaton Wheelock |  | Speaker |  |  |  | Module | TRUE | ELSPKW-AL | + | WALL SPEAKER, WHITE, ALERT | 1 | [6 empty] | TRUE | [5 empty] | #FF0070C0 | FA-NFPA 170 SPEAKER WALL | 1 | FALSE | FALSE | FALSE | 2020 | [19 empty] | DESKTOP-7EIEB7A\acont | 2021-04-29 08:02 | THOR\acont | 2024-09-08 17:27 | Cloned from Eaton Wheelock ELSPKW | [Concealite, Eaton Wheelock] [AUDIO 25v] [25V AUDIO] ELSPKR, ELSPKR-AL, ELSPKRC (C), ELSPKRC-AL (C), ELSPKRC-N (C), ELSPKR-N, ELSPKW, ELSPKW-AL, ELSPKWC (C), ELSPKWC-AL (C), ELSPKWC-N (C), ELSPKW-N, ELSPSTR, ELSPSTR-AL, ELSPSTRC (C), ELSPSTRC-AL (C), ELS [Concealite, Eaton Wheelock] [AUDIO 70.7v] [70V AUDIO] ELSPKR, ELSPKR-AL, ELSPKRC (C), ELSPKRC-AL (C), ELSPKRC-N (C), ELSPKR-N, ELSPKW, ELSPKW-AL, ELSPKWC (C), ELSPKWC-AL (C), ELSPKWC-N (C), ELSPKW-N, ELSPSTR, ELSPSTR-AL, ELSPSTRC (C), ELSPSTRC-AL (C), E
62a164ce-ead8-46ce-b7b6-883e03ac2353 | NFPA 170 ADDRESSABLE OUTPUT MODULE |  |  | North | NAPCO |  | Addressable Control/Relay |  |  |  | Module | TRUE | GEMC-BSLC-RLY | + | Addressable SLC Commercial 1 point output module | 1 | 0.019 | 0.019 | [10 empty] | #FFFF0000 | FA-NFPA 170 ADDRESSABLE OUTPUT MODULE | 1 | FALSE | FALSE | FALSE | 1100 | [19 empty] | DESKTOP-7SAL8M7\acont | 2020-01-21 11:59 | THOR\acont | 2024-09-08 17:27 |  | [NAPCO] [SLC NAPCO BURG] 01 [*] GEMC-BSLC-1PT, GEMC-BSLC-4PT, GEMC-BSLC-DT, GEMC-BSLC-PIR, GEMC-BSLC-RLY
e3bed8f3-42c1-488f-bcb3-883f31006efe | NFPA 170 ADDRESSABLE INPUT MONITOR MODULE |  |  | North | Farenhyt |  | Addressable Module |  |  |  | Module | TRUE | IDP-MONITOR | ++ | Monitor Module | 1 | 0.0004 | 0.0055 |  |  |  |  | FALSE | [5 empty] | #FFFF0000 | FA-NFPA 170 ADDRESSABLE INPUT MONITOR MODULE | 1 | FALSE | FALSE | FALSE | 1000 | [13 empty] | FALSE | [5 empty] | DESKTOP-7EIEB7A\acont | 2023-02-27 07:10 | THOR\acont | 2024-09-08 17:27 | Cloned from Silent Knight SK-MONITOR | [Farenhyt, Silent Knight] [SLC MODULES SENSORS] [*] [#1 SHARED ADDR ¦ MODULES] HFS-MM, Hood System/IDP-MINIMON, IDP-CONTROL, IDP-CONTROL-6, IDP-MINIMON, IDP-MON-10, IDP-MONITOR, IDP-MONITOR-2, IDP-PULL-DA, IDP-PULL-SA, IDP-RELAY, IDP-RELAY-6, IDP-RELAYMO [Farenhyt] [SLC IDP MODULES] [*] [#3 TYPE ADDR ¦ MODULES] CO1224TR w/ IDP-MINIMON, CO1224TR w/ IDP-MONITOR, Hood System/IDP-MINIMON, IDP-CONTROL, IDP-CONTROL-6, IDP-MINIMON, IDP-MON-10, IDP-MONITOR, IDP-MONITOR-2, IDP-PULL-DA, IDP-PULL-SA, IDP-RELAY, IDP | [Farenhyt, Silent Knight] IDP-MONITOR, SK-MONITOR
d7874d64-fee8-459c-82da-88403167c78b |  |  |  | North | Monaco Enterprises |  | Cards & Components |  |  |  | Card | TRUE | 404-094-00 MAIN BOARD |  |  | 1 | [6 empty] | TRUE | [5 empty] | #FFFFFFFF |  |  | FALSE | FALSE | FALSE | [20 empty] | AULAPTOP-PC\Aulaptop | 2019-04-20 08:28 | THOR\acont | 2024-10-09 10:48 |  |  | [Monaco Enterprises] 404-094-00 MAIN BOARD
4f2b34a9-470c-40ea-9826-8840a097b0a7 |  |  |  | North | Edwards |  | Hardware |  |  |  | Hardware | TRUE | 4-CAB24DL |  | Door Assembly for 3-CAB21 | 1 | [12 empty] | #FFFFFFFF |  |  | FALSE | FALSE | FALSE | [20 empty] | DESKTOP-7SAL8M7\acont | 2019-12-13 12:52 | THOR\acont | 2024-10-09 10:48
c93b1725-0d7f-4c0d-a71f-88450fe01165 |  |  |  | North | Siemens |  | Hardware |  |  |  | Hardware | TRUE | FHA2044-U1 | S54400-B167-A1 | Battery Fixing Bracket for EBA2001 Optional bracket used to secure 33 AH batteries in an FH2016 enclosure to meet seismic approval. | 1 | [6 empty] | FALSE | [5 empty] | #FFFFFFFF |  |  | FALSE | FALSE | FALSE | [20 empty] | AULAPTOP-PC\Aulaptop | 2019-04-21 03:27 | THOR\acont | 2024-10-09 10:48 | Cloned from Siemens New Part CLONED CLONED
ac817aef-bee5-4e2e-a57d-884a8aa6bcfd | NFPA 170 SMOKE DETECTOR |  |  | North | Fike |  | Smoke Detector |  |  |  | Module | TRUE | 63-1062 |  | Duct Sensor Isolator Version | 1 | [6 empty] | FALSE | TRUE |  |  |  |  | #FFFF0000 | FA-NFPA 170 SMOKE DETECTOR | 1 | FALSE | FALSE | FALSE | 1408 | [13 empty] | FALSE | [7 empty] | THOR\acont | 2024-09-08 17:27 | 20191121 AC Detector without base | [Fike] [AUX POWER] 20-1063, 20-1064, 20-1343, 55-019/020 (C), 55-021 (C), 55-023 (C), 55-043, 55-047, 55-048, 55-050, 55-055, 55-056, 55-060, 55-061, 60-1028 (C), 60-1039 (C), 60-1040 (C), 63-028/029 (C), 63-1021 (C), 63-1052 (C), 63-1053 (C), 63-1056 (C [Fike] [SLC FIKE] [*] [#1 SHARED ADDR ¦ ALL] 20-1063, 20-1064, 20-1343, 55-019/020 (C), 55-021 (C), 55-023 (C), 55-041, 55-042, 55-043, 55-045, 55-046, 55-047, 55-048, 55-050, 55-052, 55-055, 55-056, 55-060, 55-061, 60-1028 (C), 60-1039 (C), 60-1040 (C),
f2e968b4-e378-4051-b3fc-885904e88a57 | NFPA 170 FIRE ALARM COMMUNICATOR |  |  | North | Bosch |  | Communicator |  |  |  | Module | TRUE | B465 | + | Universal Dual Path Communicator | 1 | 0.12 | 0.16 | [10 empty] | #FFFF0000 | FA-NFPA 170 FIRE ALARM COMMUNICATOR | 1 | FALSE | FALSE | FALSE | [20 empty] | DESKTOP-7EIEB7A\acont | 2021-08-13 06:25 | THOR\acont | 2024-09-08 17:27 |  | [Bosch, Siemens] [AUX POWER] B465, CPYEC-2-24, CPY-HLI, CPY-MTS, FSD901 Main Board, FSD901-R3 Main Board, FSD901-U3 Main Board, SSD, SSD-C, SSD-C-INT, SSD-C-REM, SSD-INT, SSD-LOC [Bosch] [DACT] [#1 DACT] B465 [Bosch] [DACT] [#2 DACT] B465 [Bosch, Siemens] [AUX POWER] [*] B465, CPYEC-2-24, CPY-HLI, CPY-MTS, FSD901, FSD901-R3, FSD901-U3, SSD, SSD-C, SSD-C-INT, SSD-C-REM, SSD-INT, SSD-LOC | [Bosch] B465
7f686724-6da2-46e8-ab28-885bac553749 |  |  |  | North | Edwards |  | Cards & Components |  |  |  | Card | TRUE | QS4-CPU-2-SP |  | CPU/Display with 2 Annunciator Option Space, Spanish | 1 | 0.199 | 0.235 |  |  |  |  | TRUE | [5 empty] | #FFFFFFFF |  |  | FALSE | FALSE | FALSE | [14 empty] | FALSE | [7 empty] | THOR\acont | 2024-10-09 10:48
4e097119-2987-4589-aab1-885c18dfb92c |  |  |  | North | Simplex |  | Cards & Components |  |  |  | Card | TRUE | 4100-5015 |  | 8 Zone Initiating Device Circuits Class A | 1 | 0.075 | 0.195 |  |  |  |  | TRUE | [5 empty] | #FFFFFFFF |  |  | FALSE | FALSE | FALSE | [20 empty] | THOR\acont | 2024-11-01 16:08 |  |  | Cloned from Autocall A100-5015
8a707a60-460a-49b9-8e26-8860019e7abf | NFPA 170 ABORT SWITCH |  |  | North | Siemens |  | Switch |  |  |  | Module | TRUE | AW-1 | 500-822500BG++ | Abort Station Momentary Contact, Single Pole N.C. | 1 | [12 empty] | #FFFF0000 | FA-NFPA 170 ABORT SWITCH | 1 | FALSE | FALSE | FALSE | [20 empty] | DESKTOP-7SAL8M7\acont | 2019-08-13 09:04 | THOR\acont | 2024-09-08 17:27 |  | [Siemens] [IDC] 01 AW-1, CPYEC-2-24, CPY-MRS, CPY-MTS, MH-501, MSM-EXP, MSM-GR, MSM-INST, MSM-K, MSM-K-15, MSM-KD, MSM-KD-30, MSM-KD-WP, MSM-K-WP, SXL-EX Main Board, SZE-4X, XMH-501
4c58d7ef-d111-49c0-909a-886ab3da2f10 |  |  |  | North | Edwards |  | Hardware |  |  |  | Hardware | TRUE | 3-CAB24DR-E |  | Red Door Assembly for 3-CAB14, EN-54 | 1 | [12 empty] | #FFFFFFFF |  |  | FALSE | FALSE | FALSE | [20 empty] | DESKTOP-7SAL8M7\acont | 2019-12-13 12:52 | THOR\acont | 2024-10-09 10:48
787ae127-7609-47a6-9584-886b408c0a45 | NFPA 170 SPEAKER STROBE |  |  | North | Siemens |  | Speaker/Strobe |  |  |  | Module | TRUE | SLSPSWR-NA | S54329-F44-A1 | SLSPSWR-NA SPK/ST,WALL,RED,NO-TXT,AMBER | 1 | [12 empty] | #FF0070C0 | FA-NFPA 170 SPEAKER STROBE | 1 | FALSE | FALSE | FALSE | 2019 | [19 empty] | DESKTOP-7SAL8M7\acont | 2019-08-13 09:04 | THOR\acont | 2024-09-08 17:27 |  | [Siemens] [NAC] [16 VDC] SLSPSWR-AL, SLSPSWR-ALA, SLSPSWR-F, SLSPSWR-M, SLSPSWR-N, SLSPSWR-NA, SLSPSWW-AL, SLSPSWW-ALA, SLSPSWW-F, SLSPSWW-M, SLSPSWW-N, SLSPSWW-NA, SLSWR-A, SLSWR-AL, SLSWR-ALA, SLSWR-F, SLSWR-FB, SLSWR-N, SLSWR-NA, SLSWW-AL, SLSWW-ALA, [Siemens] [AUDIO 25v] [25V AUDIO] SL2SPSCW-F (C), SLSPCR-A (C), SLSPCR-AL (C), SLSPCR-F (C), SLSPCR-N (C), SLSPCW-A (C), SLSPCW-AL (C), SLSPCW-F (C), SLSPCW-N (C), SLSPSCR-A (C), SLSPSCR-AL (C), SLSPSCR-ALA (C), SLSPSCR-F (C), SLSPSCR-N (C), SLSPSCR-NA ( [Siemens] [AUDIO 70.7v] [70V AUDIO] SL2SPSCW-F (C), SLSPCR-A (C), SLSPCR-AL (C), SLSPCR-F (C), SLSPCR-N (C), SLSPCW-A (C), SLSPCW-AL (C), SLSPCW-F (C), SLSPCW-N (C), SLSPSCR-A (C), SLSPSCR-AL (C), SLSPSCR-ALA (C), SLSPSCR-F (C), SLSPSCR-N (C), SLSPSCR-NA [Siemens] [NAC] [24 VDC] SLSPSWR-AL, SLSPSWR-ALA, SLSPSWR-F, SLSPSWR-M, SLSPSWR-N, SLSPSWR-NA, SLSPSWW-AL, SLSPSWW-ALA, SLSPSWW-F, SLSPSWW-M, SLSPSWW-N, SLSPSWW-NA, SLSWR-A, SLSWR-AL, SLSWR-ALA, SLSWR-F, SLSWR-FB, SLSWR-N, SLSWR-NA, SLSWW-AL, SLSWW-ALA,
e93eaec8-d7e8-4379-ba68-886de7ca4443 | NFPA 170 SMOKE DETECTOR |  |  | North | Simplex |  | Smoke Detector |  |  |  | Module | TRUE | 2098-9201 | ++ | Photoelectric Detector | 1 | 0.04 | 0.086 |  |  |  |  | FALSE | TRUE |  |  |  |  | #FFFF0000 | FA-NFPA 170 SMOKE DETECTOR | 1 | FALSE | FALSE | FALSE | 1408 | [13 empty] | FALSE |  |  | SBP |  |  | DESKTOP-7EIEB7A\acont | 2023-03-07 06:28 | THOR\acont | 2024-09-08 17:27 | Cloned from Simplex 4098-9019 (Prism) | [Autocall, Simplex] [IDC] 01 2098-9201 (C), 2098-9202 (C), 2098-9203 (C), 2098-9208 (C), 2098-9576 (C), 2099-9101 (C), 2099-9102 (C), 2099-9103 (C), 2099-9104 (C), 2099-9105 (C), 2099-9107 (C), 2099-9108 (C), 2099-9754 (C), 2099-9755 (C), 2099-9756 (C),
8c9d9226-be42-493a-bd91-88724f7ac5f9 | NFPA 170 HORN STROBE CEILING |  |  | North | Eaton Wheelock |  | Horn/Strobe |  |  |  | Module | TRUE | ZNS-24MCC-FR |  | Horn/Strobe, Ceiling mount 24 VDC, red with easy snap base | 1 | 0 | 0.082 |  |  |  |  | FALSE | TRUE |  |  |  |  | #FF0070C0 | FA-NFPA 170 HORN STROBE CEILING | 1 | FALSE | FALSE | FALSE | 2013 | [13 empty] | FALSE |  |  | C |  |  |  |  | THOR\acont | 2024-09-08 17:27 |  | [Eaton Wheelock] [NAC] ZNS-24MCC-FR (C), ZNS-24MCC-FW (C)
6d1f349c-705b-497a-84ca-887269393ebb | NFPA 170 ADDRESSABLE INPUT MONITOR MODULE |  |  | North | Harrington |  | Addressable Module |  |  |  | Module | TRUE | IS815 |  | Mini Priority Monitor Module | 1 | 0.00085 | 0.006 |  |  |  |  | FALSE | [5 empty] | #FFFF0000 | FA-NFPA 170 ADDRESSABLE INPUT MONITOR MODULE | 1 | FALSE | FALSE | FALSE | 1000 | [13 empty] | FALSE | [7 empty] | THOR\acont | 2024-09-08 17:27 |  | [Harrington] [SLC ISPY] 03 [*] IS812, IS813, IS815
07b6aac0-3d93-483a-bc94-8873ea1107f7 | NFPA 170 FIRE ALARM CONTROL UNIT | RISER FACP |  | North | DMP |  | Fire Alarm Control Unit |  |  |  | Assembly | TRUE | XF6-100 | ++ | Fire Control Panel 6 onboard zones plus 1-LX Bus for 100 zone expansion | 1 | [6 empty] | FALSE | FALSE |  |  |  |  | #FFFF0000 | FA-NFPA 170 FIRE ALARM CONTROL UNIT | 1 | FALSE | FALSE | FALSE | 202 | [8 empty] | 7,12,18 |  |  |  |  | TRUE | [5 empty] | THOR\acont | 2023-11-28 14:28 | THOR\acont | 2024-09-08 17:27 | Cloned from DMP XR550
3e6457d8-aa10-4a81-a8d9-8874728e4b98 | NFPA 170 HORN STROBE |  |  | North | System Sensor |  | Horn/Strobe |  |  |  | Module | TRUE | P2GWKLED-B | ++ | 2-Wire, Compact Horn Strobe, Wall, White, Bilingual, Outdoor | 1 | [6 empty] | FALSE | FALSE |  |  |  |  | #FF0070C0 | FA-NFPA 170 HORN STROBE | 1 | FALSE | FALSE | FALSE | 2012 |  |  | 7125-1653:0188 | [10 empty] | FALSE |  |  | WP |  |  | DESKTOP-QGO6JOK\acont | 2024-07-15 13:29 | THOR\acont | 2024-09-08 17:27 | Cloned from System Sensor P2GRKLED CLONED CLONED CLONED CLONED | [System Sensor] [NAC] [16-33VDC, TEMPORAL LOW] P2GRKLED, P2GRKLED-B, P2GRKLED-P, P2GWKLED, P2GWKLED-B, P2GWKLED-P [System Sensor] [NAC] [16-33VDC, TEMPORAL HIGH] P2GRKLED, P2GRKLED-B, P2GRKLED-P, P2GWKLED, P2GWKLED-B, P2GWKLED-P
7f1cf720-65c5-4183-8c7a-887bb3983793 | NFPA 170 SPEAKER STROBE CEILING |  |  | North | Potter |  | Speaker/Strobe |  |  |  | Module | TRUE | PE-SPSTRC | ++ | Speaker/Strobe, Ceiling, Red | 1 | 0 | 0.043 |  |  |  |  | FALSE | TRUE |  |  |  |  | #FF0070C0 | FA-NFPA 170 SPEAKER STROBE CEILING | 1 | FALSE | FALSE | FALSE | 2023 | [13 empty] | FALSE |  |  | C |  |  | THOR\acont | 2024-03-01 09:28 | THOR\acont | 2024-09-08 17:27 | Cloned from Potter PE-STRC | [Potter] [NAC] [VDC] PE-SPSTRC (C), PE-SPSTWC (C), PE-STRC (C), PE-STWC (C) [Potter] [AUDIO 70.7v] [70V AUDIO] PE-SPKR, PE-SPKW, PE-SPKWC (C), PE-SPSTR, PE-SPSTRC (C), PE-SPSTWC (C) [Potter] [AUDIO 25v] [25V AUDIO] PE-SPKR, PE-SPKW, PE-SPKWC (C), PE-SPSTR, PE-SPSTRC (C), PE-SPSTWC (C)
1396e1fb-d9cf-4db0-a323-887e937d05c0 | NFPA 170 HORN STROBE CEILING |  |  | North | Potter |  | Horn/Strobe |  |  |  | Module | TRUE | CHS-24R |  | Horn Strobe, Ceiling, Red | 1 | 0 | 0.344 |  |  |  |  | FALSE | TRUE |  |  |  |  | #FF0070C0 | FA-NFPA 170 HORN STROBE CEILING | 1 | FALSE | FALSE | FALSE | 2013 |  |  | 7135-0328:0210 | [10 empty] | FALSE |  |  | C |  |  |  |  | THOR\acont | 2024-09-08 17:27 |  | [Potter] [NAC] [UL MAX, HIGH DB] CHS-24PR (C), CHS-24PW (C), CHS-24R (C), CHS-24W (C) [Potter] [NAC] [24 VDC, HIGH DB] CHS-24PR (C), CHS-24PW (C), CHS-24R (C), CHS-24W (C)
91b9e432-40cb-4bb2-b390-888fa50512e0 | NFPA 170 BELL |  |  | North | Edwards |  | Bell |  |  |  | Module | TRUE | 439DEX-8AW |  | 8" Explosionproof Bell, 24Vdc, Class I, II, & III | 1 | [6 empty] | FALSE | [5 empty] | #FFFF0000 | FA-NFPA 170 BELL | 1 | FALSE | FALSE | FALSE | 2000 | [13 empty] | FALSE | [7 empty] | THOR\acont | 2024-09-08 17:27 |  | [Edwards, Kidde] [NAC] [VDC] 439D-10AW, 439D-10AWC, 439D-10AW-R, 439D-6AW, 439D-6AWC, 439D-6AW-R, 439D-8AW, 439D-8AW-R, 439DEX-10AW, 439DEX-6AW, 439DEX-8AW
032cd035-4c1b-41be-bfb5-8892d40b9e7d |  |  |  | North | MIRCOM | [5 empty] | Card | TRUE | PS-2040 CARD |  | CARD FOR PS-2040 ASSEMBLY | [7 empty] | TRUE | [5 empty] | #FFFFFFFF |  |  | FALSE | FALSE | [15 empty] | FALSE | [7 empty] | DESKTOP-7EIEB7A\acont | 2023-03-31 12:04
e6860d5b-a338-4c5b-ba6c-88941ef4338d |  |  |  | North | System Sensor |  | Cards & Components |  |  |  | Card | TRUE | B200SR | ++ | Intelligent Sounder Base | 1 | 0.0003 | 0.035 |  |  |  |  | TRUE | FALSE |  |  |  |  | #FFFFFFFF |  |  | FALSE | FALSE | FALSE | [14 empty] | FALSE | [5 empty] | DESKTOP-7EIEB7A\acont | 2023-05-03 09:03 | THOR\acont | 2024-10-09 10:48 | Cloned from System Sensor B200S | [Notifier, System Sensor] [AUX POWER] 2251-COPTIR w/B200S-WH (C), B200S, B200SR, B200S-WH, B210LP, FCO-851 w/B200S (C), FCO-951 w/B200S-WH (C), FCP-951 w/B200S-WH, FPC-951 w/B200S-IV (C), FPC-951 w/B200S-WH (C), FPTI-951 w/B200S-IV (C), FPTI-951 w/B200S-
b9e185ec-4d39-416a-a5e3-889c79e688b5 |  |  |  | North | Bosch | [5 empty] | Module | TRUE | FMM--325A | * | ANALOG MANUAL PULL STATION REPL | 1 | [12 empty] | #FFFFFFFF |  |  | FALSE | FALSE | FALSE | [20 empty] | DESKTOP-7EIEB7A\acont | 2021-08-13 06:25 | THOR\acont | 2024-10-09 10:48
81034ebe-80ff-4850-af96-889da7b36523 |  |  |  | North | Bosch | [5 empty] | Module | TRUE | DDN-2516-112D00 | * | Divar Network 2000 Recorder 16 Ch, 1X2Tb Hdd, Dvd | 1 | [12 empty] | #FFFFFFFF |  |  | FALSE | FALSE | FALSE | [20 empty] | DESKTOP-7EIEB7A\acont | 2021-08-13 06:25 | THOR\acont | 2024-10-09 10:48
b70fd18f-ecff-4abf-aa87-88a836b9c667 | NFPA 170 SPEAKER STROBE |  |  | North | Potter |  | Speaker/Strobe |  |  |  | Module | TRUE | WCSPKSTR-24BW |  | Weatherproof Plain Blue Speaker/Strobe, Wall, White | 1 | 0 | 0.28 |  |  |  |  | FALSE | [5 empty] | #FF0070C0 | FA-NFPA 170 SPEAKER STROBE | 1 | FALSE | FALSE | FALSE | 2019 |  |  | 7320-0328:0206 | [10 empty] | FALSE | [7 empty] | THOR\acont | 2024-09-08 17:27 |  | [Gentex, Hochiki, Potter] [AUDIO 25v] [25V AUDIO] CSPKSTR-24AR (C), CSPKSTR-24AW (C), CSPKSTR-24BR (C), CSPKSTR-24BW (C), CSPKSTR-24GR (C), CSPKSTR-24GW (C), CSPKSTR-24RR (C), CSPKSTR-24RW (C), FASPKR-R (C), FASPKR-W (C), FASPKR-WR, FASPKR-WW, FASPK-WPR, [Potter] [NAC] [UL MAX] CSPKSTR-24BR (C), CSPKSTR-24BW (C), WCSPKSTR-24BR, WCSPKSTR-24BW [Gentex, Hochiki, Potter] [AUDIO 70.7v] [70V AUDIO] CSPKSTR-24AR (C), CSPKSTR-24AW (C), CSPKSTR-24BR (C), CSPKSTR-24BW (C), CSPKSTR-24GR (C), CSPKSTR-24GW (C), CSPKSTR-24RR (C), CSPKSTR-24RW (C), FASPKR-R (C), FASPKR-W (C), FASPKR-WR, FASPKR-WW, FASPK-WP
698fdb6b-9e84-4df5-9133-88a9224e7cae |  |  |  | North | Autocall |  | Cards & Components |  |  |  | Card | TRUE | A010-9421 Main Board | ++ | CPU Assembly | 1 | 0.391 | 0.545 | 8 |  |  |  | TRUE | [5 empty] | #FFFFFFFF |  |  | FALSE | FALSE | FALSE | [20 empty] | DESKTOP-7EIEB7A\acont | 2023-03-29 11:44 | THOR\acont | 2024-10-09 10:48 | Cloned from Autocall A010-9421 Main Board - obsolete |  | [Autocall] A010-9421 Main Board, OBSOLETE
3f8216e5-d1c3-4297-af78-88acba8df76e | NFPA 170 HORN |  |  | North | MIRCOM |  | Horn |  |  |  | Module | TRUE | FH-400-LF-RR | ++ | Red Wall/Ceiling Mount Low Frequency Sounder | 1 | 0 | 0.047 |  |  |  |  | FALSE | [5 empty] | #FF0070C0 | FA-NFPA 170 HORN | 1 | FALSE | FALSE | FALSE | 2010 | [13 empty] | FALSE |  |  | LF |  |  | THOR\acont | 2024-10-29 14:44 | THOR\acont | 2024-10-29 14:44 | Cloned from System Sensor HRL-LF | [MIRCOM] [NAC] [24 VFWR, TEMPORAL, HIGH] FH-400-LF-RR, FH-400-LF-WW [MIRCOM] [NAC] [24 VDC, TEMPORAL, NORMAL] FH-400-LF-RR, FH-400-LF-WW [MIRCOM] [NAC] [24 VDC, TEMPORAL, HIGH] FH-400-LF-RR, FH-400-LF-WW [MIRCOM] [NAC] [24 VFWR, TEMPORAL, HIGH] FH-400-LF-RR, FH-400-LF-WW
959ec424-d1ae-4331-8337-88bec636d3ba |  |  |  | North | Siemens |  | Cards & Components |  |  |  | Card | TRUE | FC2025 MAIN BOARD |  | CARD, FIRE ALARM PANEL MAIN BOARD COMPONENT | 1 | [6 empty] | TRUE | [5 empty] | #FFFFFFFF |  |  | FALSE | FALSE | FALSE | [22 empty] | THOR\acont | 2024-10-09 10:48
eaa47d0b-3769-4103-a0a1-88c07b808806 | NFPA 170 NOTIFICATION CIRCUIT EXTENDER PANEL | RISER NAC |  | North | Notifier |  | Notification Circuit Extender Panel |  |  |  | Assembly | TRUE | PSE-10R | 2204156 | Remote Booster Power Supply, 7 Circuits, 10A, Red - Configuration 2204156 | 1 | [6 empty] | FALSE | FALSE | SURFACE |  | PROVIDED | N/A | #FFFF0000 | FA-NFPA 170 NOTIFICATION CIRCUIT EXTENDER PANEL | 1 | FALSE | FALSE | FALSE | 212 |  |  | 7315-0028:0225 | [5 empty] | 7,12,18 |  |  | 10 |  | TRUE | [5 empty] | DESKTOP-7EIEB7A\acont | 2022-04-15 18:10 | THOR\acont | 2024-09-08 17:27 | Cloned from Notifier PSE-10
90509bd8-95e8-4bab-8643-88c491c15a97 | NFPA 170 HORN |  |  | North | Kidde |  | Horn |  |  |  | Module | TRUE | WGARA | ++ | Outdoor rated horn, red, alert | 1 | [6 empty] | FALSE | [5 empty] | #FF0070C0 | FA-NFPA 170 HORN | 1 | FALSE | FALSE | FALSE | 2010 | [13 empty] | FALSE |  |  | WP |  |  | THOR\acont | 2024-12-19 13:51 | THOR\acont | 2024-12-19 13:57 | Cloned from Edwards WGARA | [Edwards, Kidde] [NAC] [VDC, TEMPORAL] WGARA, WGARF, WGARF-FR, WGARF-SP, WGARN, WGAWA, WGAWF, WGAWF-FR, WGAWF-SP, WGAWN
86a62df7-21c1-4eda-ae46-88d6242b4518 | CADGEN ELECTRIC STRIKE |  |  | North | Von Duprin | Security/Access Control | Electric Strike |  |  |  | Module | TRUE | 6212 | ++ | 6200 Series - Strikes for mortise or cylindrical devices | 1 | 0.06 | 0.06 |  |  | 12 |  | TRUE | [5 empty] | #FFFF0000 | FA-CADGEN ELECTRIC STRIKE | 1 | FALSE | FALSE | FALSE | [17 empty] | R1 |  |  | DESKTOP-7EIEB7A\acont | 2023-01-27 07:11 | THOR\acont | 2024-09-08 17:27 | Cloned from Von Duprin 6212WF CLONED CLONED | [Alarm Controls, ALARM CONTROLS CORPORATION, ASSA ABLOY, Generic, HES, RCI, Von Duprin] [ACCESS CONTROL OUTPUT] [*] 1200L, 1200LB, 1200S, 1500, 1600, 4200, 5100, 600D, 600L, 600S, 6210, 6211, 6211AL, 6211WF, 6212, 6212WF, 6213, 6214, 6215, 6216, 6221, 62
32be43b9-5bb8-4f1e-9aca-88dcc67f360f |  |  |  | North | MIRCOM |  | Hardware |  |  |  | Hardware | TRUE | BB-400R | ++ | Surface Mount Back Box, Red | 1 | [6 empty] | FALSE | [5 empty] | #FFFFFFFF |  |  | FALSE | FALSE | FALSE | [14 empty] | FALSE | [5 empty] | THOR\acont | 2023-11-28 13:51 | THOR\acont | 2024-10-09 10:48 | Cloned from MIRCOM BB-1001XTR
df82f664-1374-4858-9992-88e2cc71c277 |  |  |  | North | Siemens |  | Hardware |  |  |  | Hardware | TRUE | FHB2002-U1 | S54400-B48-A1 | Back box (2HU, black) | 1 | [6 empty] | FALSE | [5 empty] | #FFFFFFFF |  |  | FALSE | FALSE | FALSE | [14 empty] | FALSE | [7 empty] | THOR\acont | 2024-10-09 10:48
e9b63473-6830-4c8b-bd6d-88e37a96d7e7 | NFPA 170 STROBE WALL |  |  | North | e2S |  | Strobe |  |  |  | Module | TRUE | D2xB1LD3 |  | Hazardous Location Synchronized LED Light, Surface Mount, Red | 1 | 0 | 0.38 |  |  |  |  | FALSE | [5 empty] | #FF0070C0 | FA-NFPA 170 STROBE WALL | 1 | FALSE | FALSE | FALSE | 2023 | [13 empty] | FALSE |  |  | HZ |  |  | DESKTOP-7EIEB7A\acont | 2021-03-08 09:54 | THOR\acont | 2024-09-08 17:27 | Cloned from Federal Signal 191XL-S024R | [e2S] [NAC] [UL1971 24 VDC 1.5HZ] D2xB1LD3, D2xB1LD3DC024MN0H1R/C [e2S] [NAC] [UL1971 24 VDC 2HZ] D2xB1LD3, D2xB1LD3DC024MN0H1R/C [e2S] [NAC] [UL1971 24 VDC 1.3HZ] D2xB1LD3, D2xB1LD3DC024MN0H1R/C [e2S] [NAC] [UL1638 24 VDC 1.3HZ] D2xB1LD3, D2xB1LD3DC024MN0H1R/C [e2S] [NAC] [UL1638 24 VDC 2HZ] D2xB1LD3, D2xB1LD3DC024MN0H1R/C [e2S] [NAC] [UL1638 24 VDC 1HZ] D2xB1LD3, D2xB1LD3DC024MN0H1R/C [e2S] [NAC] [UL1971 24 VDC 1HZ] D2xB1LD3, D2xB1LD3DC024MN0H1R/C [e2S] [NAC] [UL1638 24 VDC 1.5HZ] D2xB1LD3, D2xB1LD3DC024MN0H1R/C
25f5a9d3-8a82-48ad-90bf-88e4cb43fb73 |  |  |  | North | Edwards |  | Cards & Components |  |  |  | Card | TRUE | MN-TK10 |  | Terminal block with duplicate terminals for multiple wire landing | 1 | [6 empty] | TRUE | [5 empty] | #FFFFFFFF |  |  | FALSE | FALSE | FALSE | [14 empty] | FALSE | [7 empty] | THOR\acont | 2024-10-09 10:48
233aed70-db3c-43fe-bef1-88e51b6c70eb | NFPA 170 SMOKE HEAT DETECTOR |  |  | North | Honeywell |  | Smoke/Heat Detector |  |  |  | Module | TRUE | 5192SDT |  |  | 1 | [6 empty] | FALSE | TRUE |  |  |  |  | #FFFF0000 | FA-NFPA 170 SMOKE HEAT DETECTOR | 1 | FALSE | FALSE | FALSE | 1411 | [13 empty] | FALSE | [5 empty] | AULAPTOP-PC\Aulaptop | 2018-09-03 05:46 | THOR\acont | 2024-09-08 17:27 | 20191121 AC Detector without base
23d6b604-5479-4960-a2cb-88e8092e80ae |  |  |  | North | Monaco Enterprises | [5 empty] | Assembly | TRUE | 194-810-24 |  | Four port RS-232 to RS-485 multiplexer kit with surge suppression and mounting accessories for use with 710-054-01 | 1 | [12 empty] | #FFFFFFFF |  |  | FALSE | FALSE | FALSE | [20 empty] | AULAPTOP-PC\Aulaptop | 2019-04-20 04:32 | THOR\acont | 2024-10-09 10:48 |  | [Monaco Enterprises] [AUX POWER] [*] 194-810-24, 710-054-01, 710-075-01 [Monaco Enterprises] [RS-485] [DATA] 176-286-02, 176-286-03, 194-810-24, 710-054-01, 710-072-01, 710-072-02, 710-072-51, 710-072-52 | [Monaco Enterprises] 194-810-24
81adc22e-a0d5-447a-acc3-88ecc055e809 |  |  |  | North | Edwards |  | Cards & Components |  |  |  | Card | TRUE | RLED-CR Mainboard |  | Mainboard for RLED-CR assembly | 1 | 0.028 | 0.062 |  |  |  |  | TRUE | [5 empty] | #FFFFFFFF |  |  | FALSE | FALSE | FALSE | [14 empty] | FALSE | [7 empty] | THOR\acont | 2024-10-09 10:48 |  | [Edwards, Kidde] [RS-485] GCI (C), GCIX (C), K-RLCD-C, K-RLCD-CR, K-RLCD-R, RLCD, RLCD-C, RLCD-CF, RLCD-C-PG, RLCD-CR, RLCD-C-SP, RLCD-F, RLCD-PG, RLCD-SP, RLED24 Mainboard, RLED24R Mainboard, RLED-C Mainboard, RLED-CF Mainboard, RLED-CR Mainboard [Edwards] [AUX POWER] RLED-C Mainboard, RLED-CF Mainboard, RLED-CR Mainboard
5c7932b9-fe6b-4368-a5cf-88f7e006d98e | NFPA 170 SPEAKER WALL |  |  | North | Gentex |  | Speaker |  |  |  | Module | TRUE | SPKE8 |  | Speaker, 8" Round, 1/8 to 4 watts | 1 | [6 empty] | FALSE | FALSE |  |  |  |  | #FF0070C0 | FA-NFPA 170 SPEAKER WALL | 1 | FALSE | FALSE | FALSE | 2021 | [13 empty] | FALSE | [7 empty] | THOR\acont | 2024-09-08 17:27 |  | [Gentex, Hochiki, Potter] [AUDIO 25v] [25V AUDIO] CSPKSTR-24AR (C), CSPKSTR-24AW (C), CSPKSTR-24BR (C), CSPKSTR-24BW (C), CSPKSTR-24GR (C), CSPKSTR-24GW (C), CSPKSTR-24RR (C), CSPKSTR-24RW (C), FASPKR-R (C), FASPKR-W (C), FASPKR-WR, FASPKR-WW, FASPK-WPR, [Gentex, Hochiki, Potter] [AUDIO 70.7v] [70V AUDIO] CSPKSTR-24AR (C), CSPKSTR-24AW (C), CSPKSTR-24BR (C), CSPKSTR-24BW (C), CSPKSTR-24GR (C), CSPKSTR-24GW (C), CSPKSTR-24RR (C), CSPKSTR-24RW (C), FASPKR-R (C), FASPKR-W (C), FASPKR-WR, FASPKR-WW, FASPK-WP
640ee8d0-c4a6-47a7-ae4a-8909d93d39f9 | NFPA 170 SPEAKER STROBE CEILING |  |  | North | Siemens |  | Speaker/Strobe |  |  |  | Module | TRUE | SEFH-HMC-CW-ALERT | S54329-A34-A1 | SPK-ST,CLG,ALR,W | 1 | [7 empty] | TRUE |  |  |  |  | #FF0070C0 | FA-NFPA 170 SPEAKER STROBE CEILING | 1 | FALSE | FALSE | FALSE | 2020 | [16 empty] | C |  |  | DESKTOP-7SAL8M7\acont | 2019-08-13 09:04 | THOR\acont | 2024-09-08 17:27 |  | [Siemens] [NAC] [VDC] SEFH-AHMC-CW-ALERT (C), SEFH-HMC-CR (C), SEFH-HMC-CR-ALERT (C), SEFH-HMC-CW (C), SEFH-HMC-CW-ALERT (C), SEH-HMC-CR (C), SEH-HMC-CR-B (C), SEH-HMC-CW (C), SEH-HMC-CW-B (C) [Siemens] [AUDIO 70.7v] [70V AUDIO] SEFH-AHMC-CW-ALERT (C), SEFH-AMC-CW-ALERT (C), SEFH-AMC-W-ALERT, SEFH-CR (C), SEFH-CW (C), SEFH-HMC-CR (C), SEFH-HMC-CR-ALERT (C), SEFH-HMC-CW (C), SEFH-HMC-CW-ALERT (C), SEFH-HMC-R, SEFH-HMC-W, SEFH-MC-CR (C), SEFH-MC [Siemens] [AUDIO 25v] [25V AUDIO] SEFH-AHMC-CW-ALERT (C), SEFH-AMC-CW-ALERT (C), SEFH-AMC-W-ALERT, SEFH-CR (C), SEFH-CW (C), SEFH-HMC-CR (C), SEFH-HMC-CR-ALERT (C), SEFH-HMC-CW (C), SEFH-HMC-CW-ALERT (C), SEFH-HMC-R, SEFH-HMC-W, SEFH-MC-CR (C), SEFH-MC-C
e13bae60-1900-4ea9-b5d7-890a470bb6a4 | NFPA 170 REMOTE TEST SWITCH |  |  | North | Edwards |  | REMOTE TEST SWITCH |  |  |  | Module | TRUE | SIGA-DTS |  | Duct Smoke Detector Test Station | 1 | 0.00025 | 0.0004 |  |  |  |  | FALSE | [5 empty] | #FFFF0000 | FA-NFPA 170 REMOTE TEST SWITCH | 1 | FALSE | FALSE | FALSE | 914 | [13 empty] | FALSE |  |  | DTS |  |  |  |  | THOR\acont | 2024-09-08 17:27 |  | [Edwards, Kidde] [RTS] C-DTS, EC-LLT, SD-TRK, SD-TRK4, SD-TRM, SD-TRM4, SIGA-DTS
6818f01b-5f43-45b9-aee9-890b5658ada0 |  |  |  | North | Edwards |  | Cards & Components |  |  |  | Card | TRUE | FSP302RD Mainboard |  | Mainboard for FSP302RD assembly | 1 | 0.161 | 0.287 |  |  |  |  | TRUE | [5 empty] | #FFFFFFFF |  |  | FALSE | FALSE | FALSE | [14 empty] | FALSE | [7 empty] | THOR\acont | 2024-10-09 10:48 |  | [Edwards, Kidde, Macurco] [IDC] [#3 SUPERVISORY] 2IDC, 76-600000-001 Main Board, 76-800xxx-xxx Main Board, 77-600000-901 Main Board, 84-732001-901 Main Board, DVP-120 Mainboard, EST1-2Z Mainboard, FSP1004G Mainboard, FSP1004G-2 Mainboard, FSP1004GD Mainb [Edwards, Kidde, Macurco] [IDC] [#2 TROUBLE] 2IDC, 76-600000-001 Main Board, 76-800xxx-xxx Main Board, 77-600000-901 Main Board, 84-732001-901 Main Board, DVP-120 Mainboard, EST1-2Z Mainboard, FSP1004G Mainboard, FSP1004G-2 Mainboard, FSP1004GD Mainboard [Edwards, Kidde, Macurco] [IDC] [#1 ALARM] 2IDC, 76-600000-001 Main Board, 76-800xxx-xxx Main Board, 77-600000-901 Main Board, 84-732001-901 Main Board, DVP-120 Mainboard, EST1-2Z Mainboard, FSP1004G Mainboard, FSP1004G-2 Mainboard, FSP1004GD Mainboard, [Edwards, Kidde] [VAC ] 2IDC, 76-600000-001 Main Board, 76-800xxx-xxx Main Board, 77-600000-901 Main Board, 84-732001-901 Main Board, APS10A Mainboard, APS6A Mainboard, BPS10A Mainboard, BPS10A/230 Mainboard, BPS6A Mainboard, BPS6A/230 Mainboard, EST1-2Z | [Edwards, Kidde] FSP1004GD Mainboard, FSP1004RD Mainboard, FSP302GD Mainboard, FSP302RD Mainboard, FSP502GD Mainboard, FSP502RD Mainboard, FX-1000D Mainboard, FX-64RD Mainboard, iO1000GD Mainboard, iO1000RD Mainboard, iO64GD Mainboard, iO64RD Mainboard, V [Edwards] FSP302G Mainboard, FSP302G-2 Mainboard, FSP302GD Mainboard, FSP302R Mainboard, FSP302RD Mainboard, FSP502G Mainboard, FSP502G-2 Mainboard, FSP502GD Mainboard, FSP502R Mainboard, FSP502RD Mainboard [Edwards] FSP302G Mainboard, FSP302G-2 Mainboard, FSP302GD Mainboard, FSP302R Mainboard, FSP302RD Mainboard [Edwards] FSP302G Mainboard, FSP302G-2 Mainboard, FSP302GD Mainboard, FSP302R Mainboard, FSP302RD Mainboard, FSP502G Mainboard, FSP502G-2 Mainboard, FSP502GD Mainboard, FSP502R Mainboard, FSP502RD Mainboard [Edwards, Kidde] FSP1004G Mainboard, FSP1004G-2 Mainboard, FSP1004GD Mainboard, FSP1004R Mainboard, FSP1004RD Mainboard, FSP302G Mainboard, FSP302G-2 Mainboard, FSP302GD Mainboard, FSP302R Mainboard, FSP302RD Mainboard, FSP502G Mainboard, FSP502G-2 Mainbo [Edwards] FSP302RD Mainboard
f3353935-fb97-4fbb-bcf8-891553cb47d7 | NFPA 170 FIRE ALARM MASTER BOX |  |  | North | Gamewell FCI |  | Master Box |  |  |  | Module | TRUE | M34-110 |  | Local Energy Trip, surface mount, cottage shell, plain door painted blue | 1 | 0.05 | 0.25 |  |  |  |  | TRUE | [5 empty] | #FFFF0000 | FA-NFPA 170 FIRE ALARM MASTER BOX | 1 | FALSE | FALSE | FALSE | [20 empty] | DESKTOP-7EIEB7A\acont | 2021-10-14 11:48 | THOR\acont | 2024-09-08 17:27 |  | [Gamewell FCI] [IDC] 01 [*] M34-110, M34-56, MS-7, MS-7LOB, MS-7LOB, MS-7LR, MS-7LRA, MS-7S, MS-7S w/AMM-2F, MS-7SP, MS-WS w/AMM-2F [Gamewell FCI] [AUX POWER] [*] 1100-0455, 1100-0503, 1100-0505, 1100-1321, 1100-1322, 1100-1323, 1100-1324, 1100-1325, 1100-1326, ANU-48, ASM-16, INI-VGC, INI-VGE, INI-VGX, LCD-7100 MAIN CARD, LCD-E3, LCD-SLP, LCD-SLP MAIN BOARD, M34-110, M34-56, NGA, RA
af25aa87-a08c-444b-9b30-891669ce206f | NFPA 170 HORN |  |  | North | Autocall |  | Horn |  |  |  | Module | TRUE | A59AO-APPLWR | ++ | Notification Appliances, Wall Mount Horn, Red, Weatherproof | 1 | 0 | 0 |  |  |  |  | TRUE | [5 empty] | #FF0070C0 | FA-NFPA 170 HORN | 1 | FALSE | FALSE | FALSE | 2023 | [19 empty] | THOR\acont | 2024-03-15 08:20 | THOR\acont | 2024-09-08 17:27 | Cloned from Autocall A59VO-APPLWWH | [Autocall] [IDNac] [23 VDC RMS, UL 464 CODED HIGH] A59AO-APPLWR, A59AO-APPLWR-O, A59AO-APPLWW, A59AO-APPLWW-O [Autocall] [IDNac] [23 VDC RMS, UL 464 CODED LOW] A59AO-APPLWR, A59AO-APPLWR-O, A59AO-APPLWW, A59AO-APPLWW-O
f6062b22-a739-4297-825d-891a22ed3ee9 |  |  |  | North | Spectronix |  | Cards & Components |  |  |  | Card | TRUE | SA400 Main Board | + | Main Board | 1 | 0.085 | 0.175 |  |  |  |  | TRUE | FALSE |  |  |  |  | #FFFFFFFF |  |  | FALSE | FALSE | FALSE | [14 empty] | FALSE | [5 empty] | DESKTOP-7EIEB7A\acont | 2023-02-02 11:26 | THOR\acont | 2024-10-09 10:48 | Cloned from Firelite MS-4 Main Board | [Spectronix] [IDC] [#2 TROUBLE] SA400 Main Board [Spectronix] [IDC] [#1 ALARM] SA400 Main Board [Ditek, Monaco Enterprises, Spectronix, WBOX] [VAC ] [VAC] 0E-SPROACHW, 210-524-00, DTK-120HW, DTK-120HWLOK, DTK-120HW-SS, DTK-1F, DTK-1FF, SA400 Main Board | [Spectronix] SA400 Main Board [Firelite, Spectronix] MS-4 Main Board, SA400 Main Board
88e88f71-1553-4084-8462-89238b349f55 |  |  |  | North | Siemens |  | Cards & Components |  |  |  | Card | TRUE | FCM2041-U2 | S54430-C17-A1++ | Desigo Modular Operator Interface | 1 | 0.125 | 0.195 |  |  |  |  | TRUE | [5 empty] | #FFFFFFFF |  |  | FALSE | FALSE | FALSE | [20 empty] | THOR\acont | 2024-09-25 11:14 | THOR\acont | 2024-10-09 10:48 | Cloned from Siemens FCM2019-U3 |  | [Siemens] FCM2019-U3, FCM2041-U2
73d45114-a624-4b87-91f6-89254f70c84d | NFPA 170 EMERGENCY TEXTUAL VISUAL | NFPA 170 EMERGENCY TEXTUAL VISUAL |  | North | Adaptive Micro Systems |  | Emergency Visual |  |  |  | Module | TRUE | ALPHA 4120 MNS | + | Emergency Notification System | 1 | 0.6 | 0.6 |  |  |  |  | FALSE | [5 empty] | #FFFF0000 | FA-NFPA 170 EMERGENCY TEXTUAL VISUAL | 1 | FALSE | FALSE | FALSE | 255 | [13 empty] | FALSE | [5 empty] | DESKTOP-7EIEB7A\acont | 2023-02-02 13:41 | THOR\acont | 2024-09-08 17:27 | Cloned from Adaptive Micro Systems ALPHA 4080 MNS | [Adaptive Micro Systems] [RS-485] ALPHA 4080 MNS, ALPHA 4120 MNS, ALPHA 4160 MNS [Adaptive Micro Systems] [AUX POWER] [*] ALPHA 4080 MNS, ALPHA 4120 MNS, ALPHA 4160 MNS
3428c8d3-6665-47d3-af35-892ddca916d2 | NFPA 170 AMPLIFIER RACK | RISER AMP |  | North | Potter |  | Cards & Components |  |  |  | Card | TRUE | SCA-2525 (25V) Main Board | + | Main Board | 1 | 0.058 | 0.608 |  |  |  |  | TRUE | [5 empty] | #FFFF0000 | FA-NFPA 170 AMPLIFIER RACK | 1 | FALSE | FALSE | FALSE | 300 | [13 empty] | FALSE | [5 empty] | DESKTOP-7EIEB7A\acont | 2021-12-21 08:40 | THOR\acont | 2024-09-08 17:27 | Cloned from Potter SCA-2525 (25V) | [Advanced, Potter] [VAC ] [120VAC] AFC-100 Main Board, AFC-1000 Main Board, AFC-50 Main Board, ARC-100 Main Board, AX-PSN104 Main Board, AX-PSN106 Main Board, AX-PSN108 Main Board, AX-PSN-64 Main Board, DCA-10025 (25V) Main Board, DCA-10025 (70V) Main Bo [Potter] [P-LINK] [*] [P-LINK] DCA-10025 (25V) Main Board, DCA-10025 (70V) Main Board, DCA-5025 (25V) Main Board, FFT-1000 Main Board, LOC-1000 Main Board, SCA-10070 (25V) Main Board, SCA-10070 (70V) Main Board, SCA-2525 (25V) Main Board, SCA-2570 (25V) [Potter] [V-LINK] [#2 V-LINK] DCA-10025 (25V) Main Board, DCA-10025 (70V) Main Board, DCA-5025 (25V) Main Board, LOC-1000 Main Board, SCA-10070 (25V) Main Board, SCA-10070 (70V) Main Board, SCA-2525 (25V) Main Board, SCA-2570 (25V) Main Board, SCA-2570 ( | [Potter] DCA-10025 (25V) Main Board, DCA-5025 (25V) Main Board, SCA-10070 (25V) Main Board, SCA-2525 (25V) Main Board, SCA-2570 (25V) Main Board, SCA-5025 (25V) Main Board, SCA-5070 (25V) Main Board
c6d977e8-fcf2-4995-9fbb-892e5057ec1e |  |  |  | North | Siemens | [5 empty] | Module | TRUE | SR-35 | 500-887690 | MULTIPLE RELAY (SDPT 2A) | 1 | [12 empty] | #FFFFFFFF |  |  | FALSE | FALSE | FALSE | [20 empty] | DESKTOP-7SAL8M7\acont | 2019-08-13 09:04 | THOR\acont | 2024-10-09 10:48
cddcc08e-e1e0-4d8b-8986-8934f4d814fc |  |  |  | North | Siemens |  | Cards & Components |  |  |  | Card | TRUE | ZAM-180 (70V) | 500-035600 | ZONE AMP MODULE-180 WATTS (25V, 70V OR 100V) CAB-MP - 1 POSITION @190W | 1 | 0.3 | 9.5 |  | 180 |  |  | TRUE | [5 empty] | #FFFFFFFF |  |  | FALSE | FALSE | FALSE | [22 empty] | THOR\acont | 2024-10-09 10:48 |  | [Siemens] [CAN] OCM-16, SSD-C-REM, SSD-LOC, VTA2001-A1, ZAM-180 (25V), ZAM-180 (70V) | [Siemens] ZAM-180 (70V)
dbfdcb15-a46a-4473-ab9b-89367c37bcd4 | NFPA 170 MANUAL PULL |  |  | North | Sigcom |  | Manual Station |  |  |  | Module | TRUE | SG-42CXK1E-YL | + | Dual Action Pull Station, with Emergency Push Bar DPDT, Yellow | 1 | [6 empty] | TRUE | [5 empty] | #FFFF0000 | FA-NFPA 170 MANUAL PULL | 1 | FALSE | FALSE | FALSE | 957 | [19 empty] | DESKTOP-7SAL8M7\acont | 2019-11-18 11:54 | THOR\acont | 2024-09-08 17:27 | Cloned from Sigcom SG-42CXK1-BL CLONED | [Sigcom] [IDC] 01 SG-42CXK1-BL, SG-42CXK1E-BL, SG-42CXK1E-GR, SG-42CXK1E-RD, SG-42CXK1E-YL, SG-42CXK1-GR, SG-42CXK1-RD, SG-42CXK1-YL, SG-42CXK2-BL, SG-42CXK2-GR, SG-42CXK2-RD, SG-42CXK2-YL, SG-42SK1, SG-42SK1-SC, SG-42SK2, SG-42SK2-SC, SGX-32SK1-SC
41c14aa2-f70e-406f-a20e-8940e8ea8993 | NFPA 170 SPEAKER WALL |  |  | North | Edwards |  | Speaker |  |  |  | Module | TRUE | MN-HSMR25P5N | UL Listed 250W Medium Power Speaker Arrays Red | Hyperspike Series Medium Power Omni-directional loudspeaker assembly. Four wattage taps: 40 W, 90 W, 125 W, and 250 W. Meets UL Standard 1480 (Speakers for Fire Protective Signaling Systems) and ULC S541 (Speakers for Fire Alarm Systems). Red | 1 | [12 empty] | #FF0070C0 | FA-NFPA 170 SPEAKER WALL | 1 | FALSE | FALSE | FALSE | 2021 | [19 empty] | HOMEAUGUSTXPS-1\aucon | 2021-01-25 12:33 | THOR\acont | 2024-09-08 17:27 | August Added Hyperspike | [Edwards] [AUDIO 70.7v] MN-HSMG25P5N, MN-HSMR25P5N, MN-HSMT25P5N
d6650648-1ff8-42e3-9113-8942fb91fba2 | NFPA 170 STROBE WALL |  |  | North | Siemens |  | Strobe |  |  |  | Module | TRUE | SL2SWR-A | S54329-F206-A1++ | Strobe, Wall, Clear, Red, Agent | 1 | [12 empty] | #FF0070C0 | FA-NFPA 170 STROBE WALL | 1 | FALSE | FALSE | FALSE | 2023 | [19 empty] | DESKTOP-7EIEB7A\acont | 2023-08-02 11:49 | THOR\acont | 2024-09-08 17:27 | Cloned from Siemens SL2SWR-ALA | [Siemens] [NAC] [16.0 – 33.0 VDC] SL2SPSWR-AL, SL2SPSWR-ALA, SL2SPSWR-F, SL2SPSWR-FB, SL2SPSWR-M, SL2SPSWR-N, SL2SPSWR-NA, SL2SPSWW-AL, SL2SPSWW-ALA, SL2SPSWW-F, SL2SPSWW-FB, SL2SPSWW-M, SL2SPSWW-N, SL2SPSWW-NA, SL2SWR-A, SL2SWR-AL, SL2SWR-ALA, SL2SWR-AL
728a3f67-0b5a-495d-88c9-89476682f726 | NFPA 170 GAS DETECTOR |  |  | North | Gamewell FCI |  | Gas Detection |  |  |  | Module | TRUE | MCS-CO3 w/B224BI-WH | + | Intelligent addressable carbon monoxide detector, white w/ Intelligent relay base, white, UL listed | 1 | 0.0002 | 0.0045 |  |  |  |  | FALSE | TRUE | FLUSH |  | 4" SQ. DEEP | 3 "O" PLASTER RING | #FFFF0000 | FA-NFPA 170 GAS DETECTOR | 1 | FALSE | FALSE | FALSE | 1402 | [13 empty] | FALSE |  |  | I |  |  | DESKTOP-7EIEB7A\acont | 2021-02-28 15:38 | THOR\acont | 2024-09-08 17:27 | Cloned from Notifier FSCO-951 w/B224BI-WH | [Gamewell FCI] [SLC MODULES SENSORS] [*] [#2 SHARED ADDR ¦ SENSORS] ADPF (C), ASD-PL2F w/B200S-LF-WH (C), ASD-PL2F w/B210LP (C), ASD-PL2FR (C), ASD-PL3 w/B200S-LF-WH (C), ASD-PL3 w/B200SR-LF-WH (C), ASD-PL3 w/B200SR-WH (C), ASD-PL3 w/B224BI-WH (C), ASD-P [Gamewell FCI] [SLC SENSORS] [*] [#4 TYPE ADDR ¦ SENSORS] ADPF (C), ASD-PL2F w/B200S-LF-WH (C), ASD-PL2F w/B210LP (C), ASD-PL2FR (C), ASD-PL3 w/B200S-LF-WH (C), ASD-PL3 w/B200SR-LF-WH (C), ASD-PL3 w/B200SR-WH (C), ASD-PL3 w/B224BI-WH (C), ASD-PL3 w/B224R
cdb4662d-a2d1-47d8-9f74-8955f5998ebf | NFPA 170 SPEAKER WALL |  |  | North | System Sensor |  | Speaker |  |  |  | Module | TRUE | SPWK | + | Outdoor Speaker | 1 | [6 empty] | FALSE | FALSE |  |  |  |  | #FF0070C0 | FA-NFPA 170 SPEAKER WALL | 1 | FALSE | FALSE | FALSE | 2019 | [13 empty] | FALSE |  |  | WP |  |  |  |  | THOR\acont | 2024-09-08 17:27 |  | [BluePoint, System Sensor] [AUDIO 70.7v] [70V AUDIO] BP04-311P, SPCR (C), SPCW (C), SPCWK (C), SPRK, SPSCWH (C), SPSCWHK (C), SPSCWHK-P (C), SPSCWK (C), SPSCWK-CLR-ALERT (C), SPSRHK, SPSRK, SPSRK-P, SPSWK, SPSWK-CLR-ALERT, SPSWK-P, SPWK [BluePoint, System Sensor] [AUDIO 25v] [25V AUDIO] BP04-311P, SPCR (C), SPCW (C), SPCWK (C), SPRK, SPSCWH (C), SPSCWHK (C), SPSCWHK-P (C), SPSCWK (C), SPSCWK-CLR-ALERT (C), SPSRHK, SPSRK, SPSRK-P, SPSWK, SPSWK-CLR-ALERT, SPSWK-P, SPWK
a54bff30-2219-49db-a18b-8957730bfebd | NFPA 170 SMOKE HEAT CO DETECTOR |  |  | North | Potter |  | Smoke/Heat/CO Detector |  |  |  | Module | TRUE | PAD200-PHCD w/PAD100-6DB (Split) | + | Photoelectric Smoke/Hea/CO Detector with 6" Standard Base | 1 | 0.0003 | 0.0003 |  |  |  |  | FALSE | TRUE |  |  |  |  | #FFFF0000 | FA-NFPA 170 SMOKE HEAT CO DETECTOR | 1 | FALSE | FALSE | FALSE | 1411 | [13 empty] | FALSE |  |  | 6DB |  |  | THOR\acont | 2025-02-13 11:50 |  |  | Cloned from Potter PAD200-PHCD w/PAD100-6DB | [Potter] [SLC PAD] [*] [#2 SHARED ADDR ¦ SENSORS] PAD100-CD w/PAD100-4DB, PAD100-CD w/PAD100-6DB, PAD100-CD w/PAD100-IB, PAD100-CD w/PAD100-LFSB, PAD100-CD w/PAD100-RB, PAD100-CD w/PAD100-SB, PAD100-CD w/PAD100-SPKB, PAD100-DUCT (C), PAD100-DUCTR (C), PA
80e8fe3d-beed-47e9-855b-895ae8cbaae2 | NFPA 170 SURGE SUPPRESSOR |  |  | North | Ditek |  | Surge Supressor |  |  |  | Assembly | TRUE | DTK-2MHLP24B w/DTK-3MB |  | 6 Pair / 4 Wire Surge Module w/Base for PIV, NAC, IDC etc. | 1 | [6 empty] | TRUE | [5 empty] | #FFFF0000 | FA-NFPA 170 SURGE SUPPRESSOR | 1 | FALSE | FALSE | FALSE | [14 empty] | FALSE |  |  | 24v¦6 |  |  | DESKTOP-7EIEB7A\acont | 2020-12-11 11:47 | THOR\acont | 2024-09-08 17:27 | Cloned from Ditek DTK-2MHLP24B w/DTK-2MB | [Ditek, Monaco Enterprises, WBOX] [SURGE PROTECTION] [ALL DEVICES ++] 0E-SPROACHW, 210-524-00, DTK-120HW, DTK-120HWLOK, DTK-120HW-SS, DTK-120SRD, DTK-120X12, DTK-1F, DTK-1FF, DTK-2MHLP24B, DTK-2MHLP24B w/DTK-2MB, DTK-2MHLP24B w/DTK-3MB, DTK-2MHLP24B w/DT
8a0aeca6-8e53-4b50-888f-8960aa48c618 | NFPA 170 SMOKE DETECTOR |  |  | North | Hochiki |  | Smoke Detector |  |  |  | Module | TRUE | SLR-24H w/NS4-224 STANDARD BASE | SLR-24H w/NS4-224 STANDARD BASE | PHOTOELECTRIC SMOKE DETECTOR w/ STANDARD BASE | 1 |  | 0.193 |  |  |  |  | TRUE | TRUE |  | *Refer to Install Sheet |  |  | #FFFF0000 | FA-NFPA 170 SMOKE DETECTOR | 1 | FALSE | FALSE | FALSE | 1408 | [19 empty] | DESKTOP-0D6CQVA\lousc | 2019-10-12 06:54 | THOR\acont | 2024-09-08 17:27 | from Hochiki SLR-24V w/NS4-224 STANDARD BASE | [Hochiki] [IDC] 02 [IDC] SLR-24H w/HSC-220L LATCHING LED BASE (C), SLR-24H w/HSC-220R - 2 WIRE RELAY BASE (C), SLR-24H w/HSC-221L LATCHING LED BASE (C), SLR-24H w/HSC-221R - 2 WIRE RELAY BASE (C), SLR-24H w/HSC-224L LATCHING LED BASE (C), SLR-24H w/HSC-2
2e72ffe5-f1d5-4ace-b492-89637024b56f |  |  |  | North | Edwards |  | Cards & Components |  |  |  | Card | TRUE | 4-FWAL-SMU | n | SFP Network Media Interface, Bi-directional Single Mode Fiber | 1 | 0.035 | 0.035 |  |  |  |  | TRUE | [5 empty] | #FFFFFFFF |  |  | FALSE | FALSE | FALSE | [20 empty] | DESKTOP-7SAL8M7\acont | 2019-12-13 12:52 | THOR\acont | 2024-10-09 10:48
a6545f37-9b50-403a-9295-89637d70498a |  |  |  | North | NAPCO |  | Cards & Components |  |  |  | Card | TRUE | MA-3000 MAIN BOARD | + | MAIN BOARD | 1 | 0.028 | 1.2 |  |  | 12 |  | TRUE | [5 empty] | #FFFFFFFF |  |  | FALSE | FALSE | FALSE | [20 empty] | DESKTOP-7EIEB7A\acont | 2023-01-31 09:55 | THOR\acont | 2024-10-09 10:48 | Cloned from NAPCO FL-FACP-LTEVS MAIN BOARD | [NAPCO] [IDC] [#4 RESET] MA-3000 MAIN BOARD [NAPCO] [IDC] [#2 FIRE] MA-3000 MAIN BOARD [NAPCO] [VAC ] FL-255FACP Main Board, FL-32FACP Main Board, FL-FACP-LTE Main Board, FL-X2-32 Main Board, GEM-ACM1D Main Board, GEMC-128MB, GEMC-12V2APS-CF Main Board, GEMC-12V2APS-R Main Board, GEMC-255MB, GEMC-32MB, GEMC-96MB, GEMC-NAC6 Main Board, GEMC [NAPCO] [IDC] [#3 AUX] MA-3000 MAIN BOARD [NAPCO] [IDC] [#1 BURG] MA-3000 MAIN BOARD | [NAPCO] MA-3000 MAIN BOARD
feea1fef-dee0-4272-b63a-89684161bc13 | CADGEN DOOR CONTACT |  |  | North | GRI |  | Door Contact |  |  |  | Module | TRUE | 4400 | ++ | Aluminum Industrial Wide Gap Switch Set | 1 |  |  |  |  | 1.5 | [7 empty] | #FFFF0000 | FA-CADGEN DOOR CONTACT | 1 | FALSE | FALSE | FALSE | [17 empty] | REX |  |  | DESKTOP-7EIEB7A\acont | 2023-01-30 10:56 | THOR\acont | 2024-09-08 17:27 | Cloned from Honeywell 950 | [GRI] [IDC] 01 [INPUT] 4400, 4400-A, 4402, 4402-A, 4405-A [GRI] [ACCESS CONTROL INPUT] [*] [INPUT] 4400, 4400-A, 4402, 4402-A, 4405-A
963f9f53-8488-42eb-ae3b-897421058ba2 | MISC BB-XP |  |  | North | Notifier |  | Enclosure |  |  |  | Assembly | TRUE | BB-XP w/ (1) XP10-M |  | Ten Input Monitor Module w/ BB-XP | 1 | [6 empty] | TRUE | FALSE |  |  |  |  | #FFFF0000 | FA-MISC BB-XP | 1 | FALSE | FALSE | FALSE | [14 empty] | FALSE |  |  | XP10-M |  |  | DESKTOP-7EIEB7A\acont | 2022-05-03 14:27 | THOR\acont | 2024-09-08 17:27 | Cloned from Notifier XP10-M CLONED
8a5482be-98d3-4bb1-a51d-8974cfff765f | NFPA 170 STROBE CEILING |  |  | North | Eaton Wheelock |  | Strobe |  |  |  | Module | TRUE | ELSTWC | + | CEILING STROBE, WHITE, FIRE | 1 | [6 empty] | TRUE | TRUE |  |  |  |  | #FF0070C0 | FA-NFPA 170 STROBE CEILING | 1 | FALSE | FALSE | FALSE | 2020 | [16 empty] | C |  |  | DESKTOP-7EIEB7A\acont | 2021-04-29 09:37 | THOR\acont | 2024-09-08 17:27 | Cloned from Eaton Wheelock ELSTRC | [Eaton Wheelock] [NAC] [24VDC] ELSTRC (C), ELSTRC-AL (C), ELSTRC-ALA (C), ELSTRC-NA (C), ELSTWC (C), ELSTWC-AL (C), ELSTWC-ALA (C), ELSTWC-EV (C), ELSTWC-NA (C)
bee4f973-de09-4a55-b3b3-89751b383d50 |  |  |  | North | Autocall |  | Cards & Components |  |  |  | Card | TRUE | A007-9803 | ++ | IDNet+ Loop Expansion Module; provides an additional isolated loop with short circuit isolation to the existing IDNet+ channel, also provides an additional 75 addressable points to the IDNet+ channel capacity, maximum of two | 1 | [6 empty] | TRUE | [5 empty] | #FFFFFFFF |  |  | FALSE | FALSE | FALSE | [20 empty] | DESKTOP-7SAL8M7\acont | 2020-05-11 17:01 | THOR\acont | 2024-10-09 10:48 | Cloned from AutoCall A007-9802
3dc36bef-5d2d-4500-b952-8977de3d0a6b |  |  |  | North | Bosch | [5 empty] | Module | TRUE | ET70-R | * | SPEAKER, 25/70.7 VOLTS, 1/8 TO 8WATTS, RED | 1 | [12 empty] | #FFFFFFFF |  |  | FALSE | FALSE | FALSE | [22 empty] | THOR\acont | 2024-10-09 10:48 |  | [Bosch, Eaton Wheelock, Hochiki] [AUDIO 70.7v] [70V AUDIO] ET-1080-R, ET-1080-W, ET70-24MCW-FR, ET70-24MCW-FR, ET70-24MCW-FW, ET70-24MCWH-FR, ET70-24MCWH-FW, ET70-24MCWH-FW, ET70-24W-FR, ET70-R, ET70-R, ET70-W, ET70-W, ET90-24MCC-FR, ET90-24MCC-FW, ET90- [Bosch, Eaton Wheelock, Hochiki] [AUDIO 25v] [25V AUDIO] ET-1080-R, ET-1080-W, ET70-24MCW-FR, ET70-24MCW-FR, ET70-24MCW-FW, ET70-24MCWH-FR, ET70-24MCWH-FW, ET70-24MCWH-FW, ET70-24W-FR, ET70-R, ET70-R, ET70-W, ET70-W, ET90-24MCC-FR, ET90-24MCC-FW, ET90-24
8fc6369d-db3f-4a8c-b309-89802c5d5fea | NFPA 170 FIRE ALARM CONTROL UNIT | RISER FACP |  | North | First Alert |  | Fire Alarm Control Unit |  |  |  | Assembly | TRUE | FA1600CA | + | Integrated Fire and Burglary Control, 12VDC Power 2.3A, 12V Burglary 50 VA plug in transformer, attack proof can | 1 | [6 empty] | FALSE | [5 empty] | #FFFF0000 | FA-NFPA 170 FIRE ALARM CONTROL UNIT | 1 | FALSE | FALSE | FALSE | 202 | [8 empty] | 7,12,17.2 |  |  |  |  | TRUE | [5 empty] | DESKTOP-7EIEB7A\acont | 2022-02-25 09:58 | THOR\acont | 2024-09-08 17:27 | Cloned from Honeywell FA1600C CLONED
141c1254-54ed-4b44-a200-898160cc01d4 |  |  |  | North | Edwards |  | Cards & Components |  |  |  | Card | TRUE | LNI2000 |  | Dialer to Network Interface (load included in 24DC12) | 1 | [6 empty] | TRUE | [5 empty] | #FFFFFFFF |  |  | FALSE | FALSE | FALSE | [14 empty] | FALSE | [7 empty] | THOR\acont | 2024-10-09 10:48
12416c6f-1642-4841-9286-89857b784661 | NFPA 170 HORN |  |  | North | System Sensor |  | Horn |  |  |  | Module | TRUE | HGRL | + | Compact Horn, Red | 1 | 0 | 0.047 |  |  |  |  | FALSE | [5 empty] | #FF0070C0 | FA-NFPA 170 HORN | 1 | FALSE | FALSE | FALSE | 2010 | [13 empty] | FALSE | [7 empty] | THOR\acont | 2024-09-08 17:27 |  | [System Sensor] [NAC] [VFWR, TEMPORAL HIGH] HGRL, HGWL, HRL, HWL [System Sensor] [NAC] [VDC, TEMPORAL HIGH] HGRL, HGWL, HRL, HWL
7e093234-85d1-4f80-8587-898916291db9 | NFPA 170 HORN STROBE CEILING |  |  | North | Eaton Wheelock |  | Horn/Strobe |  |  |  | Module | TRUE | HS4-24MCCH-FW | + | Ceiling Horn Strobe, 24 VDC, white | 1 | 0 | 0.249 |  |  |  |  | FALSE | TRUE |  |  |  |  | #FF0070C0 | FA-NFPA 170 HORN STROBE CEILING | 1 | FALSE | FALSE | FALSE | 2012 | [13 empty] | FALSE | [5 empty] | DESKTOP-7EIEB7A\acont | 2021-05-10 12:54 | THOR\acont | 2024-09-08 17:27 | Cloned from Eaton Wheelock HS4-24MCC-FW | [Eaton Wheelock] [NAC] [VDC, CODE 3 MEDIUM DB] HS4-24MCCH-FR (C), HS4-24MCCH-FW (C)
ea7ccee1-affb-48cd-8285-8994b18079d0 | NFPA 170 SOLENOID VALVE |  |  | North | Skinner |  | Solenoid |  |  |  | Module | TRUE | 73218BN4UN00 | ++ | 2 Way Normally Closed 1/2" NPT Pilot Operated Internal Pilot Supply Brass Pressure Vessel | 1 | 0 | 0.41667 |  |  |  |  | FALSE | [5 empty] | #FFFF0000 | FA-NFPA 170 SOLENOID VALVE | 1 | FALSE | FALSE | FALSE | 1701 | [13 empty] | FALSE | [5 empty] | DESKTOP-7EIEB7A\acont | 2022-07-29 08:23 | THOR\acont | 2024-09-08 17:27 | Cloned from Ansul 52-287-1-124 | [ASCO, BERMAD, Fenwal, Generic, Pyro-Chem, Skinner, Viking] [AUX POWER, RELEASING] [*] [INPUT TYPE] 11601, 11602, 13215, 13843, 13844, 486500-01, 73218BN4UN00, 8210G009, BE370D-B2-87, BE370D-B2-88, BE370D-B5-87, BE370D-B5-87N, BE370D-B5-88, BE370D-B5-88N
892a6306-d8fc-460a-a1ab-89961385d1cf | NFPA 170 HEAT DETECTOR |  |  | North | Fenwal |  | Heat Detector |  |  |  | Module | TRUE | 27020-0 190°F |  | Horizontal, Flush Mount 190°F | 1 | [6 empty] | FALSE | TRUE |  |  |  |  | #FFFF0000 | FA-NFPA 170 HEAT DETECTOR | 1 | FALSE | FALSE | FALSE | 1403 | [13 empty] | FALSE | [5 empty] | DESKTOP-7SAL8M7\acont | 2020-11-17 10:21 | THOR\acont | 2024-09-08 17:27 | Cloned from Fenwal 27020-0 140°F | [Fenwal] [IDC] 01 12-E27121-000-04-0T (C), 12-F27121-000-06-0T (C), 12-X27020-000 (C), 12-X27020-001 (C), 12-X27021-000 (C), 12-X27021-001 (C), 12-X27121-000-600 (C), 12-X27121-001-600 (C), 27020-0 140°F (C), 27020-0 190°F (C), 27020-1 140°F (C), 27021-0
65afc9f0-6f52-4675-969a-8997445e2e7f | NFPA 170 STROBE CEILING |  |  | North | System Sensor |  | Strobe |  |  |  | Module | TRUE | SCRLED | ++ | Strobe, Ceiling, Red | 1 | 0 | 0.111 |  |  |  |  | FALSE | TRUE |  |  |  |  | #FF0070C0 | FA-NFPA 170 STROBE CEILING | 1 | FALSE | FALSE | FALSE | 2022 | [13 empty] | FALSE |  |  | C |  |  | DESKTOP-QGO6JOK\acont | 2023-10-19 06:45 | THOR\acont | 2024-09-08 17:27 | Cloned from System Sensor SCRL | [System Sensor] [NAC] [24VDC] SCRKLED (C), SCRKLED-B (C), SCRKLED-P (C), SCRLED (C), SCRLED-B (C), SCRLED-P (C), SCWKLED (C), SCWKLED-B (C), SCWKLED-P (C), SCWLED (C), SCWLED-B (C), SCWLED-CLR-ALERT (C), SCWLED-P (C)
27a0201c-d4bc-42c2-9531-899b56fbc2c2 | DETECTOR_MULTI |  |  | North | Kidde |  | Multi Criteria Detector |  |  |  | Module | TRUE | GSA-PHS |  | Signature combination photo/heat detector | 1 | 0.00045 | 0.00045 |  |  |  |  | FALSE | [5 empty] | #FFFF0000 | FA-DETECTOR_MULTI | 1 | FALSE | FALSE | FALSE | [14 empty] | FALSE | [5 empty] | AULAPTOP-PC\Aulaptop | 2018-09-03 13:55 | THOR\acont | 2024-09-08 17:27 | 20191121 AC Detector without base | [Kidde] [SLC EST MODULES SENSORS] [*] [#2 SHARED ADDR ¦ SENSORS] DS-HFS (C), DS-PS (C), FX-HD w/IB4U BASE, FX-HD w/RB4U BASE, FX-HD w/SB4U BASE, FX-HD w/SB4U-LF BASE, FX-HD wB4U BASE, FX-PD w/B4U BASE (C), FX-PD w/IB4U BASE (C), FX-PD w/SB4U BASE (C), FX [Edwards, Kidde] [SLC EST SENSORS] 01 [*] [EST3, iO1000] DS-HFS (C), DS-PS (C), FX-HD w/IB4U BASE, FX-HD w/RB4U BASE, FX-HD w/SB4U BASE, FX-HD w/SB4U-LF BASE, FX-HD wB4U BASE, FX-PD w/B4U BASE (C), FX-PD w/IB4U BASE (C), FX-PD w/SB4U BASE (C), FX-PD w/SB [Kidde] [SLC EST SENSORS] [*] [#4 TYPE ADDR ¦ SENSORS] DS-HFS (C), DS-PS (C), FX-HD w/IB4U BASE, FX-HD w/RB4U BASE, FX-HD w/SB4U BASE, FX-HD w/SB4U-LF BASE, FX-HD wB4U BASE, FX-PD w/B4U BASE (C), FX-PD w/IB4U BASE (C), FX-PD w/SB4U BASE (C), FX-PD w/SB4U [Edwards, Kidde] [SLC EST MODULES/SENSORS] 01 [*] [iO64] DS-HFS (C), DS-PS (C), FX-HD w/IB4U BASE, FX-HD w/RB4U BASE, FX-HD w/SB4U BASE, FX-HD w/SB4U-LF BASE, FX-HD wB4U BASE, FX-PD w/B4U BASE (C), FX-PD w/IB4U BASE (C), FX-PD w/SB4U BASE (C), FX-PD w/SB
e5c4efcd-6537-448f-9243-89a64bc14db9 | NFPA 170 SMOKE DETECTOR |  |  | North | Kidde |  | Smoke Detector |  |  |  | Module | TRUE | KIR-PD w/KI-SB BASE | ++ | Intelligent Optical Smoke Detector | 1 | 5.1e-05 | 6.8e-05 |  |  |  |  | FALSE | TRUE |  |  |  |  | #FFFF0000 | FA-NFPA 170 SMOKE DETECTOR | 1 | FALSE | FALSE | FALSE | 1408 | [13 empty] | FALSE | [5 empty] | DESKTOP-7EIEB7A\acont | 2023-05-24 19:00 | THOR\acont | 2024-09-08 17:27 | Cloned from Kidde KI-PD w/KI-SB BASE | [Kidde] [SLC EST SENSORS] [*] [#4 TYPE ADDR ¦ SENSORS] DS-HFS (C), DS-PS (C), FX-HD w/IB4U BASE, FX-HD w/RB4U BASE, FX-HD w/SB4U BASE, FX-HD w/SB4U-LF BASE, FX-HD wB4U BASE, FX-PD w/B4U BASE (C), FX-PD w/IB4U BASE (C), FX-PD w/SB4U BASE (C), FX-PD w/SB4U [Kidde] [SLC EST MODULES SENSORS] [*] [#2 SHARED ADDR ¦ SENSORS] DS-HFS (C), DS-PS (C), FX-HD w/IB4U BASE, FX-HD w/RB4U BASE, FX-HD w/SB4U BASE, FX-HD w/SB4U-LF BASE, FX-HD wB4U BASE, FX-PD w/B4U BASE (C), FX-PD w/IB4U BASE (C), FX-PD w/SB4U BASE (C), FX [Edwards, Kidde] [SLC EST MODULES/SENSORS] 01 [*] [iO64] DS-HFS (C), DS-PS (C), FX-HD w/IB4U BASE, FX-HD w/RB4U BASE, FX-HD w/SB4U BASE, FX-HD w/SB4U-LF BASE, FX-HD wB4U BASE, FX-PD w/B4U BASE (C), FX-PD w/IB4U BASE (C), FX-PD w/SB4U BASE (C), FX-PD w/SB [Edwards, Kidde] [SLC EST SENSORS] 01 [*] [EST3, iO1000] DS-HFS (C), DS-PS (C), FX-HD w/IB4U BASE, FX-HD w/RB4U BASE, FX-HD w/SB4U BASE, FX-HD w/SB4U-LF BASE, FX-HD wB4U BASE, FX-PD w/B4U BASE (C), FX-PD w/IB4U BASE (C), FX-PD w/SB4U BASE (C), FX-PD w/SB
591c2519-3184-4f5f-b0ce-89a6db4af3be | NFPA 170 STROBE CEILING |  |  | North | Potter |  | Strobe |  |  |  | Module | TRUE | CCS-24RR |  | Strobe, Ceiling, Red, Red | 1 | 0 | 0.147 |  |  |  |  | FALSE | TRUE |  |  |  |  | #FF0070C0 | FA-NFPA 170 STROBE CEILING | 1 | FALSE | FALSE | FALSE | 2022 |  |  | 7135-0328:0211 | [10 empty] | FALSE |  |  | C |  |  |  |  | THOR\acont | 2024-09-08 17:27 |  | [Potter] [NAC] [UL MAX, HIGH DB] CCS-24RR (C), CCS-24RW (C)
59fc2b3e-d054-4223-8734-89ae46b36b8b |  |  |  | North | Bosch |  | Cards & Components |  |  |  | Card | TRUE | B440 | ++ | Conettix Plug-in Cellular Communicator | 1 | 0.035 | 0.15 |  |  | 12 |  | TRUE | [5 empty] | #FFFFFFFF |  |  | FALSE | FALSE | FALSE | [14 empty] | FALSE | [7 empty] | THOR\acont | 2024-10-09 10:48
55db2071-9f01-4c79-bac7-89b08c479a47 | NFPA 170 SMOKE DETECTOR |  |  | North | Xtralis |  | Smoke Detector |  |  |  | Module | TRUE | OSI-10 | + | Imager - 7º coverage | 1 | 0.008 | 0.008 | [5 empty] | TRUE |  |  |  |  | #FFFF0000 | FA-NFPA 170 SMOKE DETECTOR | 1 | FALSE | FALSE | FALSE | 1408 | [19 empty] | DESKTOP-7EIEB7A\acont | 2021-12-29 10:13 | THOR\acont | 2024-09-08 17:27 | Cloned from Siemens OSI-10 | [Honeywell, Xtralis] [AUX POWER] [*] OSE-HPW, OSE-SPW, OSI-10 (C), OSI-90 (C), OSI-R (C) [Honeywell, Xtralis] [IDC] [#1 ALARM] OSI-10 (C), OSI-90 (C), OSI-R (C) [Honeywell, Xtralis] [IDC] [#2 TROUBLE] OSI-10 (C), OSI-90 (C), OSI-R (C)
2dddaf33-c1cc-486e-9993-89b6e44c63bf | NFPA 170 ASPIRATING SMOKE DETECTOR |  |  | North | Notifier |  | Air Sampling Detection |  |  |  | Module | TRUE | FSA-20000 | ++ | Intelligent aspirating smoke detector for applications up to 28,800 sq.ft | 1 | 0.465 | 0.493 |  |  |  |  | FALSE | TRUE |  |  |  |  | #FFFF0000 | FA-NFPA 170 ASPIRATING SMOKE DETECTOR | 1 | FALSE | FALSE | FALSE | 1408 | [13 empty] | FALSE | [7 empty] | THOR\acont | 2024-09-08 17:27 | 20191121 AC Detector without base | [Honeywell, Notifier, System Sensor] [SLC MODULES SENSORS] [*] [#2 SHARED ADDR ¦ SENSORS] 2251B (C), 2251-COPTIR (C), 2251-COPTIR w/B200S-WH (C), 2251TB (C), 2251TMB (C), 5251B (C), 5251B-WP (C), 5251H (C), 5251RB (C), 5251RB-WP (C), 7251 (C), 7251DH (C) [Honeywell, Notifier, System Sensor] [SLC SENSORS] [*] [#4 TYPE ADDR ¦ SENSORS] 2251B (C), 2251-COPTIR (C), 2251-COPTIR w/B200S-WH (C), 2251TB (C), 2251TMB (C), 5251B (C), 5251B-WP (C), 5251H (C), 5251RB (C), 5251RB-WP (C), 7251 (C), 7251DH (C), DH200LP [Firelite, Macurco, Notifier, Silent Knight, System Sensor] [IDC] 01 [IDC 4-WIRE ++] 1251B (C), 1412B (C), 1424 (C), 2112/24AT (C), 2112/24S (C), 2112/24TS (C), 2112AITR (C), 2112ATR (C), 2112R (C), 2124AITR (C), 2124ATR (C), 2124R (C), 2151 w/B110RLP (C
ce9c5630-9f85-4684-b521-89bbe42315ce | NFPA 170 MASS NOTIFICATION SYSTEM INTERFACE |  |  | North | Block Definition Only |  | Mass Notificacation Interface |  |  |  | Module | TRUE | NFPA 170 MASS NOTIFICATION SYSTEM INTERFACE |  | NFPA 170 MASS NOTIFICATION SYSTEM INTERFACE | 1 | [12 empty] | #FFFF0000 | FA-NFPA 170 MASS NOTIFICATION SYSTEM INTERFACE | 1 | FALSE | FALSE | FALSE | [20 empty] | AULAPTOP-PC\Aulaptop | 2020-03-26 07:41 | THOR\acont | 2024-09-08 17:27
443bf888-fbed-44c4-a088-89c48dfbfc54 | NFPA 170 FIRE ALARM CONTROL UNIT | RISER FACP |  | North | Bosch |  | Fire Alarm Control Unit |  |  |  | Assembly | TRUE | FPA-1000 | ++ | Fire Alarm Control Panel | 1 | [6 empty] | FALSE | [5 empty] | #FFFF0000 | FA-NFPA 170 FIRE ALARM CONTROL UNIT | 1 | FALSE | FALSE | FALSE | 251 | [8 empty] | 7,18,24,38 |  | 18 |  |  | TRUE | [5 empty] | DESKTOP-7EIEB7A\acont | 2021-06-09 07:38 | THOR\acont | 2024-09-08 17:27 | Cloned from Potter AFC-1000
70239e7a-fb82-4dae-aab4-89ca468c4bab | NFPA 170 END OF LINE DEVICE |  |  | North | Edwards |  | End-of-Line Device |  |  |  | Module | TRUE | RELA-EOL | ++ | Polarized End of Line Relay [one relay required per solenoid] | 1 | 0.015 | 0.015 |  |  |  |  | FALSE | [5 empty] | #FFFF0000 | FA-NFPA 170 END OF LINE DEVICE | 1 | FALSE | FALSE | FALSE | 5050 | [13 empty] | FALSE |  |  | R |  |  |  |  | THOR\acont | 2024-09-08 17:27 |  | [Edwards, Siemens, Silent Knight, System Sensor] [RELEASING] [*] 204-12/24VG, A77-716B, EOL-1224RLY, EOL-R24VDC, RELA-EOL, SXL-EX Main Board, SZE-4X [Altronix, Edwards, Silent Knight, System Sensor] [AUX POWER] A77-716B, EOL-1224RLY, EOL-R24VDC, MR101/C, MR101/T, MR601/S, MR601/T, MR801/S, MR801/T, PAM1, RB1224, RELA-EOL [Edwards, Siemens, Silent Knight, System Sensor] [IDC] 01 204-12/24VG, A77-716B, EOL-1224RLY, EOL-R24VDC, RELA-EOL, SXL-EX Main Board, SZE-4X | [Edwards] RELA-EOL
667fbfce-29cb-4133-b7f6-89da14011595 |  |  |  | North | Potter |  | Cards & Components |  |  |  | Card | TRUE | PFC-4410G3 MAIN BOARD | + | MAIN BOARD | 1 | 0.1 | 0.215 |  |  |  |  | TRUE | [5 empty] | #FFFFFFFF |  |  | FALSE | FALSE | FALSE | [12 empty] | 5 |  | FALSE | [5 empty] | THOR\acont | 2025-01-14 13:55 | THOR\acont | 2025-01-14 14:13 | Cloned from Potter PFC-4410RC MAIN BOARD | [Potter] [IDC] [#2 TROUBLE] AFC-100 Main Board, AFC-1000 Main Board, AFC-50 Main Board, ARC-100 Main Board, IPA-100 MAIN BOARD, IPA-4000 MAIN BOARD, IPA-4000V MAIN BOARD, IPA-60 MAIN BOARD, P200 MAIN BOARD, PFC-4064 MAIN BOARD, PFC-4410G3 MAIN BOARD, PFC [Potter] [IDC] [#1 ALARM] AFC-100 Main Board, AFC-1000 Main Board, AFC-50 Main Board, ARC-100 Main Board, IPA-100 MAIN BOARD, IPA-4000 MAIN BOARD, IPA-4000V MAIN BOARD, IPA-60 MAIN BOARD, P200 MAIN BOARD, PFC-4064 MAIN BOARD, PFC-4410G3 MAIN BOARD, PFC-4 [Advanced, Potter] [VAC ] [120VAC] AFC-100 Main Board, AFC-1000 Main Board, AFC-50 Main Board, ARC-100 Main Board, AX-PSN104 Main Board, AX-PSN106 Main Board, AX-PSN108 Main Board, AX-PSN-64 Main Board, DCA-10025 (25V) Main Board, DCA-10025 (70V) Main Bo [Potter] [IDC] [#4 WATERFLOW] PFC-4064 MAIN BOARD, PFC-4410G3 MAIN BOARD, PFC-4410RC MAIN BOARD [Potter] [IDC] [#3 SUPERVISORY] AFC-100 Main Board, AFC-1000 Main Board, AFC-50 Main Board, ARC-100 Main Board, IPA-100 MAIN BOARD, IPA-4000 MAIN BOARD, IPA-4000V MAIN BOARD, IPA-60 MAIN BOARD, P200 MAIN BOARD, PFC-4064 MAIN BOARD, PFC-4410G3 MAIN BOARD, | [Potter] PFC-4410G3 MAIN BOARD
6db69c8e-6858-4f18-af3e-89dd034fc7fe | CADGEN MISC CONTROLLER |  |  | North | Edwards |  | Hardware |  |  |  | Module | TRUE | ESD-CT |  | SuperDuct, Controller (terminals), 4-wire | 1 | [6 empty] | FALSE | [5 empty] | #FFFF0000 | FA-CADGEN MISC CONTROLLER | 1 | FALSE | FALSE | FALSE | [14 empty] | FALSE |  |  | CT |  |  |  |  | XPS-17-9710\August | 2024-10-07 14:40 |  | [Edwards] [IDC] 06 ESD-4WJ, ESD-CJ, ESD-CT [Edwards] [IDC] 07 ESD-4WJ, ESD-CJ, ESD-CT [Edwards] [AUX POWER] ESD-4WJ, ESD-CJ, ESD-CT [Edwards] [IDC] 08 ESD-4WJ, ESD-CJ, ESD-CT | [Edwards] ESD-CT
ee4fced5-4235-4fb7-abe0-89dea50583dd |  |  |  | North | Edwards |  | Hardware |  |  |  | Hardware | TRUE | MN-AUDSOF1 |  | Audio optimization software package | 1 | [6 empty] | FALSE | [5 empty] | #FFFFFFFF |  |  | FALSE | FALSE | FALSE | [14 empty] | FALSE | [7 empty] | THOR\acont | 2024-10-09 10:48
9c643e4f-bd7a-4388-809e-89f319c57ef9 | NFPA 170 ADDRESSABLE INPUT MONITOR MODULE |  |  | North | Potter |  | Addressable Module |  |  |  | Module | TRUE | PAD100-ZM | + | Zone Module | 1 | 0.00024 | 0.00024 |  |  |  |  | FALSE | [5 empty] | #FFFF0000 | FA-NFPA 170 ADDRESSABLE INPUT MONITOR MODULE | 1 | FALSE | FALSE | FALSE | 1000 | [13 empty] | FALSE | [7 empty] | THOR\acont | 2024-09-08 17:27 |  | [Potter] [SLC PAD] [*] [#1 SHARED ADDR ¦ MODULES] PAD100-DIM, PAD100-DIM CL-A, PAD100-LED, PAD100-LEDK, PAD100-MIM, PAD100-NAC, PAD100-OROI, PAD100-PSDA, PAD100-PSSA, PAD100-RM, PAD100-SIM, PAD100-SM, PAD100-TRTI, PAD100-TRTI CL-A, PAD100-ZM, PAD100-ZM C [Potter] [AUX POWER] PAD100-ZM | [Potter] PAD100-MIM, PAD100-OROI, PAD100-SIM, PAD100-ZM, WTX-M
671c23fb-15c9-4b05-83ef-89f339cc0d20 | NFPA 170 SMOKE DETECTOR |  |  | North | MIRCOM |  | Smoke Detector |  |  |  | Module | TRUE | MIX-4010-DUCT | ++ | 4000 Series Intelligent Photoelectric Duct Smoke Detector UL, ULC (Includes detector head) | 1 | 0.00016 | 0.0032 |  |  |  |  | FALSE | TRUE |  |  | 279 x 165 x 83 mm (11x 6.5 x 3.3 in) |  | #FFFF0000 | FA-NFPA 170 SMOKE DETECTOR | 1 | FALSE | FALSE | FALSE | 1408 | [13 empty] | FALSE |  |  | P |  |  | THOR\acont | 2023-12-07 16:30 | THOR\acont | 2024-09-08 17:27 | Cloned from MIRCOM MIX-4010 w/MIX-4001 | [MIRCOM] [SLC MODULES SENSORS] [*] [#2 SHARED ADDR ¦ SENSORS] DNR w/MIX-2251BR (C), DNR w/MIX-2351RAP (C), MIX-1251AP w/B200SR-LF-WH (C), MIX-1251AP w/B200SR-WH (C), MIX-1251AP w/B210LP (C), MIX-1251AP w/B224RB-WH (C), MIX-1251AP w/B501 (C), MIX-1251B w/ [MIRCOM] [SLC SENSORS] [*] [#4 TYPE ADDR ¦ SENSORS] DNR w/MIX-2251BR (C), DNR w/MIX-2351RAP (C), MIX-1251AP w/B200SR-LF-WH (C), MIX-1251AP w/B200SR-WH (C), MIX-1251AP w/B210LP (C), MIX-1251AP w/B224RB-WH (C), MIX-1251AP w/B501 (C), MIX-1251B w/B200SR-LF-
5466cf6d-d16e-4265-b5d5-89fdc978a032 | NFPA 170 FIRE ALARM CONTROL UNIT | RISER FACP |  | North | Hochiki |  | Fire Alarm Control Unit |  |  |  | Assembly | TRUE | LA801K1-64 |  | FireNET L@TITUDE Analog Addressable Fire Alarm Control Panel, 8 Slot Standard Plex-Door Enclosure, 5.25 A 115V, 2-Loop Panel Module, Hochiki Protocol, Network Module, and Media Gateway™, Black, Printer / 48 Zone LEDs | 1 | [6 empty] | FALSE |  |  | *Refer to Install Sheet | 16.5in (W) x 23.2in (H) x 6in (D) | KM5FCRD (Optional Semi-Flush Mounting Kit) | #FFFF0000 | FA-NFPA 170 FIRE ALARM CONTROL UNIT | 1 | FALSE | FALSE | FALSE | 202 | [8 empty] | 7,12,18,28,33,40 |  |  | 5.25 |  | TRUE | [5 empty] | DESKTOP-GHR3H5U\Anthony | 2019-11-27 07:05 | THOR\acont | 2024-09-08 17:27
18a41d74-b67f-448c-bd44-89ff5216f6a7 |  |  |  | North | Monaco Enterprises |  | Cards & Components |  |  |  | Card | TRUE | 176-279-00 | ++ | Addressable Driver Card (ADC II), supports up to 198 addressable devices on a Signaling Line Circuit, RoHS compliant NOTE Supports CLIP and AP addressable devices. | 1 | 0.12 | 0.12 |  |  |  |  | TRUE | [5 empty] | #FFFFFFFF |  |  | FALSE | FALSE | FALSE | [20 empty] | THOR\acont | 2024-01-23 07:22 | THOR\acont | 2024-10-09 10:48 | Cloned from Monaco Enterprises 176-194-00 |  | [Monaco Enterprises] 176-194-00, 176-279-00
7d47ac84-db5f-4e65-b6a8-8a016dec1c66 |  |  |  | North | Bosch | [5 empty] | Module | TRUE | D6100IPV6-01 | * | Communications Receiver, P6602 Cable, D6200CD | 1 | [12 empty] | #FFFFFFFF |  |  | FALSE | FALSE | FALSE | [20 empty] | DESKTOP-7EIEB7A\acont | 2021-08-13 06:25 | THOR\acont | 2024-10-09 10:48
7044d3a5-fc47-4f26-b3bc-8a06646c48a6 | NFPA 170 HORN STROBE |  |  | North | MIRCOM |  | Horn/Strobe |  |  |  | Module | TRUE | FHS-340R | ++ | Wall Mount Horn/Strobe, Red | 1 | [6 empty] | FALSE | [5 empty] | #FF0070C0 | FA-NFPA 170 HORN STROBE | 1 | FALSE | FALSE | FALSE | 2012 | [13 empty] | FALSE | [7 empty] | THOR\acont | 2024-09-08 17:27 |  | [MIRCOM] [NAC] [24 VDC, CONT, HIGH] FHS-340R, FHS-340W
0d9f3af8-d62b-4579-bc6b-8a0e939b39a2 |  |  |  | North | Edwards |  | Cards & Components |  |  |  | Card | TRUE | FSRA10 Mainboard |  | Mainboard for FSRA10 assembly | 1 | 0.017 | 0.098 |  |  |  |  | TRUE | [5 empty] | #FFFFFFFF |  |  | FALSE | FALSE | FALSE | [14 empty] | FALSE | [7 empty] | THOR\acont | 2024-10-09 10:48 |  | [Edwards, Kidde] [VAC ] 2IDC, 76-600000-001 Main Board, 76-800xxx-xxx Main Board, 77-600000-901 Main Board, 84-732001-901 Main Board, APS10A Mainboard, APS6A Mainboard, BPS10A Mainboard, BPS10A/230 Mainboard, BPS6A Mainboard, BPS6A/230 Mainboard, EST1-2Z [Edwards] [RS-485] FSRA10 Mainboard, FSRA10C Mainboard, FSRRM24, FSRSI, FSRZI-A, FSRZI-SA, FSUIM [Edwards] [AUX POWER] FSRA10 Mainboard, FSRA10C Mainboard
96973040-c201-4cd2-80d4-8a17daea7966 | NFPA 170 SPEAKER WALL |  |  | North | Edwards |  | Speaker |  |  |  | Module | TRUE | 757-1A-S70 |  | Cone Speaker, 70Vrms .25 .5, 1, 2w | 1 | [6 empty] | FALSE | [5 empty] | #FF0070C0 | FA-NFPA 170 SPEAKER WALL | 1 | FALSE | FALSE | FALSE | 2021 | [13 empty] | FALSE | [7 empty] | THOR\acont | 2024-09-08 17:27
d56348db-c0ae-4cae-92ca-8a19ffb23f27 |  |  |  | North | Bosch | [5 empty] | Module | TRUE | TR1850 | * | Transformer plug-in, 18V 50VA 0000166920 | 1 | [12 empty] | #FFFFFFFF |  |  | FALSE | FALSE | FALSE | [20 empty] | DESKTOP-7EIEB7A\acont | 2021-08-13 06:25 | THOR\acont | 2024-10-09 10:48
b77aafd0-c957-4aee-b23e-8a227191f106 |  |  |  | North | Firelite |  | Cards & Components |  |  |  | Card | TRUE | ECC-50W-70V | + | 70V, 50 Watt Audio Amplifier Module | 1 | 0.1 | 0.235 |  |  |  |  | TRUE | FALSE |  |  |  |  | #FFFFFFFF |  |  | FALSE | FALSE | FALSE | [14 empty] | FALSE | [7 empty] | THOR\acont | 2024-10-09 10:48
57eaa05b-6a97-4404-b6b0-8a23e0d8f751 | NFPA 170 HORN STROBE CEILING |  |  | North | Simplex |  | Horn/Strobe |  |  |  | Module | TRUE | 49AVH-APPLC-BA | + | Audible/Visible Notification Appliances, Ceiling Mount Multi-High Candela Horn/Strobe, Specify Cover, Assembled in USA | 1 | 0 | 0 |  |  |  |  | TRUE | TRUE |  |  |  |  | #FF0070C0 | FA-NFPA 170 HORN STROBE CEILING | 1 | FALSE | FALSE | FALSE | 2013 | [16 empty] | C |  |  | DESKTOP-7EIEB7A\acont | 2022-02-21 22:07 | THOR\acont | 2024-09-08 17:27 | Cloned from Simplex 49AVH-APPLC | [Autocall, Simplex] [IDNac] [23VDC, STEADY HIGH] 49AVH-APPLC (C), 49AVH-APPLC-BA (C), A49AVH-APPLC (C), A49AVH-APPLC-BA (C)
636cdedb-d425-481b-a5d6-8a2737d21416 | NC_PULL CORD WATERPROOF |  |  | North | Rauland Nurse Call |  | Nurse Call Component |  |  |  | Module | TRUE | 354001WP |  | WATERPROOF PULL CORD STATION | 1 | [6 empty] | TRUE | [5 empty] | #FFFF0000 | FA-NC_PULL CORD WATERPROOF | 1 | FALSE | FALSE | FALSE | [20 empty] | AUGUSTXPS17-EUP\aucon | 2022-07-26 17:18 | THOR\acont | 2024-09-08 17:27 | Cloned from Rauland Nurse Call New Part
db759541-8efa-41c0-9085-8a29e546e91e |  |  |  | North | Bosch | [5 empty] | Module | TRUE | NDA-U-WMT-TE | * | ***(Tenneco)Nda-U-Wmt Pendant Wall Mount | 1 | [12 empty] | #FFFFFFFF |  |  | FALSE | FALSE | FALSE | [20 empty] | DESKTOP-7EIEB7A\acont | 2021-08-13 06:25 | THOR\acont | 2024-10-09 10:48
b006b5cf-848b-4309-a9a3-8a38a97faf68 | NFPA 170 HEAT DETECTOR |  |  | North | Hochiki |  | Heat Detector |  |  |  | Module | TRUE | DFE-135 w/HSC-221R - 2 WIRE RELAY BASE | DFE-135 w/HSC-221R - 2 WIRE RELAY BASE | HEAT DETECTOR w/ 2 WIRE RELAY BASE | 1 |  | 0.199 |  |  |  |  | TRUE | TRUE |  | *Refer to Install Sheet |  |  | #FFFF0000 | FA-NFPA 170 HEAT DETECTOR | 1 | FALSE | FALSE | FALSE | 1403 | [16 empty] | R |  |  | DESKTOP-0D6CQVA\lousc | 2019-10-12 07:53 | THOR\acont | 2024-09-08 17:27 | Cloned from Hochiki DCD-135 w/HSC-221R - 2 WIRE RELAY BASE | [Hochiki] [IDC] 01 [IDC] DCD-135 w/HSC-220L LATCHING LED BASE (C), DCD-135 w/HSC-220R - 2 WIRE RELAY BASE (C), DCD-135 w/HSC-221L LATCHING LED BASE (C), DCD-135 w/HSC-221R - 2 WIRE RELAY BASE (C), DCD-135 w/HSC-224L LATCHING LED BASE (C), DCD-135 w
7a5470db-1658-4b17-a69d-8a3c3137abf3 | NFPA 170 SMOKE HEAT DETECTOR |  |  | North | Notifier |  | Smoke/Heat Detector |  |  |  | Module | TRUE | FWD-200 ACCLIMATE | + | Addressable Wireless Photo/Heat Detector | 1 | [6 empty] | FALSE | TRUE |  |  |  |  | #FFFF0000 | FA-NFPA 170 SMOKE HEAT DETECTOR | 1 | FALSE | FALSE | FALSE | 1411 | [13 empty] | FALSE |  |  | W |  |  | DESKTOP-7SAL8M7\acont | 2019-06-14 10:34 | THOR\acont | 2024-09-08 17:27 | 20191121 AC Detector without base | [Honeywell, Notifier, System Sensor] [SLC SENSORS] [*] [#4 TYPE ADDR ¦ SENSORS] 2251B (C), 2251-COPTIR (C), 2251-COPTIR w/B200S-WH (C), 2251TB (C), 2251TMB (C), 5251B (C), 5251B-WP (C), 5251H (C), 5251RB (C), 5251RB-WP (C), 7251 (C), 7251DH (C), DH200LP [Honeywell, Notifier, System Sensor] [SLC MODULES SENSORS] [*] [#2 SHARED ADDR ¦ SENSORS] 2251B (C), 2251-COPTIR (C), 2251-COPTIR w/B200S-WH (C), 2251TB (C), 2251TMB (C), 5251B (C), 5251B-WP (C), 5251H (C), 5251RB (C), 5251RB-WP (C), 7251 (C), 7251DH (C) [Farenhyt, Firelite, Gamewell FCI, Notifier, Silent Knight] [SWIFT MESH DEVICES] 02 FWD-200 ACCLIMATE (C), FWD-200P (C), WIDP-PHOTO w/B210W (C), WIDP-PHOTO-T w/B210W (C), W-SD355 (C), W-SD355T (C), WSD-ACCLIMATE (C), WSD-P (C), WSK-PHOTO (C), WSK-PHOTO-T
01e93f58-b3f2-4613-9b35-8a3c398fec15 | NFPA 170 JUNCTION BOX |  |  | North | Hoffman |  | Junction Box |  |  |  | Module | TRUE | HOFFMAN BOX (24 x 30 x 6) |  | Hoffman Nema 4x Fiberglass enclosure with Back plane 24 x 30 x 6-12 | 1 | [6 empty] | FALSE | [5 empty] | #FF00B050 | FA-NFPA 170 JUNCTION BOX | 1 | FALSE | FALSE | FALSE | 6000 | [13 empty] | FALSE |  |  | 24x30 |  |  |  |  | THOR\acont | 2024-09-08 17:27
0b784c56-b9e2-40ac-823e-8a3c3bade825 |  |  |  | North | Edwards |  | Cards & Components |  |  |  | Card | TRUE | 3-12/S2Y |  | 12 Switch, 12 Yel, 12 Yel Ctrl Dis Mod | 1 | 0.002 | 0.038 |  |  |  |  | TRUE | [5 empty] | #FFFFFFFF |  |  | FALSE | FALSE | FALSE | [14 empty] | FALSE | [7 empty] | THOR\acont | 2024-10-09 10:48
89dcf85e-44d3-41c5-a4be-8a3e0ec3ac8a | NFPA 170 AMPLIFIER RACK | RISER AMP |  | North | Firelite |  | Amplifier |  |  |  | Assembly | TRUE | ACC-25/50 | ++ | 25 watt, 25 VRMS, Emergency Voice Evacuation Control Panel with integral commercial microphone, digital message generator, and single-/dual channel Class A or Class B speaker circuits. | 1 |  |  |  |  | 24 |  | FALSE | [5 empty] | #FFFF0000 | FA-NFPA 170 AMPLIFIER RACK | 1 | FALSE | FALSE | FALSE | 300 | [8 empty] | 7,12,18 |  |  |  | 50 | TRUE | [5 empty] | DESKTOP-7EIEB7A\acont | 2022-12-07 12:21 | THOR\acont | 2024-09-08 17:27 | Cloned from Firelite ECC-50/100 (50W, 25V)
0123f279-d863-49b6-96f6-8a3f697ca2ae |  |  |  | North | Edwards |  | Hardware |  |  |  | Hardware | TRUE | MN-HS64SPKHRG5P |  | 6400 Watt HPSA (5 of 5 Active Panels) replacement speaker head - complete | 1 | [6 empty] | FALSE | [5 empty] | #FFFFFFFF |  |  | FALSE | FALSE | FALSE | [14 empty] | FALSE | [7 empty] | THOR\acont | 2024-10-09 10:48
3896241b-c9a1-4f4d-8f84-8a446a5e97d9 | NFPA 170 DAMPERS FIRE SMOKE |  |  | East | N/A |  | Damper |  |  |  | Module | TRUE | FURNISHED BY OTHERS |  | FIRE SMOKE DAMPER | 1 | [6 empty] | FALSE | TRUE | PROVIDED BY MECHANICAL CONTRACTOR |  | PROVIDED BY OTHERS |  | #FFFF0000 | FA-NFPA 170 DAMPERS FIRE SMOKE | 1 | FALSE | FALSE | FALSE | 1902 | [13 empty] | FALSE | [5 empty] | DESKTOP-7EIEB7A\acont | 2022-02-02 10:55 | THOR\acont | 2024-09-08 17:27 | Cloned from Generic FIRE SMOKE DAMPER | [Generic, N/A] [IDC] [#2 CLOSED STATUS] FIRE SMOKE DAMPER (C), FURNISHED BY OTHERS (C), SMOKE DAMPER (C) [Det-Tronics, Generic, Macurco, N/A, STI] [IDC] 01 30-3013, AIR PRESSURE SWITCH, AIR PRESSURE SWITCH HIGH/LOW, BACKFLOW VALVE, CM-12, CONTACT DEVICE, DUCT DETECTOR (C), Fire Suppression Control Unit (FSCU), FURNISHED BY OTHERS, FURNISHED BY OTHERS, FURNI [Generic, N/A] [RELAY] [#2 OPEN] FIRE SMOKE DAMPER (C), FURNISHED BY OTHERS (C), SMOKE DAMPER (C) [Generic, N/A] [IDC] [#1 OPEN STATUS] FIRE SMOKE DAMPER (C), FURNISHED BY OTHERS (C), SMOKE DAMPER (C) [Generic, N/A] [RELAY] [#2 CLOSE] FIRE SMOKE DAMPER (C), FURNISHED BY OTHERS (C), SMOKE DAMPER (C)
bf3f7652-8ecb-44d5-8893-8a4715d35a5c |  |  |  | North | SECURITY DOOR CONTROLS | Security/Access Control |  |  |  |  | Module | TRUE | 491 |  |  | 1 | [12 empty] | #FFFFFFFF |  |  | FALSE | FALSE | FALSE | [20 empty] | THOR\acont | 2024-03-12 21:43 | THOR\acont | 2024-10-09 10:48
0691b519-77ab-439f-a6a7-8a4fbcc06856 | NFPA 170 MANUAL PULL |  |  | North | Potter |  | Manual Station |  |  |  | Module | TRUE | RMS-1T-WP w/PAD100-MIM | + | Manual Station w/ Micro Input Module | 1 | 0.0002 | 0.0002 |  |  |  |  | FALSE | [5 empty] | #FFFF0000 | FA-NFPA 170 MANUAL PULL | 1 | FALSE | FALSE | FALSE | 1000 | [13 empty] | FALSE | [5 empty] | DESKTOP-7EIEB7A\acont | 2021-02-28 15:49 | THOR\acont | 2024-09-08 17:27 | Cloned from Potter PAD100-MIM | [Potter] [SLC PAD] [*] [#1 SHARED ADDR ¦ MODULES] PAD100-DIM, PAD100-DIM CL-A, PAD100-LED, PAD100-LEDK, PAD100-MIM, PAD100-NAC, PAD100-OROI, PAD100-PSDA, PAD100-PSSA, PAD100-RM, PAD100-SIM, PAD100-SM, PAD100-TRTI, PAD100-TRTI CL-A, PAD100-ZM, PAD100-ZM C
01fec330-b824-45bc-875b-8a679a0b0a2b |  |  |  | North | Edwards |  | Hardware |  |  |  | Hardware | TRUE | KPDISP-CF |  | Keypad Display Fire Only Configuration Software | 1 | [6 empty] | FALSE | [5 empty] | #FFFFFFFF |  |  | FALSE | FALSE | FALSE | [14 empty] | FALSE | [7 empty] | THOR\acont | 2024-10-09 10:48
f91a32d2-d1a4-43b3-bfcf-8a7241546edf | 170 BASIC SHAPE |  |  | North | Aiphone |  | Miscellaneous |  |  |  | Module | TRUE | PS-1225DM |  | Intercom Power Supply | 1 | [6 empty] | TRUE | [5 empty] | #FFFF0000 | FA-170 BASIC SHAPE | 1 | FALSE | FALSE | FALSE | [20 empty] | XPS-17-9710\August | 2024-04-04 05:36 | THOR\acont | 2024-09-08 17:27 | Cloned from Aiphone PS-1208 CLONED CLONED CLONED
c7797872-2951-4b9f-b462-8a72a3fcda00 |  |  |  | North | Edwards |  | Cards & Components |  |  |  | Card | TRUE | 3X-NET |  | Network option card, RS485, Cl A or B, max 64 nodes | 1 | 0.098 | 0.098 |  |  |  |  | TRUE | [5 empty] | #FFFFFFFF |  |  | FALSE | FALSE | FALSE | [14 empty] | FALSE | [7 empty] | THOR\acont | 2024-10-09 10:48 |  | [Edwards] [RS-485] 3-RS485A, 3-RS485B, 3X-NET, 3X-NET8 [Edwards] [RS-485] 3-RS485A, 3-RS485B, 3X-NET, 3X-NET8 | [Edwards] 3-RS485A, 3-RS485B, 3X-NET, 3X-NET8
b1e36252-f17c-40e9-954e-8a768131ac9b | NFPA 170 HORN STROBE CEILING |  |  | North | Hochiki |  | Horn/Strobe |  |  |  | Module | TRUE | ASWP-24MCCH-FR | ++ | ASWP weatherproof horn strobe, xenon, ceiling, red, FIRE, clear lens, 24V, outdoor | 1 | 0 | 0.315 |  |  |  |  | FALSE | TRUE |  | *Refer to Install Sheet |  |  | #FF0070C0 | FA-NFPA 170 HORN STROBE CEILING | 1 | FALSE | FALSE | FALSE | 2013 | [13 empty] | FALSE |  |  | C¦WP |  |  |  |  | THOR\acont | 2024-09-08 17:27 |  | [Eaton Wheelock, Hochiki] [NAC] [24VDC, LOW DB] ASWP-24MCCH-FR (C), ASWP-24MCCH-FW (C) [Eaton Wheelock, Hochiki] [NAC] [24VDC, HIGH DB] ASWP-24MCCH-FR (C), ASWP-24MCCH-FW (C)
8c49c2b6-56f8-4246-996b-8a79aaa0d321 |  |  |  | North | Notifier |  | Hardware |  |  |  | Hardware | TRUE | DP-ES-B |  | Dress Panel | 1 | [6 empty] | FALSE |  | SURFACE |  | PROVIDED ("WX"HX"D) | N/A | #FFFFFFFF |  |  | FALSE | FALSE | FALSE |  |  |  | 7165-0028:0224 | [10 empty] | FALSE | [7 empty] | THOR\acont | 2024-10-09 10:48
639e5b1e-4a47-4c70-b5f4-8a7bd93532be | NFPA 170 GAS DETECTOR |  |  | North | Gamewell FCI |  | Gas Detection |  |  |  | Module | TRUE | MCS-CO3 w/B200S-IV | + | Intelligent addressable carbon monoxide detector, white w/ Intelligent sounder base, ivory, UL listed | 1 | 0.0002 | 0.0045 |  |  |  |  | FALSE | TRUE | FLUSH |  | 4" SQ. DEEP | 3 "O" PLASTER RING | #FFFF0000 | FA-NFPA 170 GAS DETECTOR | 1 | FALSE | FALSE | FALSE | 1402 | [13 empty] | FALSE |  |  | S |  |  | DESKTOP-7EIEB7A\acont | 2021-02-28 15:38 | THOR\acont | 2024-09-08 17:27 | Cloned from Notifier FSCO-951 w/B200S-IV | [Gamewell FCI] [SLC MODULES SENSORS] [*] [#2 SHARED ADDR ¦ SENSORS] ADPF (C), ASD-PL2F w/B200S-LF-WH (C), ASD-PL2F w/B210LP (C), ASD-PL2FR (C), ASD-PL3 w/B200S-LF-WH (C), ASD-PL3 w/B200SR-LF-WH (C), ASD-PL3 w/B200SR-WH (C), ASD-PL3 w/B224BI-WH (C), ASD-P [Gamewell FCI] [AUX POWER] MCS-CO3 w/B200S-IV (C), MCS-CO3 w/B200S-WH (C), MCS-COF3 w/B200S-WH (C), MCS-COP3 w/B200S-IV (C), MCS-COP3 w/B200S-WH (C) [Gamewell FCI] [SLC SENSORS] [*] [#4 TYPE ADDR ¦ SENSORS] ADPF (C), ASD-PL2F w/B200S-LF-WH (C), ASD-PL2F w/B210LP (C), ASD-PL2FR (C), ASD-PL3 w/B200S-LF-WH (C), ASD-PL3 w/B200SR-LF-WH (C), ASD-PL3 w/B200SR-WH (C), ASD-PL3 w/B224BI-WH (C), ASD-PL3 w/B224R
a110f2f0-0987-4c2e-83e9-8a81796e3162 |  |  |  | North | Siemens | [5 empty] | Module | TRUE | ED-35 | 305-021155 | HINGED DOOR FOR 40 MODULE ENCLOSURE | 1 | [12 empty] | #FFFFFFFF |  |  | FALSE | FALSE | FALSE | [20 empty] | DESKTOP-7SAL8M7\acont | 2019-08-13 09:04 | THOR\acont | 2024-10-09 10:48
a1e2b372-342c-4e1e-8967-8a82c9ce90c3 |  |  |  | North | Gamewell FCI |  | Hardware |  |  |  | Hardware | TRUE | E3BB-RAA | ++ | Enclosure, Red, “AA” (LOC) Size | 1 | [6 empty] | TRUE |  |  |  | 19 1/4” W x 10” H x 4 1/4” D (49 W x 25 H x 11.4 D cm) |  | #FFFFFFFF |  |  | FALSE | FALSE | FALSE | [20 empty] | DESKTOP-7EIEB7A\acont | 2022-08-29 12:03 | THOR\acont | 2024-10-09 10:48 | Cloned from Gamewell FCI E3BB-BAA
4edbcb6d-e557-499f-b7ce-8a841f04d480 | NFPA 170 ADDRESSABLE INPUT MONITOR MODULE |  |  | North | Fike |  | Addressable Module |  |  |  | Module | TRUE | FIK-M502M | ++ | Zone Interface Module | 1 | 0.00027 | 0.00027 |  |  | 24 |  | FALSE |  |  |  | 4½" H × 4" W × 1¼" D |  | #FFFF0000 | FA-NFPA 170 ADDRESSABLE INPUT MONITOR MODULE | 1 | FALSE | FALSE | FALSE | 1000 | [13 empty] | FALSE |  |  | Z |  |  | DESKTOP-7EIEB7A\acont | 2023-01-03 08:05 | THOR\acont | 2024-09-08 17:27 | Cloned from Farenhyt IDP-MONITOR-2 | [Fike] [SLC IDP MODULES] [*] [#3 TYPE ADDR ¦ MODULES] FIK-CR-6, FIK-CZ-6, FIK-IM-10, FIK-M500DM, FIK-M500M, FIK-M500MR-2, FIK-M500R, FIK-M500S, FIK-M501M, FIK-M502M, FIK-PULL-DA, FIK-PULL-SA, FIK-SC-6 [Fike] [AUX POWER] [AUX INPUT ++] FIK-M502M | [Fike] FIK-M502M
7ff5e04a-40aa-4270-a53d-8a869f5f8c37 | NFPA 170 ABORT SWITCH |  |  | North | Fike |  | Switch |  |  |  | Module | TRUE | 10-1639 | + | System Abort Switch Deadman Type | 1 | [6 empty] | FALSE | [5 empty] | #FFFF0000 | FA-NFPA 170 ABORT SWITCH | 1 | FALSE | FALSE | FALSE | 903 | [13 empty] | FALSE | [7 empty] | THOR\acont | 2024-09-08 17:27 | 20180810 Added By AuC | [Fike] [IDC] 02 02-12533, 02-12534, 10-1638, 10-1639, 10-1643, 10-2698
71e7fa0e-ce5e-40fa-9819-8a87e0603548 | NFPA 170 STROBE CEILING |  |  | North | Edwards |  | Strobe |  |  |  | Module | TRUE | GCWN-VMA |  | Strobe, white, no markings, 15, 30, 75, 95 cd, amber | 1 | 0 | 0.318 |  |  |  |  | FALSE | TRUE |  |  |  |  | #FF0070C0 | FA-NFPA 170 STROBE CEILING | 1 | FALSE | FALSE | FALSE | 2022 | [13 empty] | FALSE |  |  | C |  |  |  |  | THOR\acont | 2024-09-08 17:27 |  | [Edwards, Kidde] [NAC] [16 VDC] EGCFR-VM (C), EGCF-VM (C), GCFR-S7VM (C), GCFR-VM (C), GCF-S2VM (C), GCF-S7VM (C), GCF-VM (C), GCHFRF-S2VMC (C), GCHFRF-S7VMC (C), GCHFRN-S2VMC (C), GCHFRN-S7VMC (C), GCHFWA-S2VMA (C), GCHFWA-S2VMC (C), GCHFWA-S7VMA (C), G [Edwards, Kidde] [NAC] [24 VDC] EGCFR-VM (C), EGCF-VM (C), GCFR-S7VM (C), GCFR-VM (C), GCF-S2VM (C), GCF-S7VM (C), GCF-VM (C), GCHFRF-S2VMC (C), GCHFRF-S7VMC (C), GCHFRN-S2VMC (C), GCHFRN-S7VMC (C), GCHFWA-S2VMA (C), GCHFWA-S2VMC (C), GCHFWA-S7VMA (C), G
4364c095-747b-4490-8542-8a88cfd0b770 | NFPA 170 TEMPERATURE SEPERVISORY SWITCH |  |  | North | Block Definition Only |  | Temperature Switch |  |  |  | Module | TRUE | NFPA 170 TEMPERATURE SEPERVISORY SWITCH |  | NFPA 170 TEMPERATURE SEPERVISORY SWITCH | 1 | [12 empty] | #FFFF0000 | FA-NFPA 170 TEMPERATURE SEPERVISORY SWITCH | 1 | FALSE | FALSE | FALSE | 915 | [19 empty] | AULAPTOP-PC\Aulaptop | 2020-03-26 07:41 | THOR\acont | 2024-09-08 17:27
3b84a786-3a4f-4166-a446-8a89f574ecec | NFPA 170 JUNCTION BOX |  |  | North | DMP |  | Hardware |  |  |  | Hardware | TRUE | 850-AR | ++ | Scored acrylic breakrods (one dozen) | 1 | 0 | 0 |  |  |  |  | FALSE | FALSE |  |  |  |  | #FF00B050 | FA-NFPA 170 JUNCTION BOX | 1 | FALSE | FALSE | FALSE | 957 | [13 empty] | FALSE | [5 empty] | DESKTOP-7EIEB7A\acont | 2023-05-20 09:45 | THOR\acont | 2024-09-08 17:27 | Cloned from DMP 850-WP
df7cf89b-8f6b-4ec8-9508-8a9236753205 |  |  |  | North | Edwards |  | Cards & Components |  |  |  | Card | TRUE | EST-SRA1 |  | Annunciator CPU for single loop QS panels | 1 | 0.07 | 0.09 |  |  |  |  | TRUE | [5 empty] | #FFFFFFFF |  |  | FALSE | FALSE | FALSE | [14 empty] | FALSE | [7 empty] | THOR\acont | 2024-10-09 10:48
4698abe9-099c-4702-9491-8a923978078a | NFPA 170 SPEAKER STROBE CEILING |  |  | North | Eaton Wheelock |  | Speaker/Strobe |  |  |  | Module | TRUE | E90-24MCC-FR | + | Speaker/Strobe, 24 VDC, Multi-Candela, , 25/70 Vrms, red | 1 | 0 | 0.11 |  |  |  |  | FALSE | TRUE |  |  |  |  | #FF0070C0 | FA-NFPA 170 SPEAKER STROBE CEILING | 1 | FALSE | FALSE | FALSE | 2020 | [13 empty] | FALSE |  |  | C |  |  |  |  | THOR\acont | 2024-09-08 17:27 |  | [Eaton Wheelock] [AUDIO 70.7v] [70V AUDIO] E70-24MCC-FR (C), E70-24MCC-FW (C), E70-24MCCH-FR (C), E70-24MCCH-FW (C), E90-24MCC-FR (C), E90-24MCC-FW (C), E90-24MCCH-FR (C), E90-24MCCH-FW (C) [Eaton Wheelock] [NAC] [UL MAX DC] E70-24MCC-FR (C), E70-24MCC-FW (C), E90-24MCC-FR (C), E90-24MCC-FW (C) [Eaton Wheelock] [AUDIO 25v] [25V AUDIO] E70-24MCC-FR (C), E70-24MCC-FW (C), E70-24MCCH-FR (C), E70-24MCCH-FW (C), E90-24MCC-FR (C), E90-24MCC-FW (C), E90-24MCCH-FR (C), E90-24MCCH-FW (C) [Eaton Wheelock] [NAC] [UL MAX FWR] E70-24MCC-FR (C), E70-24MCC-FW (C), E90-24MCC-FR (C), E90-24MCC-FW (C)
c1f08912-458a-472f-a87e-8a931e7f78ce | NFPA 170 FIRE ALARM CONTROL UNIT | RISER FACP |  | North | First Alert |  | Fire Alarm Control Unit |  |  |  | Assembly | TRUE | FA1600CB | + | Integrated Fire and Burglary Control, 12V Burglary 50 VA, universal can | 1 | [6 empty] | FALSE | [5 empty] | #FFFF0000 | FA-NFPA 170 FIRE ALARM CONTROL UNIT | 1 | FALSE | FALSE | FALSE | 202 | [8 empty] | 7,12,17.2 |  |  |  |  | TRUE | [5 empty] | DESKTOP-7EIEB7A\acont | 2022-02-25 09:58 | THOR\acont | 2024-09-08 17:27 | Cloned from Honeywell FA1600C CLONED CLONED
15d0498c-e72a-4053-85ae-8a95f3fe316c |  |  |  | North | Siemens | [5 empty] | Module | TRUE | DFM-BRK | 500-633779 | DNET MODULE MNT BOARD | 1 | [12 empty] | #FFFFFFFF |  |  | FALSE | FALSE | FALSE | [20 empty] | DESKTOP-7SAL8M7\acont | 2019-08-13 09:04 | THOR\acont | 2024-10-09 10:48
d7f8a5ac-3566-4206-bd38-8a96dc3842e3 | NFPA 170 HALON ABORT SWITCH |  |  | North | Block Definition Only |  | Switch |  |  |  | Module | TRUE | NFPA 170 HALON ABORT SWITCH |  | NFPA 170 HALON ABORT SWITCH | 1 | [12 empty] | #FFFF0000 | FA-NFPA 170 HALON ABORT SWITCH | 1 | FALSE | FALSE | FALSE | 907 | [19 empty] | AULAPTOP-PC\Aulaptop | 2020-03-26 07:41 | THOR\acont | 2024-09-08 17:27
51d47d72-b0f2-46c7-8222-8a97d5b7315d | NFPA 170 HEAT DETECTOR |  |  | North | Monaco Enterprises |  | Heat Detector |  |  |  | Module | TRUE | 721-407-00 |  | DETECTOR HEAT:MECHANICAL 194 F,RATE-OF-RISE/FIXED | 1 | [6 empty] | FALSE | TRUE |  |  |  |  | #FFFF0000 | FA-NFPA 170 HEAT DETECTOR | 1 | FALSE | FALSE | FALSE | 1403 | [13 empty] | FALSE | [5 empty] | DESKTOP-7SAL8M7\acont | 2020-02-20 16:45 | THOR\acont | 2024-09-08 17:27 | Cloned from System Sensor 5602 | [Monaco Enterprises] [IDC] 01 708-025-01, 708-025-03, 721-128-00 (C), 721-407-00 (C), 721-408-00 (C), 722-125-00 (C), 722-408-00 (C), 722-409-00 (C), 725-312-00 (C), 725-313-00 (C)
edd9d98a-784b-40f8-95a6-8a9cb6bcff2b |  |  |  | North | Gamewell FCI |  | Cards & Components |  |  |  | Card | TRUE | DACT-E3 | ++ | Digital Alarm Communicator Transmitter | 1 | 0.018 | 0.018 |  |  |  |  | TRUE | [5 empty] | #FFFFFFFF |  |  | FALSE | FALSE | FALSE | [14 empty] | FALSE | [7 empty] | THOR\acont | 2024-10-09 10:48 |  |  | [Gamewell FCI] DACT-E3
4fe44e8c-4138-46cf-91df-8a9e81822284 | NFPA 170 SMOKE DETECTOR |  |  | North | Fike |  | Smoke Detector |  |  |  | Module | TRUE | 67-034 |  | Ion Sensor Isolator Version w/63-1060 6” Sensor Base Isolator Version | 1 | [6 empty] | FALSE | TRUE |  |  |  |  | #FFFF0000 | FA-NFPA 170 SMOKE DETECTOR | 1 | FALSE | FALSE | FALSE | 1408 | [13 empty] | FALSE | [7 empty] | THOR\acont | 2024-09-08 17:27 | 20191121 AC Detector without base | [Fike] [SLC FIKE] [*] [#1 SHARED ADDR ¦ ALL] 20-1063, 20-1064, 20-1343, 55-019/020 (C), 55-021 (C), 55-023 (C), 55-041, 55-042, 55-043, 55-045, 55-046, 55-047, 55-048, 55-050, 55-052, 55-055, 55-056, 55-060, 55-061, 60-1028 (C), 60-1039 (C), 60-1040 (C), [Fike] [AUX POWER] 20-1063, 20-1064, 20-1343, 55-019/020 (C), 55-021 (C), 55-023 (C), 55-043, 55-047, 55-048, 55-050, 55-055, 55-056, 55-060, 55-061, 60-1028 (C), 60-1039 (C), 60-1040 (C), 63-028/029 (C), 63-1021 (C), 63-1052 (C), 63-1053 (C), 63-1056 (C
2f8b8c0b-8c13-47d2-a53a-8a9f107c8213 |  |  |  | North | Cornell |  | Cards & Components |  |  |  | Card | TRUE | 8010-300 |  | 4 Zone Annunciator Panel Card | 1 | [6 empty] | TRUE | [5 empty] | #FFFFFFFF |  |  | FALSE | FALSE | FALSE | [20 empty] | DESKTOP-QMKR22O\aucon | 2020-07-31 08:43 | THOR\acont | 2024-10-09 10:48 |  |  | [Cornell] 8010-300
df34dcb3-72df-4c2d-acd1-8aa767c1441e |  |  |  | North | Edwards |  | Hardware |  |  |  | Hardware | TRUE | MN-HSHHPSTC1 |  | Hand-held portable amplified loudspeaker system ruggedized transportation case. | 1 | [6 empty] | FALSE | [5 empty] | #FFFFFFFF |  |  | FALSE | FALSE | FALSE | [14 empty] | FALSE | [7 empty] | THOR\acont | 2024-10-09 10:48
d2e4e156-4502-44a8-88cb-8aaeb2e7cb53 | NFPA 170 SMOKE DETECTOR |  |  | North | Janus |  | Smoke Detector |  |  |  | Module | TRUE | CPS-24 w/SB | + | Conventional Photoelectric Smoke Detector w/SB Base | 1 |  | 0.15 |  |  |  |  | FALSE | [5 empty] | #FFFF0000 | FA-NFPA 170 SMOKE DETECTOR | 1 | FALSE | FALSE | FALSE | 957 | [13 empty] | FALSE | [5 empty] | DESKTOP-7EIEB7A\acont | 2021-04-08 10:01 | THOR\acont | 2024-09-08 17:27 | Cloned from Potter CPS-24 w/SB | [Janus] [AUX POWER] CPS-24 w/SB [Janus] [IDC] 03 CPS-24 w/SB [Janus] [IDC] 04 CPS-24 w/SB
870fa385-fe96-4a9d-b79a-8abb22835e86 |  |  |  | North | Edwards |  | Hardware |  |  |  | Hardware | TRUE | E6-BR1 |  | Recess Mount Detector Base, CE | 1 | [6 empty] | FALSE | [5 empty] | #FFFFFFFF |  |  | FALSE | FALSE | FALSE | [14 empty] | FALSE | [7 empty] | THOR\acont | 2024-10-09 10:48
987ccf4f-657e-4904-85e1-8accd2116789 | NFPA 170 NOTIFICATION CIRCUIT EXTENDER PANEL | RISER NAC |  | North | Siemens |  | Notification Circuit Extender Panel |  |  |  | Assembly | TRUE | PAD-4-9A-CLSA | S54339-A4-A1 | Complete 9 amp PAD-4 kit with Class A adapter | 1 | [12 empty] | #FFFF0000 | FA-NFPA 170 NOTIFICATION CIRCUIT EXTENDER PANEL | 1 | FALSE | FALSE | FALSE | 212 | [8 empty] | 7,12,18 |  |  | 14 |  | TRUE | [5 empty] | DESKTOP-7SAL8M7\acont | 2019-08-13 09:04 | THOR\acont | 2024-09-08 17:27
af21b3dd-fa4b-4001-8afa-8ad1629a63f3 | NFPA 170 STROBE CEILING |  |  | North | Edwards |  | Strobe |  |  |  | Module | TRUE | GC-VM |  | Strobe, running man, white, 15, 30, 75, 95 cd, clear | 1 | 0 | 0.168 |  |  |  |  | FALSE | TRUE |  |  |  |  | #FF0070C0 | FA-NFPA 170 STROBE CEILING | 1 | FALSE | FALSE | FALSE | 2022 | [13 empty] | FALSE |  |  | C |  |  |  |  | THOR\acont | 2024-09-08 17:27 |  | [Edwards, Kidde] [NAC] [24 VDC] EGCFR-VM (C), EGCF-VM (C), GCFR-S7VM (C), GCFR-VM (C), GCF-S2VM (C), GCF-S7VM (C), GCF-VM (C), GCHFRF-S2VMC (C), GCHFRF-S7VMC (C), GCHFRN-S2VMC (C), GCHFRN-S7VMC (C), GCHFWA-S2VMA (C), GCHFWA-S2VMC (C), GCHFWA-S7VMA (C), G [Edwards, Kidde] [NAC] [16 VDC] EGCFR-VM (C), EGCF-VM (C), GCFR-S7VM (C), GCFR-VM (C), GCF-S2VM (C), GCF-S7VM (C), GCF-VM (C), GCHFRF-S2VMC (C), GCHFRF-S7VMC (C), GCHFRN-S2VMC (C), GCHFRN-S7VMC (C), GCHFWA-S2VMA (C), GCHFWA-S2VMC (C), GCHFWA-S7VMA (C), G
4b953a05-3f59-4925-ae15-8ad23d7b0922 | CADGEN GLASS BREAK |  |  | North | Generic |  | Glass Break Detector |  |  |  | Module | TRUE | Glass Break |  | Universal Glass Break Detector | 1 | [6 empty] | TRUE | [5 empty] | #FFFF0000 | FA-CADGEN GLASS BREAK | 1 | FALSE | FALSE | FALSE | [20 empty] | DESKTOP-7EIEB7A\acont | 2022-02-12 08:41 | THOR\acont | 2024-09-08 17:27 | Cloned from ProdataKey, Inc. Electric Strike | [Generic] [ACCESS CONTROL INPUT] [*] Door Contact, Glass Break, Intrusion Contact, Motion Detector Ceiling, Motion Detector Long Range, Motion Detector Wall, Motion Detector Wide Angle [Generic] [IDC] 01 Door Contact, Glass Break, Intrusion Contact, Motion Detector Ceiling, Motion Detector Long Range, Motion Detector Wall, Motion Detector Wide Angle
db7cc02f-08fb-4614-a3c2-8ad5369a6ed5 | NFPA 170 SMOKE HEAT DETECTOR |  |  | North | Bosch |  | Smoke/Heat Detector |  |  |  | Module | TRUE | D273THE | + | SMOKE DETECTOR, PHOTO W/EOL RELAY | 1 | 0.015 | 0.036 |  |  |  |  | TRUE | TRUE |  |  |  |  | #FFFF0000 | FA-NFPA 170 SMOKE HEAT DETECTOR | 1 | FALSE | FALSE | FALSE | [17 empty] | EOL |  |  | DESKTOP-7SAL8M7\acont | 2019-07-09 07:44 | THOR\acont | 2024-09-08 17:27 |  | [Bosch] [IDC] 01 [*] [ALARM] 24ISN-CSM20-WGW, D273, D273TH, D273THE (C), FCP-350-P w/FCA-350-B6, FCP-350-PTH w/FCA-350-B6, FMM-100SATK [Bosch] [AUX POWER] [*] ALSD1, D273THE (C)
f547d096-6dda-4980-b9fa-8ad6001d97a1 | NFPA 170 SPEAKER STROBE CEILING |  |  | North | Eaton Wheelock |  | Speaker/Strobe |  |  |  | Module | TRUE | S8-24MCCH |  | Speaker/Strobe, 24 VDC, Multi-Candela, , 25/70 Vrms | 1 | 0 | 0.455 |  |  |  |  | FALSE | TRUE |  |  |  |  | #FF0070C0 | FA-NFPA 170 SPEAKER STROBE CEILING | 1 | FALSE | FALSE | FALSE | 2019 | [13 empty] | FALSE | [7 empty] | THOR\acont | 2024-09-08 17:27 |  | [Eaton Wheelock] [NAC] S8-24MCCH (C) [Eaton Wheelock] [AUDIO 25v] [25V AUDIO] S8-24MCC-FW (C), S8-24MCCH (C), S8-70/25 [Eaton Wheelock] [AUDIO 70.7v] [70V AUDIO] S8-24MCC-FW (C), S8-24MCCH (C), S8-70/25
c41b2973-89e5-4ad2-84d3-8ad60b0d64c1 | NFPA 170 NOTIFICATION CIRCUIT EXTENDER PANEL | RISER NAC |  | North | Siemens |  | Notification Circuit Extender Panel |  |  |  | Assembly | TRUE | PAD-5-9A | S54339-A17-A1 | Complete 9A PAD-5 Kit | 1 | [12 empty] | #FFFF0000 | FA-NFPA 170 NOTIFICATION CIRCUIT EXTENDER PANEL | 1 | FALSE | FALSE | FALSE | 212 | [8 empty] | 35,60,100 |  |  |  |  | TRUE | [5 empty] | DESKTOP-7SAL8M7\acont | 2019-08-13 09:04 | THOR\acont | 2024-09-08 17:27
9c04100e-b9cd-4029-b995-8ad8fc5a160b | NFPA 170 STROBE WALL |  |  | North | Edwards |  | Strobe |  |  |  | Module | TRUE | 57EDFA-G1 | ++ | Heavy Duty Double Flash Strobe Light, Amber, 2.3M peak candlepower | 1 |  | 2.2 |  |  |  |  | TRUE | [5 empty] | #FF0070C0 | FA-NFPA 170 STROBE WALL | 1 | FALSE | FALSE | FALSE | [20 empty] | THOR\acont | 2024-08-27 09:32 | THOR\acont | 2024-09-08 17:27 | Cloned from Edwards 125STRN*1248DB | [Edwards] [NAC] 57EDFA-G1
95c48d3c-412f-4736-9fdb-8ad9169fb499 | NFPA 170 HORN CEILING |  |  | North | Concealite |  | Horn |  |  |  | Module | TRUE | FAFX-C-ELHNWC | + | CEILING HORN, WHITE, NONE | 1 | [6 empty] | TRUE | TRUE |  |  |  |  | #FF0070C0 | FA-NFPA 170 HORN CEILING | 1 | FALSE | FALSE | FALSE | 2020 | [19 empty] | THOR\acont | 2024-01-29 09:05 | THOR\acont | 2024-09-08 17:27 | Cloned from Eaton Wheelock ELHNWC | [Concealite] [NAC] [24VDC, LOW CONT.] FA900-W-ELHNR, FAFX-C-ELHNWC (C) [Concealite] [NAC] [24VDC, HIGH CONT.] FA900-W-ELHNR, FAFX-C-ELHNWC (C) [Concealite] [AUX POWER] [AUX] FA900-W-ELHNR, FA900-W-ELHSR, FA900-W-ELHSW, FA900-W-ELSPKR, FA900-W-ELSPKW, FA900-W-ELSPSTR, FA900-W-ELSPSTW, FA900-W-ELSTR, FA900-W-ELSTW, FAFX-C-ELHNWC (C), FAFX-C-ELHSRC (C), FAFX-C-ELHSWC (C), FAFX-C-ELSPKWC (C), FAFX-
ec76f4b7-b2a2-42d9-af3b-8adec4ec178d | NFPA 170 SMOKE DETECTOR |  |  | North | Gentex |  | Smoke Detector |  |  |  | Module | TRUE | 9120HF |  | 917-0005-002 120VAC Smoke Detector, 9VDC Battery Backup, Tandem 6 Units, Isolated 135 Degree Thermal, Form A/C Contacts, Continuous Sounder | 1 | [6 empty] | TRUE | TRUE |  |  |  |  | #FFFF0000 | FA-NFPA 170 SMOKE DETECTOR | 1 | FALSE | FALSE | FALSE | 1408 | [16 empty] | 120v |  |  | DESKTOP-7SAL8M7\acont | 2019-02-11 12:57 | THOR\acont | 2024-09-08 17:27 | 20191121 AC Detector without base | [First Alert, Generic, Gentex, Kidde, N/A] [VAC ] 120VAC SMOKE DETECTOR (C), 7020BSL (C), 7139CS-C (C), 7139CS-W (C), 9120 (C), 9120F (C), 9120H (C), 9120HF (C), 9120T (C), 9120TF (C), 9123 (C), 9123F (C), 9123H (C), 9123HF (C), 9123T (C), 9123TF (C), FU [Generic, Gentex, Kidde, N/A] [SMOKE ALARM TANDEM] [TANDEM] 10 Amp Circuit Breaker, 120VAC SMOKE DETECTOR (C), 15 Amp Circuit Breaker, 20 Amp Circuit Breaker, 9120 (C), 9120F (C), 9120H (C), 9120HF (C), 9120T (C), 9120TF (C), 9123 (C), 9123F (C), 9123H ( [First Alert, Generic, Gentex, Kidde, N/A] [IDC] 01 120VAC SMOKE DETECTOR (C), 7020BSL (C), 7139CS-C (C), 7139CS-W (C), 9120 (C), 9120F (C), 9120H (C), 9120HF (C), 9120T (C), 9120TF (C), 9123 (C), 9123F (C), 9123H (C), 9123HF (C), 9123T (C), 9123TF (C), | [BRK, First Alert, Generic, Gentex, Kidde, N/A] 120VAC SMOKE DETECTOR, 21006378, 21007624, 7020BSL, 7030BSL, 900-CUAR, 9120, 9120B, 9120F, 9120H, 9120HF, 9120T, 9120TF, 9123, 9123F, 9123H, 9123HF, 9123T, 9123TF, 917-0070-002, 917-0071-002, 917-0072-002, 9
d4e36b6b-0803-4d12-b302-8adf8c30bf54 |  |  |  | North | Gamewell FCI |  | Hardware |  |  |  | Hardware | TRUE | E3BB-RB | ++ | Assy, Backbox Enclosure, Red, “B” Size Inner Door, 2 Slots, “B” Size | 1 | [6 empty] | TRUE |  |  |  | 19 3/8” W x 19 3/8” H x 4 1/2” D (49 W x 49 H x 11 D cm) |  | #FFFFFFFF |  |  | FALSE | FALSE | FALSE | [20 empty] | DESKTOP-7EIEB7A\acont | 2022-08-29 12:19 | THOR\acont | 2024-10-09 10:48 | Cloned from Gamewell FCI E3BB-RBSLIM
fa91479b-a967-4b45-b45d-8ae250e39f7f |  |  |  | North | Siemens | [5 empty] | Module | TRUE | 40/40L4-222SF | S54430-F195-A1 | UV/IR FLM DET 4.5U WO2 85C 3/4" SS FM | 1 | [12 empty] | #FFFFFFFF |  |  | FALSE | FALSE | FALSE | [20 empty] | DESKTOP-7SAL8M7\acont | 2019-08-13 09:04 | THOR\acont | 2024-10-09 10:48
211b5064-0dbc-41ca-bbe5-8ae71efdd08d | NFPA 170 DELUGE FIRE SPRINKLER ABORT SWITCH |  |  | North | Block Definition Only |  | Switch |  |  |  | Module | TRUE | NFPA 170 DELUGE FIRE SPRINKLER ABORT SWITCH |  | NFPA 170 DELUGE FIRE SPRINKLER ABORT SWITCH | 1 | [12 empty] | #FFFF0000 | FA-NFPA 170 DELUGE FIRE SPRINKLER ABORT SWITCH | 1 | FALSE | FALSE | FALSE | 904 | [19 empty] | AULAPTOP-PC\Aulaptop | 2020-03-26 07:41 | THOR\acont | 2024-09-08 17:27
37ce28ef-05b7-4318-a71c-8aea63276ccd |  |  |  | North | Janus | [5 empty] | Module | TRUE | ARM-1 |  | 4PDT Auxiliary Relay Module | 1 | [6 empty] | FALSE | [5 empty] | #FFFFFFFF |  |  | FALSE | FALSE | FALSE | [14 empty] | FALSE | [5 empty] | DESKTOP-7EIEB7A\acont | 2021-04-08 10:00 | THOR\acont | 2024-10-09 10:48 | Cloned from Potter ARM-1
8d1b676c-ecc0-4f45-9d2c-8af2e8ee60ba | NFPA 170 REMOTE ANNUNCIATOR |  |  | North | Simplex |  | Cards & Components |  |  |  | Module | TRUE | 4100-9616 | ++ | Remote Annunciator with ES Touch Screen Display | 1 | 0.095 | 0.165 |  |  |  |  | TRUE | [5 empty] | #FFFF0000 | FA-NFPA 170 REMOTE ANNUNCIATOR | 1 | FALSE | FALSE | FALSE | [20 empty] | THOR\acont | 2025-02-24 12:48 |  |  | Cloned from Autocall A100-9616 | [Autocall, Simplex] [RUI] 4009-9401 Main Board, 4100-9404, 4100-9405, 4100-9616, 4100-9617, 4606-9202, A009-9401 Main Board, A009-970x MAIN BOARD, A009-970xx MAIN BOARD, A100-9404, A100-9405, A100-9616, A100-9617, A4606-9202
602dbb3c-4ae8-44dd-bf93-8af4c8a2e570 | NFPA 170 SMOKE DETECTOR |  |  | North | Xtralis |  | Smoke Detector |  |  |  | Module | TRUE | OSI-90 | + | Imager - 80º coverage | 1 | 0.008 | 0.008 | [5 empty] | TRUE |  |  |  |  | #FFFF0000 | FA-NFPA 170 SMOKE DETECTOR | 1 | FALSE | FALSE | FALSE | 1408 | [19 empty] | DESKTOP-7EIEB7A\acont | 2021-12-29 10:13 | THOR\acont | 2024-09-08 17:27 | Cloned from Siemens OSI-90 | [Honeywell, Xtralis] [AUX POWER] [*] OSE-HPW, OSE-SPW, OSI-10 (C), OSI-90 (C), OSI-R (C) [Honeywell, Xtralis] [IDC] [#1 ALARM] OSI-10 (C), OSI-90 (C), OSI-R (C) [Honeywell, Xtralis] [IDC] [#2 TROUBLE] OSI-10 (C), OSI-90 (C), OSI-R (C)
311f3b3b-478e-4bf3-97ff-8afff65a074c |  |  |  | North | Autocall |  | Cards & Components |  |  |  | Card | TRUE | A007-9810 |  | Modular Network Interface Card; Class B or Class X | 1 | 0.03 | 0.03 |  |  |  |  | TRUE | [5 empty] | #FFFFFFFF |  |  | FALSE | FALSE | FALSE | [20 empty] | DESKTOP-7SAL8M7\acont | 2020-05-11 19:51 | THOR\acont | 2024-10-09 10:48 | Cloned from AutoCall A007-9809
5c668ee6-023b-442d-975b-8b079955bc38 | NFPA 170 AMPLIFIER RACK | RISER AMP |  | North | Potter |  | Cards & Components |  |  |  | Card | TRUE | SCA-5025 (25V) Main Board | + | Main Board | 1 | 0.058 | 0.608 |  |  |  |  | TRUE | [5 empty] | #FFFF0000 | FA-NFPA 170 AMPLIFIER RACK | 1 | FALSE | FALSE | FALSE | 300 | [13 empty] | FALSE | [5 empty] | DESKTOP-7EIEB7A\acont | 2021-12-21 08:40 | THOR\acont | 2024-09-08 17:27 | Cloned from Potter SCA-5025 (25V) | [Potter] [V-LINK] [#2 V-LINK] DCA-10025 (25V) Main Board, DCA-10025 (70V) Main Board, DCA-5025 (25V) Main Board, LOC-1000 Main Board, SCA-10070 (25V) Main Board, SCA-10070 (70V) Main Board, SCA-2525 (25V) Main Board, SCA-2570 (25V) Main Board, SCA-2570 ( [Potter] [P-LINK] [*] [P-LINK] DCA-10025 (25V) Main Board, DCA-10025 (70V) Main Board, DCA-5025 (25V) Main Board, FFT-1000 Main Board, LOC-1000 Main Board, SCA-10070 (25V) Main Board, SCA-10070 (70V) Main Board, SCA-2525 (25V) Main Board, SCA-2570 (25V) [Advanced, Potter] [VAC ] [120VAC] AFC-100 Main Board, AFC-1000 Main Board, AFC-50 Main Board, ARC-100 Main Board, AX-PSN104 Main Board, AX-PSN106 Main Board, AX-PSN108 Main Board, AX-PSN-64 Main Board, DCA-10025 (25V) Main Board, DCA-10025 (70V) Main Bo | [Potter] DCA-10025 (25V) Main Board, DCA-5025 (25V) Main Board, SCA-10070 (25V) Main Board, SCA-2525 (25V) Main Board, SCA-2570 (25V) Main Board, SCA-5025 (25V) Main Board, SCA-5070 (25V) Main Board
c49de634-07bf-4d12-929a-8b086676b5bd | NFPA 170 SPEAKER CEILING |  |  | North | Eaton Wheelock |  | Speaker |  |  |  | Module | TRUE | ET-1010-R w/ WFP-R | + | Speaker, 25 or 70.7 Vrms, 1/8 to 8 watts, WP, red weatherproof w/flush plate | 1 | [6 empty] | FALSE | TRUE |  |  |  |  | #FF0070C0 | FA-NFPA 170 SPEAKER CEILING | 1 | FALSE | FALSE | FALSE | 2021 | [13 empty] | FALSE |  |  | WP |  |  | DESKTOP-7EIEB7A\acont | 2022-05-03 16:56 | THOR\acont | 2024-09-08 17:27 | Cloned from Eaton Wheelock ET-1010-R w/ WFP-R | [Eaton Wheelock] [AUDIO 70.7v] [70V AUDIO] ET-1010-R, ET-1010-R w/ WFP-R, ET-1010-R w/ WFP-R (C), ET-1010-R w/WBB-R, ET-1010-W, ET-1010-W w/ WBB-R, ET-1010-W w/ WFP-W, ET-1010-W w/ WFP-W (C), ET-1010-W w/WBB-W [Eaton Wheelock] [AUDIO 25v] [25V AUDIO] ET-1010-R, ET-1010-R w/ WFP-R, ET-1010-R w/ WFP-R (C), ET-1010-R w/WBB-R, ET-1010-W, ET-1010-W w/ WBB-R, ET-1010-W w/ WFP-W, ET-1010-W w/ WFP-W (C), ET-1010-W w/WBB-W
dec54735-bd7f-49f5-b14b-8b0c47a35447 |  |  |  | North | Autocall |  | Cards & Components |  |  |  | Card | TRUE | A100-1280 | + | 8 Switch, 8 Red LED Module | 1 | 0 | 0.024 |  |  |  |  | TRUE | [5 empty] | #FFFFFFFF |  |  | FALSE | FALSE | FALSE | [20 empty] | DESKTOP-0D6CQVA\lousc | 2019-06-15 07:34 | THOR\acont | 2024-10-09 10:48 | Cloned from AutoCall A100-1240
3f8e0412-c5f6-406f-9116-8b10c611a14f | NFPA 170 AMPLIFIER RACK | RISER AMP |  | North | Evax |  | Amplifier |  |  |  | Assembly | TRUE | HMX-DP100/P (25V) | + | Distributed Panel, Dual Channel, 100W, Fire Phone | 1 | [6 empty] | FALSE | [5 empty] | #FFFF0000 | FA-NFPA 170 AMPLIFIER RACK | 1 | FALSE | FALSE | FALSE | 300 | [8 empty] | 7,12,18 |  |  |  | 200 | TRUE | [5 empty] | DESKTOP-7SAL8M7\acont | 2020-07-16 11:07 | THOR\acont | 2024-09-08 17:27 | Cloned from Hochiki FNVDP100/P (25V)
cbe0588f-4cb5-4815-b051-8b1176aadc0f | NFPA 170 STROBE WALL |  |  | North | Monaco Enterprises |  | Strobe |  |  |  | Module | TRUE | 367-100-00 |  | STROBE:WHITE,T-1,WM,INDOOR,24V,RED FIRE LTR,CLR LENS,15-185 CANDELA | 1 | 0 | 0.043 |  |  |  |  | FALSE | [5 empty] | #FF0070C0 | FA-NFPA 170 STROBE WALL | 1 | FALSE | FALSE | FALSE | 2023 | [13 empty] | FALSE | [5 empty] | DESKTOP-7SAL8M7\acont | 2020-03-02 16:43 | THOR\acont | 2024-09-08 17:27 | Cloned from System Sensor SWL | [Hochiki, Monaco Enterprises] [NAC] [24VFWR] 367-097-00, 367-099-00, 367-100-00, 367-101-00, 367-104-00, SRL [Hochiki, Monaco Enterprises] [NAC] [24VDC] 367-097-00, 367-099-00, 367-100-00, 367-101-00, 367-104-00, SRL [Hochiki, Monaco Enterprises] [NAC] [12VDC] 367-097-00, 367-099-00, 367-100-00, 367-101-00, 367-104-00, SRL
0c411dea-725b-4e69-97ca-8b13527092db | NFPA 170 SMOKE DETECTOR |  |  | North | Hochiki |  | Smoke Detector |  |  |  | Module | TRUE | SLR-24V w/NS4-221 STANDARD BASE | SLR-24V w/NS4-221 STANDARD BASE | PHOTOELECTRIC SMOKE DETECTOR w/ STANDARD BASE | 1 |  | 0.196 |  |  |  |  | TRUE | TRUE |  | *Refer to Install Sheet |  |  | #FFFF0000 | FA-NFPA 170 SMOKE DETECTOR | 1 | FALSE | FALSE | FALSE | 1408 | [19 empty] | DESKTOP-0D6CQVA\lousc | 2019-10-06 17:46 | THOR\acont | 2024-09-08 17:27 | from Hochiki SOC-24V w/NS4-221 STANDARD BASE | [Hochiki] [IDC] 02 [IDC] SLR-24H w/HSC-220L LATCHING LED BASE (C), SLR-24H w/HSC-220R - 2 WIRE RELAY BASE (C), SLR-24H w/HSC-221L LATCHING LED BASE (C), SLR-24H w/HSC-221R - 2 WIRE RELAY BASE (C), SLR-24H w/HSC-224L LATCHING LED BASE (C), SLR-24H w/HSC-2
ca96c61b-d1a8-46c6-8386-8b163f9be8aa | NFPA 170 STROBE WALL |  |  | North | MIRCOM |  | Strobe |  |  |  | Module | TRUE | FS-340W | + | Wall Mount Strobe, White | 1 | [6 empty] | FALSE | [5 empty] | #FF0070C0 | FA-NFPA 170 STROBE WALL | 1 | FALSE | FALSE | FALSE | 2023 | [13 empty] | FALSE | [5 empty] | DESKTOP-7EIEB7A\acont | 2022-05-13 12:21 | THOR\acont | 2024-09-08 17:27 | Cloned from MIRCOM FS-340R/W | [MIRCOM] [NAC] [24 VDC] FS-340R, FS-340W [MIRCOM] [NAC] [24 VFWR] FS-340R, FS-340W
48138944-1d06-4b1d-a6f6-8b166b9cc456 | NFPA 170 DOCUMENT BOX |  |  | North | Space Age Electronics |  | Miscellaneous |  |  |  | Assembly | TRUE | SSU00691 | ++ | SDB System Document Box | 1 | 0 | 0 |  |  |  |  | TRUE |  | Surface Mounted |  | 14 1/4” tall, 14 1/3” wide and 3” deep |  | #FFFF0000 | FA-NFPA 170 DOCUMENT BOX | 1 | FALSE | FALSE | FALSE | [20 empty] | DESKTOP-7EIEB7A\acont | 2023-04-24 15:36 | THOR\acont | 2024-09-08 17:27 | Cloned from Space Age Electronics SSU00672
70aa5274-9127-4dac-a4f2-8b2143005aee | NFPA 170 HEAT DETECTOR |  |  | North | Edwards |  | Heat Detector |  |  |  | Module | TRUE | SIGA2-HRS w/SIGA-AB4GT BASE | ++ | Heat Detector, 15F ROR, 135F Fixed Temperature | 1 | 4.5e-05 | 4.5e-05 |  |  |  |  | FALSE | [5 empty] | #FFFF0000 | FA-NFPA 170 HEAT DETECTOR | 1 | FALSE | FALSE | FALSE | 1403 | [13 empty] | FALSE | [7 empty] | THOR\acont | 2024-10-08 16:33 | 20191121 AC Detector with base | [Edwards, Kidde] [SLC EST MODULES/SENSORS] 01 [*] [iO64] DS-HFS (C), DS-PS (C), FX-HD w/IB4U BASE, FX-HD w/RB4U BASE, FX-HD w/SB4U BASE, FX-HD w/SB4U-LF BASE, FX-HD wB4U BASE, FX-PD w/B4U BASE (C), FX-PD w/IB4U BASE (C), FX-PD w/SB4U BASE (C), FX-PD w/SB [Edwards, Kidde] [AUX POWER] KI-COD w/KI-ABDT BASE (C), KI-HCD w/KI-ABDT BASE, KI-HRD w/KI-ABDT BASE, KI-PCD w/KI-ABDT BASE (C), KI-PD w/KI-ABDT BASE (C), KI-PHCD w/KI-ABDT BASE (C), KI-PHD w/KI-ABDT BASE (C), KIR-COD w/KI-ABDT BASE (C), KIR-HCD w/KI-ABD [Edwards, Kidde] [SLC EST SENSORS] 01 [*] [EST3, iO1000] DS-HFS (C), DS-PS (C), FX-HD w/IB4U BASE, FX-HD w/RB4U BASE, FX-HD w/SB4U BASE, FX-HD w/SB4U-LF BASE, FX-HD wB4U BASE, FX-PD w/B4U BASE (C), FX-PD w/IB4U BASE (C), FX-PD w/SB4U BASE (C), FX-PD w/SB [Edwards, Kidde] [SLC EST MODULES SENSORS] [*] [#2 SHARED ADDR ¦ SENSORS] KI-DDOS (C), SIGA2-COS w/SIGA-AB4G BASE, SIGA2-COS w/SIGA-AB4G-LF BASE, SIGA2-COS w/SIGA-AB4GT BASE, SIGA2-COS w/SIGA-IB BASE, SIGA2-COS w/SIGA-RB BASE, SIGA2-COS w/SIGA-SB BASE, S [Edwards, Kidde] [SLC EST SENSORS] [*] [#4 TYPE ADDR ¦ SENSORS] KI-DDOS (C), SIGA2-COS w/SIGA-AB4G BASE, SIGA2-COS w/SIGA-AB4G-LF BASE, SIGA2-COS w/SIGA-AB4GT BASE, SIGA2-COS w/SIGA-IB BASE, SIGA2-COS w/SIGA-RB BASE, SIGA2-COS w/SIGA-SB BASE, SIGA2-HCOS
b636d863-6cb8-45bb-9026-8b26f0af97e4 |  |  |  | North | Monaco Enterprises |  | Cards & Components |  |  |  | Card | TRUE | 227-866-MN MAIN BOARD |  | 227-866-MN MAIN BOARD | 1 | [6 empty] | TRUE | [5 empty] | #FFFFFFFF |  |  | FALSE | FALSE | FALSE | [20 empty] | AULAPTOP-PC\Aulaptop | 2019-04-20 02:49 | THOR\acont | 2024-10-09 10:48 |  |  | [Monaco Enterprises] 227-866-MN MAIN BOARD
1ba35372-7e8c-4149-a8bf-8b2e03020b24 |  |  |  | North | Edwards |  | Cards & Components |  |  |  | Card | TRUE | 2-CPU |  | OBSOLETE - Network Annunciator CPU | 1 | [6 empty] | TRUE | [5 empty] | #FFFFFFFF |  |  | FALSE | FALSE | FALSE | [14 empty] | FALSE | [7 empty] | THOR\acont | 2024-10-09 10:48
5c034578-159c-4b12-ad9c-8b318e0db1b4 | NFPA 170 HORN STROBE |  |  | North | Eaton Wheelock |  | Horn/Strobe |  |  |  | Module | TRUE | ELFHSW-N | + | WALL SOUNDER STROBE, WHITE, NONE, LOW FREQ | 1 | [6 empty] | TRUE | [5 empty] | #FF0070C0 | FA-NFPA 170 HORN STROBE | 1 | FALSE | FALSE | FALSE | 2020 | [16 empty] | LF |  |  | DESKTOP-7EIEB7A\acont | 2021-05-13 07:52 | THOR\acont | 2024-09-08 17:27 | Cloned from Eaton Wheelock ELFHSW-CO | [Eaton Wheelock] [NAC] [24VDC, MAX] ELFHSR, ELFHSR-AL, ELFHSRC (C), ELFHSRC-AL (C), ELFHSRC-CO (C), ELFHSRC-N (C), ELFHSR-CO, ELFHSR-N, ELFHSW, ELFHSW-AL, ELFHSWC (C), ELFHSWC-AL (C), ELFHSWC-CO (C), ELFHSWC-N (C), ELFHSW-CO, ELFHSW-N
b4f32df1-9b8d-40f9-97ef-8b3579a5e61a | NFPA 170 NON ADDRESSABLE RELAY |  |  | North | System Sensor |  | Non-Addressable Relay |  |  |  | Module | TRUE | R-10 E RIB |  | RELAY, CONVENTIONAL RELAY, CONVENTIONAL | 1 | [6 empty] | FALSE | FALSE |  |  |  |  | #FFFF0000 | FA-NFPA 170 NON ADDRESSABLE RELAY | 1 | FALSE | FALSE | FALSE | 1300 | [13 empty] | FALSE | [7 empty] | THOR\acont | 2024-09-08 17:27
a7e13253-b819-4c6d-814b-8b366c5f61cb | NFPA 170 STROBE CEILING |  |  | North | Simplex |  | Strobe |  |  |  | Module | TRUE | 4906-9104 | + | Multi-candela strobe, Ceiling Mount, Fire, White | 1 | 0 | 0 |  |  |  |  | TRUE | TRUE |  |  |  |  | #FF0070C0 | FA-NFPA 170 STROBE CEILING | 1 | FALSE | FALSE | FALSE | 2022 | [16 empty] | C |  |  | DESKTOP-7EIEB7A\acont | 2022-03-07 06:50 | THOR\acont | 2024-09-08 17:27 | Cloned from Autocall A4906-9104 | [Autocall, Simplex] [NAC] [MAX] 4906-9102 (C), 4906-9104 (C), 4906-9110 (C), 4906-9112 (C), 4906-9114 (C), 4906-9115 (C), 4906-9116 (C), 4906-9117 (C), A4906-9102 (C), A4906-9104 (C), A4906-9110 (C), A4906-9112 (C), A4906-9114 (C), A4906-9115 (C), A4906-
f6d0bae6-e0eb-4aba-8679-8b4832acfbad | NFPA 170 FIRE ALARM CONTROL UNIT | RISER FACP |  | North | Gamewell FCI |  | Fire Alarm Control Unit |  |  |  | Assembly | TRUE | SLP-RED |  | S3 Series Panel w/Backbox, DACT-E3, RPT-E3-UTP, SLC-PM, LCD-SLP and 7.0 A Power Supply | 1 | [6 empty] | TRUE | [5 empty] | #FFFF0000 | FA-NFPA 170 FIRE ALARM CONTROL UNIT | 1 | FALSE | FALSE | FALSE | 202 | [13 empty] | TRUE | [5 empty] | AULAPTOP-PC\Aulaptop | 2019-05-08 14:12 | THOR\acont | 2024-09-08 17:27
e29a9222-d1f1-4ab5-bcc6-8b4d7f7f1061 | NFPA 170 HORN STROBE CEILING |  |  | North | Edwards |  | Horn/Strobe |  |  |  | Module | TRUE | GCWA-HDVMB |  | MNEC Horn-Strobe, white, ALERT, 15-95 cd, blue | 1 | 0 | 0.275 |  |  |  |  | FALSE | TRUE |  |  |  |  | #FF0070C0 | FA-NFPA 170 HORN STROBE CEILING | 1 | FALSE | FALSE | FALSE | 2013 | [13 empty] | FALSE |  |  | C |  |  |  |  | THOR\acont | 2024-09-08 17:27 |  | [Edwards, Kidde] [NAC] [16 VDC, LOW DB] EGCF-HDVM (C), GCF-HDVM (C), GCFR-HDVM (C), GC-HDVM (C), GCWA-HDVMA (C), GCWA-HDVMB (C), GCWA-HDVMC (C), GCWA-HDVMG (C), GCWA-HDVMR (C), GCWN-HDVMA (C), GCWN-HDVMB (C), GCWN-HDVMC (C), GCWN-HDVMG (C), GCWN-HDVMR (C [Edwards, Kidde] [NAC] [24 VDC, HIGH DB] EGCF-HDVM (C), GCF-HDVM (C), GCFR-HDVM (C), GC-HDVM (C), GCWA-HDVMA (C), GCWA-HDVMB (C), GCWA-HDVMC (C), GCWA-HDVMG (C), GCWA-HDVMR (C), GCWN-HDVMA (C), GCWN-HDVMB (C), GCWN-HDVMC (C), GCWN-HDVMG (C), GCWN-HDVMR ( [Edwards, Kidde] [NAC] [16 VDC, HIGH DB] EGCF-HDVM (C), GCF-HDVM (C), GCFR-HDVM (C), GC-HDVM (C), GCWA-HDVMA (C), GCWA-HDVMB (C), GCWA-HDVMC (C), GCWA-HDVMG (C), GCWA-HDVMR (C), GCWN-HDVMA (C), GCWN-HDVMB (C), GCWN-HDVMC (C), GCWN-HDVMG (C), GCWN-HDVMR ( [Edwards, Kidde] [NAC] [24 VDC, LOW DB] EGCF-HDVM (C), GCF-HDVM (C), GCFR-HDVM (C), GC-HDVM (C), GCWA-HDVMA (C), GCWA-HDVMB (C), GCWA-HDVMC (C), GCWA-HDVMG (C), GCWA-HDVMR (C), GCWN-HDVMA (C), GCWN-HDVMB (C), GCWN-HDVMC (C), GCWN-HDVMG (C), GCWN-HDVMR (C
d92c71b5-34cc-43e4-9434-8b4e61d0aff5 |  |  |  | North | Edwards |  | Cards & Components |  |  |  | Card | TRUE | 3-SDC1 | ++ | Signature Device Card - upgrades a 3-SSDC2 to a 3-SDDC2. | 1 | 0.144 | 0.204 |  |  |  |  | TRUE | [5 empty] | #FFFFFFFF |  |  | FALSE | FALSE | FALSE | [14 empty] | FALSE | [7 empty] | THOR\acont | 2024-10-09 10:48 |  |  | [Edwards] 3-SDC1
0221997c-4c18-4ca2-bb9d-8b55942264ca |  |  |  | North | EDCO |  | Cards & Components |  |  |  | Card | TRUE | FAS31XT |  | Surge protection telcoc (telephone surge protection) | 1 | [6 empty] | TRUE | [5 empty] | #FFFFFFFF |  |  | FALSE | FALSE | FALSE | [14 empty] | FALSE | [7 empty] | THOR\acont | 2024-10-09 10:48
cd753294-c310-4349-b32f-8b5813756975 |  |  |  | North | Edwards |  | Cards & Components |  |  |  | Card | TRUE | ANS25AMD2 |  | 25 Watt audio notification module with DMR and microphone | 1 | 0.18 | 1.1 |  |  |  |  | TRUE | [5 empty] | #FFFFFFFF |  |  | FALSE | FALSE | FALSE | [14 empty] | FALSE | [7 empty] | THOR\acont | 2024-10-09 10:48 |  | [Edwards, Kidde] [NAC Trigger] ANS25AMD, ANS25AMD2 | [Edwards, Kidde] ANS25A, ANS25AM, ANS25AMD, ANS25AMD2
3e55da62-5d37-4e72-88fd-8b5cadde0055 | NFPA 170 STROBE WALL |  |  | North | Siemens |  | Strobe |  |  |  | Module | TRUE | U-MCS-W | 500-699702 | Multicandela Selectable Strobe - White | 1 | [12 empty] | #FF0070C0 | FA-NFPA 170 STROBE WALL | 1 | FALSE | FALSE | FALSE | 2010 | [19 empty] | THOR\acont | 2024-05-07 06:09 | THOR\acont | 2024-09-08 17:27 | Cloned from Siemens U-MHU-MCS | [Siemens] [NAC] [HIGH VOLUME] U-MCS, U-MCS-W, U-MHU-MCS, U-MHU-MCS-W [Siemens] [NAC] [LOW VOLUME] U-MCS, U-MCS-W, U-MHU-MCS, U-MHU-MCS-W [Siemens] [NAC] [DC HIGH DB] U-MCS, U-MCS-W
4dcc5e31-e8e0-40a1-b58d-8b5d84fd57e7 | NFPA 170 VOICE EVACUATION CONTROL UNIT |  |  | North | Potter |  | Voice Evac Control Unit |  |  |  | Assembly | TRUE | PVX-25/4Z |  | 25W Voice Evacuation System with 4 Speaker Zones | 1 | [6 empty] | FALSE | [5 empty] | #FFFF0000 | FA-NFPA 170 VOICE EVACUATION CONTROL UNIT | 1 | FALSE | FALSE | FALSE | 211 | [8 empty] | 7,12,18 |  |  |  |  | TRUE | [7 empty] | THOR\acont | 2024-09-08 17:27
ed81d968-53fe-4a82-8fd1-8b5e3094c95a | NFPA 170 SMOKE HEAT DETECTOR |  |  | North | Honeywell |  | Smoke/Heat Detector |  |  |  | Module | TRUE | 5193SDT | + | One Piece Photoelectric Smoke Detector with Thermal | 1 | 0.0012 | 0.0028 |  |  |  |  | FALSE | TRUE |  |  |  |  | #FFFF0000 | FA-NFPA 170 SMOKE HEAT DETECTOR | 1 | FALSE | FALSE | FALSE | 1411 | [13 empty] | FALSE | [5 empty] | AULAPTOP-PC\Aulaptop | 2018-09-03 05:46 | THOR\acont | 2024-09-08 17:27 | 20191121 AC Detector without base | [Ademco, Honeywell] [VPLEX] [*] 4101SN, 4190SN, 4193SN, 4204, 4204CF, 4208SN, 4208SNF, 4208U, 4209U, 4297, 5193SD (C), 5193SDT (C)
8c159473-1424-4768-bfa1-8b5e47101a58 |  |  |  | North | Siemens | [5 empty] | Module | TRUE | PBL-1191 | 500-795084 | DETECTOR ADJ KIT | 1 | [12 empty] | #FFFFFFFF |  |  | FALSE | FALSE | FALSE | [20 empty] | DESKTOP-7SAL8M7\acont | 2019-08-13 09:04 | THOR\acont | 2024-10-09 10:48
5e486847-f4c2-442e-bb65-8b5e6b284fb5 |  |  |  | North | Bosch | [5 empty] | Module | TRUE | NDA-WMT-MICDOME-RO | * | ***(Ross)WALL MOUNT MICRODOEM | 1 | [12 empty] | #FFFFFFFF |  |  | FALSE | FALSE | FALSE | [20 empty] | DESKTOP-7EIEB7A\acont | 2021-08-13 06:25 | THOR\acont | 2024-10-09 10:48
f653df41-25cf-4651-b3b2-8b5f9c6c9824 | NFPA 170 FIRE ALARM CONTROL UNIT | RISER FACP |  | North | Hochiki |  | Fire Alarm Control Unit |  |  |  | Assembly | TRUE | LA303K1-10 |  | FireNET L@TITUDE Analog Addressable Fire Alarm Control Panel, 4 Slot Deep Enclosure, 10.25 A Auto Voltage, 2-Loop Panel Module, Hochiki Protocol, Network Module, and Media Gateway™, Red, 48 Zone LEDs | 1 | [6 empty] | FALSE |  |  | *Refer to Install Sheet | 16.5in (W) x 23.2in (H) x 8in (D) | KM5FCRD (Optional Semi-Flush Mounting Kit) | #FFFF0000 | FA-NFPA 170 FIRE ALARM CONTROL UNIT | 1 | FALSE | FALSE | FALSE | 202 | [8 empty] | 7,12,18,28 |  |  | 10.25 |  | TRUE | [5 empty] | DESKTOP-GHR3H5U\Anthony | 2019-11-27 08:00 | THOR\acont | 2024-09-08 17:27
934912d5-7d3e-4bfd-b62c-8b6026428ee4 |  |  |  | North | Notifier |  | Hardware |  |  |  | Hardware | TRUE | CMIC-1 |  | Chassis Well and Microphone | 1 | [6 empty] | FALSE |  | SURFACE |  | PROVIDED ("WX"HX"D) | N/A | #FFFFFFFF |  |  | FALSE | FALSE | FALSE |  |  |  | 7165-0028:0224 | [10 empty] | FALSE | [7 empty] | THOR\acont | 2024-10-09 10:48
cb4877f0-d5b8-4436-9f21-8b654f65e339 | NFPA 170 FIRE ALARM CONTROL UNIT | RISER FACP |  | North | Hochiki |  | Fire Alarm Control Unit |  |  |  | Assembly | TRUE | LA803K1-10 |  | FireNET L@TITUDE Analog Addressable Fire Alarm Control Panel, 8 Slot Standard Plex-Door Enclosure, 10.25 A Auto Voltage, 2-Loop Panel Module, Hochiki Protocol, Network Module, and Media Gateway™, Red, 48 Zone LEDs | 1 | [6 empty] | FALSE |  |  | *Refer to Install Sheet | 16.5in (W) x 23.2in (H) x 6in (D) | KM5FCRD (Optional Semi-Flush Mounting Kit) | #FFFF0000 | FA-NFPA 170 FIRE ALARM CONTROL UNIT | 1 | FALSE | FALSE | FALSE | 202 | [8 empty] | 7,12,18,28,33,40 |  |  | 10.25 |  | TRUE | [5 empty] | DESKTOP-GHR3H5U\Anthony | 2019-11-27 08:00 | THOR\acont | 2024-09-08 17:27
3342b32f-080d-457b-b77a-8b701e78d16c | NFPA 170 HORN STROBE |  |  | North | Kidde |  | Horn/Strobe |  |  |  | Module | TRUE | EG4AVRF-FR |  | Wall horn-strobe, red, FEU | 1 | [6 empty] | FALSE |  | GRSW-10 |  |  |  | #FF0070C0 | FA-NFPA 170 HORN STROBE | 1 | FALSE | FALSE | FALSE | 2012 | [13 empty] | FALSE | [5 empty] | DESKTOP-7SAL8M7\acont | 2020-08-19 11:55 | THOR\acont | 2024-09-08 17:27 | Cloned from Edwards G4AVRF-FR | [Edwards, Kidde] [NAC] [VFWR, LOW DB] EG4AVRF, EG4AVRF-FR, EG4AVRF-SP, EG4AVRN, EG4AVWF, EG4AVWF-FR, EG4AVWF-SP, EG4AVWN, G4AVRF, G4AVRF-FR, G4AVRF-SP, G4AVRN, G4AVWF, G4AVWF w/STI, G4AVWF-FR, G4AVWF-SP, G4AVWN [Edwards, Kidde] [NAC] [VDC, LOW DB] EG4AVRF, EG4AVRF-FR, EG4AVRF-SP, EG4AVRN, EG4AVWF, EG4AVWF-FR, EG4AVWF-SP, EG4AVWN, G4AVRF, G4AVRF-FR, G4AVRF-SP, G4AVRN, G4AVWF, G4AVWF w/STI, G4AVWF-FR, G4AVWF-SP, G4AVWN [Edwards, Kidde] [NAC] [VDC, HIGH DB] EG4AVRF, EG4AVRF-FR, EG4AVRF-SP, EG4AVRN, EG4AVWF, EG4AVWF-FR, EG4AVWF-SP, EG4AVWN, G4AVRF, G4AVRF-FR, G4AVRF-SP, G4AVRN, G4AVWF, G4AVWF w/STI, G4AVWF-FR, G4AVWF-SP, G4AVWN [Edwards, Kidde] [NAC] [VFWR, HIGH DB] EG4AVRF, EG4AVRF-FR, EG4AVRF-SP, EG4AVRN, EG4AVWF, EG4AVWF-FR, EG4AVWF-SP, EG4AVWN, G4AVRF, G4AVRF-FR, G4AVRF-SP, G4AVRN, G4AVWF, G4AVWF w/STI, G4AVWF-FR, G4AVWF-SP, G4AVWN
847da502-410b-4e07-b24d-8b7105e181b9 | NFPA 170 MANUAL PULL |  |  | North | Secutron |  | Manual Station |  |  |  | Module | TRUE | MRM-800MP | ++ | MP 1 Stage Addressable Double Action Pull Station, ULC | 1 | 0.002 | 0.0033 |  |  |  |  | FALSE | FALSE |  |  | 5 ½” H x 4 1/8” W x 1 3/8” D |  | #FFFF0000 | FA-NFPA 170 MANUAL PULL | 1 | FALSE | FALSE | FALSE | 957 | [13 empty] | FALSE | [5 empty] | DESKTOP-7EIEB7A\acont | 2023-06-24 19:23 | THOR\acont | 2024-09-08 17:27 | Cloned from Firelite BG-12LX | [Secutron] [SLC MODULES SENSORS] [*] [#1 SHARED ADDR ¦ MODULES] MRI-501MA, MRI-M500DM, MRI-M500M, MRI-M500R, MRI-M500S, MRI-M501M, MRI-M502M, MRM-800MP, MRM-802MP, MRM-810MPU, MRM-822MP [Secutron] [SLC MODULES] [*] [#3 TYPE ADDR ¦ MODULES] MRI-501MA, MRI-M500DM, MRI-M500M, MRI-M500R, MRI-M500S, MRI-M501M, MRI-M502M, MRM-800MP, MRM-802MP, MRM-810MPU, MRM-822MP
f0241c4a-3a74-4975-8552-8b7952a9a4eb |  |  |  | North | Simplex |  | Cards & Components |  |  |  | Card | TRUE | 4100-0104 |  | Battery Charger | 1 | 0 | 0 |  |  |  |  | TRUE | [5 empty] | #FFFFFFFF |  |  | FALSE | FALSE | FALSE | [20 empty] | THOR\acont | 2024-12-06 06:33 |  |  | Cloned from Simplex 4100-1108
43f4c1f5-7581-4170-a997-8b7eee9edc9b | NFPA 170 SMOKE DETECTOR |  |  | North | Silent Knight |  | Smoke Detector |  |  |  | Module | TRUE | HFS-T | ++ | DETECTOR, SMOKE, ADDRESSABLE THERMAL SMOKE SENSOR | 1 | 0.0003 | 0.0065 |  |  |  |  | FALSE | TRUE |  |  |  |  | #FFFF0000 | FA-NFPA 170 SMOKE DETECTOR | 1 | FALSE | FALSE | FALSE | 1408 | [13 empty] | FALSE | [7 empty] | THOR\acont | 2024-09-08 17:27 | 20191121 AC Detector without base | [Farenhyt, Silent Knight] [SLC MODULES SENSORS] [*] [#2 SHARED ADDR ¦ SENSORS] CO1224TR w/ IDP-MINIMON, CO1224TR w/ IDP-MONITOR, DNR w/IDP-PHOTO-R-W (C), DNR w/SK-PHOTO-R-W (C), DNRW w/IDP-PHOTO-R-W (C), DNRW w/SK-PHOTO-R-W (C), HFS-D (C), HFS-P (C), HFS [Silent Knight, System Sensor] [SLC SK SENSORS] [*] [#4 TYPE ADDR ¦ SENSORS] DNR w/SK-PHOTO-R-W (C), DNRW w/SK-PHOTO-R-W (C), HFS-D (C), HFS-P (C), HFS-PT (C), HFS-T (C), OSI-RI-SK (C), SK-ACCLIMATE (C), SK-BEAM (C), SK-DUCT-W w/SK-PHOTO-R-W (C), SK-FIRE
55cd387b-f091-4d5b-a4c7-8b80f9b6f576 |  |  |  | North | Fike |  | Cards & Components |  |  |  | Card | TRUE | 10-2204 |  | CRM4 Relay Module | 1 | 0.011 | 0.04 |  |  |  |  | TRUE | [5 empty] | #FFFFFFFF |  |  | FALSE | FALSE | FALSE | [14 empty] | FALSE | [5 empty] | AULAPTOP-PC\Aulaptop | 2019-07-06 06:59 | THOR\acont | 2024-10-09 10:48 | Cloned from Fike XXXX CLONED CLONED | [Fike] [IDC] [#2 TROUBLE ++] 10-2204, FCP-2100 Main Board, FCP-300 Main Board, FCP-75 Main Board [Fike] [IDC] [#3 SUPERVISORY ++] 10-2204, FCP-2100 Main Board, FCP-300 Main Board, FCP-75 Main Board [Fike] [IDC] [#1 ALARM ++] 10-2204, FCP-2100 Main Board, FCP-300 Main Board, FCP-75 Main Board | [Fike] 10-2204, 55-043
79d336da-dd3d-40b0-a365-8b82675f96cd |  |  |  | North | Autocall |  | Cards & Components |  |  |  | Card | TRUE | A100-9705 |  | Control Panel Mounted InfoAlarm Command Center | 1 | 0.349 | 0.391 |  |  |  |  | TRUE | [5 empty] | #FFFFFFFF |  |  | FALSE | FALSE | FALSE | [20 empty] | OFFICE-ALIENWIN\AugWin7 | 2021-11-18 17:14 | THOR\acont | 2024-10-09 10:48 | Cloned from Advanced New Part CLONED CLONED
64f40a25-e52f-45b0-b3c9-8b85659346fd |  |  |  | North | Edwards |  | Hardware |  |  |  | Hardware | TRUE | 3-CAB14D |  | Door Assembly for 3-CAB14 | 1 | [6 empty] | FALSE | [5 empty] | #FFFFFFFF |  |  | FALSE | FALSE | FALSE | [14 empty] | FALSE | [7 empty] | THOR\acont | 2024-10-09 10:48
8b7c93da-98a1-4db3-b13f-8b91e0eaa68e | NFPA 170 MANUAL PULL |  |  | North | Potter |  | Manual Station |  |  |  | Module | TRUE | APS-SA | + | Addressable Single Action Pull Station | 1 | 0.000325 | 0.000325 |  |  |  |  | FALSE | [5 empty] | #FFFF0000 | FA-NFPA 170 MANUAL PULL | 1 | FALSE | FALSE | FALSE | 957 |  |  | 7150-0328:0201 | [10 empty] | FALSE | [7 empty] | THOR\acont | 2024-09-08 17:27 |  | [Potter] [SLC NOHMI] [*] [#1 SHARED ADDR ¦ MODULES] APS-DA, APS-SA, CIZM-4, DCM-4, MCM, MOM-4, SCM-4, TRM-4
e69ac472-8efb-44dc-b81c-8b945275b92b | NFPA 170 NON ADDRESSABLE RELAY |  |  | North | Autocall |  | Non-Addressable Relay |  |  |  | Module | TRUE | 4098-9843 |  | Relay; single Form C | 1 | 0 | 0 |  |  |  |  | TRUE | [5 empty] | #FFFF0000 | FA-NFPA 170 NON ADDRESSABLE RELAY | 1 | FALSE | FALSE | FALSE | 1300 | [19 empty] | DESKTOP-0D6CQVA\lousc | 2019-07-06 08:52 | THOR\acont | 2024-09-08 17:27 | Cloned from AutoCall A2098-9739 | [Autocall, Simplex] [RELAY] 2098-9737, 4090-9008, 4098-9822, 4098-9843, 4098-9860, A2098-9735, A2098-9737, A2098-9739, A4090-9008, A4098-9822, A4098-9860
59506cdb-a427-4172-adcc-8b9e65ddca65 |  |  |  | North | Generic |  | Cards & Components |  |  |  | Card | TRUE | FACP MAIN BOARD |  |  | 1 | [6 empty] | TRUE | [5 empty] | #FFFFFFFF |  |  | FALSE | FALSE | FALSE | [14 empty] | FALSE | [5 empty] | AULAPTOP-PC\Aulaptop | 2019-04-16 05:07 | THOR\acont | 2024-10-09 10:48 | Cloned from Generic CARD |  | [Generic] FACP MAIN BOARD
af737599-a6d9-4ce4-96db-8b9f0afca059 | NFPA 170 STROBE CEILING |  |  | North | Hochiki |  | Strobe |  |  |  | Module | TRUE | RSSWP-2475C-FW |  | NOTIFICATION, STROBE, WHITE, CEILING, 15CD, WP | 1 | 0 | 0.138 |  |  |  |  | FALSE | TRUE |  | *Refer to Install Sheet |  |  | #FF0070C0 | FA-NFPA 170 STROBE CEILING | 1 | FALSE | FALSE | FALSE | 2022 | [13 empty] | FALSE |  |  | C¦WP |  |  |  |  | THOR\acont | 2024-09-08 17:27 |  | [Eaton Wheelock, Hochiki] [NAC] [UL1971] RSSWP-2475C-FR (C), RSSWP-2475C-FW (C)
992917a1-c502-4189-8d0b-8ba149ceade3 | NFPA 170 SPEAKER STROBE CEILING |  |  | North | Simplex |  | Speaker/Strobe |  |  |  | Module | TRUE | 49HFV-APPLC | + | Ceiling mount Addressable High fidelity S/V appliance only. | 1 | 0 | 0 |  |  |  |  | TRUE | TRUE |  |  |  |  | #FF0070C0 | FA-NFPA 170 SPEAKER STROBE CEILING | 1 | FALSE | FALSE | FALSE | 2019 | [16 empty] | C |  |  | DESKTOP-7EIEB7A\acont | 2022-02-21 14:58 | THOR\acont | 2024-09-08 17:27 | Cloned from Autocall A49HFV-APPLC | [Autocall, Simplex] [AUDIO 70.7v] [70V AUDIO] 49HF-APPLC (C), 49HF-APPLC-BA (C), 49HFV-APPLC (C), 49HFV-APPLC-BA (C), 49HFVH-APPLC (C), 49HFVH-APPLC-BA (C), 49SO-APPLC (C), 49SO-APPLC-BA (C), 49SO-APPLC-O (C), 49SO-APPLC-O-BA (C), 49SV-APPLC (C), 49SV-AP [Autocall, Simplex] [AUDIO 25v] [25V AUDIO] 49HF-APPLC (C), 49HF-APPLC-BA (C), 49HFV-APPLC (C), 49HFV-APPLC-BA (C), 49HFVH-APPLC (C), 49HFVH-APPLC-BA (C), 49SO-APPLC (C), 49SO-APPLC-BA (C), 49SO-APPLC-O (C), 49SO-APPLC-O-BA (C), 49SV-APPLC (C), 49SV-APPL [Autocall, Simplex] [IDNac] [23VDC] 49HFV-APPLC (C), 49HFV-APPLC-BA (C), 49SV-APPLC (C), 49SV-APPLC-BA (C), 49VO-APPLC (C), 49VO-APPLC-BA (C), A49HFV-APPLC (C), A49HFV-APPLC-BA (C), A49SV-APPLC (C), A49SV-APPLC-BA (C), A49VO-APPLC (C), A49VO-APPLC-BA (C)
5bedfb9b-db1a-4714-a63d-8baece048c60 | NFPA 170 EM SPEAKER STROBE CEILING |  |  | North | Siemens |  | Speaker/Strobe |  |  |  | Module | TRUE | SET-CMC-CW-MNS-ALERT | S54301-Z96-A1 | MNS Clear Speaker Strobe, multi Candela: Ceiling Mount, White − ‘ALERT’ | 1 | [7 empty] | TRUE |  |  |  |  | #FF0070C0 | FA-NFPA 170 EM SPEAKER STROBE CEILING | 1 | FALSE | FALSE | FALSE | 2005 | [16 empty] | C |  |  | DESKTOP-7SAL8M7\acont | 2019-08-13 09:04 | THOR\acont | 2024-09-08 17:27 | B,T | [Siemens] [AUDIO 25v] [25V AUDIO] SET-AMC-CR-MNS-ALERT (C), SET-AMC-CW-MNS-ALERT (C), SET-AMC-R-MNS-ALERT, SET-AMC-W-MNS-ALERT, SET-CMC-CR-MNS-ALERT (C), SET-CMC-CW-MNS-ALERT (C), SET-CMC-R-MNS-ALERT, SET-CMC-W-MNS-ALERT, SET-CR (C), SET-CW (C), SET-HMC- [Siemens] [AUDIO 70.7v] [70V AUDIO] SET-AMC-CR-MNS-ALERT (C), SET-AMC-CW-MNS-ALERT (C), SET-AMC-R-MNS-ALERT, SET-AMC-W-MNS-ALERT, SET-CMC-CR-MNS-ALERT (C), SET-CMC-CW-MNS-ALERT (C), SET-CMC-R-MNS-ALERT, SET-CMC-W-MNS-ALERT, SET-CR (C), SET-CW (C), SET-HM [Siemens] [NAC] [VDC WALL] SET-CMC-CR-MNS-ALERT (C), SET-CMC-CW-MNS-ALERT (C), SET-CMC-R-MNS-ALERT, SET-CMC-W-MNS-ALERT, ST-CMC-CR-MNS-ALRT (C), ST-CMC-CW-MNS-ALRT (C), ST-CMC-RETRO-R-MNS, ST-CMC-RETRO-W-MNS, ST-CMC-R-MNS-ALERT, ST-CMC-W-MNS-ALERT [Siemens] [NAC] [VDC CEILING] SET-CMC-CR-MNS-ALERT (C), SET-CMC-CW-MNS-ALERT (C), SET-CMC-R-MNS-ALERT, SET-CMC-W-MNS-ALERT, ST-CMC-CR-MNS-ALRT (C), ST-CMC-CW-MNS-ALRT (C), ST-CMC-RETRO-R-MNS, ST-CMC-RETRO-W-MNS, ST-CMC-R-MNS-ALERT, ST-CMC-W-MNS-ALERT [Siemens] [NAC] [VFWR WALL] SET-CMC-CR-MNS-ALERT (C), SET-CMC-CW-MNS-ALERT (C), SET-CMC-R-MNS-ALERT, SET-CMC-W-MNS-ALERT, ST-CMC-CR-MNS-ALRT (C), ST-CMC-CW-MNS-ALRT (C), ST-CMC-RETRO-R-MNS, ST-CMC-RETRO-W-MNS, ST-CMC-R-MNS-ALERT, ST-CMC-W-MNS-ALERT [Siemens] [NAC] [VFWR CEILING] SET-CMC-CR-MNS-ALERT (C), SET-CMC-CW-MNS-ALERT (C), SET-CMC-R-MNS-ALERT, SET-CMC-W-MNS-ALERT, ST-CMC-CR-MNS-ALRT (C), ST-CMC-CW-MNS-ALRT (C), ST-CMC-RETRO-R-MNS, ST-CMC-RETRO-W-MNS, ST-CMC-R-MNS-ALERT, ST-CMC-W-MNS-ALERT
e5b8fcbc-d8ec-4fd6-913a-8baf30f35de0 |  |  |  | North | Bosch | [5 empty] | Module | TRUE | MBV-1CHAN-DIP | * | License DIVAR IP Expansion Camera/decoder expansion | 1 | [12 empty] | #FFFFFFFF |  |  | FALSE | FALSE | FALSE | [20 empty] | DESKTOP-7EIEB7A\acont | 2021-08-13 06:25 | THOR\acont | 2024-10-09 10:48
4f6712f3-d3bf-4333-be41-8bb889b20edf |  |  |  | North | Siemens |  | Hardware |  |  |  | Hardware | TRUE | 5000-012 | 500-050280+ | Cover plate for Model 5000-011 detector back box | 1 | [12 empty] | #FFFFFFFF |  |  | FALSE | FALSE | FALSE | [20 empty] | DESKTOP-7EIEB7A\acont | 2022-06-29 10:13 | THOR\acont | 2024-10-09 10:48 | Cloned from Bosch FRAY5000-PLATE
1524b9cd-40d9-4702-9736-8bc23628f369 |  |  |  | North | MIRCOM |  | Cards & Components |  |  |  | Card | TRUE | LED | + | Placeholder LED For MGD-32 | 1 |  | 0.02 |  |  |  |  | TRUE | [5 empty] | #FFFFFFFF |  |  | FALSE | FALSE | FALSE | [20 empty] | DESKTOP-7SAL8M7\acont | 2019-04-11 19:54 | THOR\acont | 2024-10-09 10:48
9c1e4b41-cb8d-47ed-9715-8bc5b6c08c75 | NFPA 170 AMPLIFIER RACK | RISER AMP |  | North | Potter |  | Amplifier |  |  |  | Assembly | TRUE | PVC-DPS50 (25V) | + | Distributed Panel, Single Channel, 50W | 1 | [6 empty] | FALSE | [5 empty] | #FFFF0000 | FA-NFPA 170 AMPLIFIER RACK | 1 | FALSE | FALSE | FALSE | 300 | [8 empty] | 7,12,18 |  |  |  | 50 | TRUE | [5 empty] | DESKTOP-7SAL8M7\acont | 2020-11-03 16:06 | THOR\acont | 2024-09-08 17:27 | Cloned from Hochiki FNVDPS50 (25V)
2a4a7c03-4663-47a7-b24e-8bc6ed547aa6 | NFPA 170 REMOTE TEST SWITCH |  |  | North | Farenhyt |  | REMOTE TEST SWITCH |  |  |  | Module | TRUE | SD505-DTS-K | ++ | Remote Test Station w/ Switch, Alarm & Power LEDs, Key Reset | 1 | [6 empty] | FALSE | [5 empty] | #FFFF0000 | FA-NFPA 170 REMOTE TEST SWITCH | 1 | FALSE | FALSE | FALSE | 914 | [13 empty] | FALSE | [7 empty] | THOR\acont | 2024-09-08 17:27
c743ce17-fd29-4687-abec-8bca419a0db3 |  |  |  | North | Edwards |  | Hardware |  |  |  | Hardware | TRUE | 2-SMDN |  | OBSOLETE - LCD Annunciator /w scroll ctrl for SAN mtg, EST2 | 1 | [6 empty] | FALSE | [5 empty] | #FFFFFFFF |  |  | FALSE | FALSE | FALSE | [14 empty] | FALSE | [7 empty] | THOR\acont | 2024-10-09 10:48
6cac99a6-4f54-4831-bdc6-8bcaa2d4cb4d | HEAT DETECTOR |  |  | North | Autocall |  | Heat Detector |  |  |  | Module | TRUE | A4098-5613 | ++ | Heat detector at a 200°F or 93.3°C fixed temperature and rate-of-rise. | 1 | 7e-05 | 0.033 |  |  | 33 | 10.5 | FALSE | TRUE |  |  |  |  | #FFFF0000 | FA-HEAT DETECTOR | 1 | FALSE | FALSE | FALSE | 1408 | [13 empty] | FALSE |  |  | 200° |  |  | THOR\acont | 2023-11-22 13:48 | THOR\acont | 2024-09-08 17:27 | Cloned from Autocall A4098-5611 | [Autocall] [IDC] [*] [#1 ALARM] A4098-5601 (C), A4098-5602 (C), A4098-5610 (C), A4098-5611 (C), A4098-5612 (C), A4098-5613 (C)
beb40b67-8c32-48d9-b1af-8bd2264c55f7 | NFPA 170 SMOKE BEAM DETECTOR CONTROLLER |  |  | North | FFE |  | Beam Detector |  |  |  | Module | TRUE | 3000-103 (Controller) | ++ | Fireray 3000 Beam Detector Controller | 1 | 0.014 | 0.014 |  |  |  |  | FALSE | TRUE |  |  |  |  | #FFFF0000 | FA-NFPA 170 SMOKE BEAM DETECTOR CONTROLLER | 1 | FALSE | FALSE | FALSE | 1406 | [13 empty] | FALSE | [5 empty] | THOR\acont | 2024-04-29 11:16 | THOR\acont | 2024-09-08 17:27 | Cloned from FFE 5000-103 (Controller) | [FFE, Potter] [IDC] 01 [Trouble] 100RU (C), 1430184 (Controller) (C), 3000-103 (Controller) (C), 5000-103 (Controller) (C), 50RU (C), 6010-300 (Detector) (C), 6020-300 (Controller) (C) [FFE, Potter] [AUX POWER] [*] 100RU (C), 1430184 (Controller) (C), 3000-103 (Controller) (C), 5000-103 (Controller) (C), 50RU (C), 6010-300 (Detector) (C), 6020-300 (Controller) (C) [FFE, Potter] [IDC] 02 [Alarm] 100RU (C), 1430184 (Controller) (C), 3000-103 (Controller) (C), 5000-103 (Controller) (C), 50RU (C), 6010-300 (Detector) (C), 6020-300 (Controller) (C) | [FFE, Potter] 3000-103 (Controller), 5000-103 (Controller)
d8533048-34e0-4d01-a6ed-8bd9de3acd4d | NFPA 170 SOLENOID VALVE |  |  | North | Siemens |  | Solenoid |  |  |  | Module | TRUE | CPYEC-2-24 | 240-697913BG | Supervised Electronic-Releasing Solenoid 24VDC | 1 |  | 0.32 |  |  |  |  | TRUE | [5 empty] | #FFFF0000 | FA-NFPA 170 SOLENOID VALVE | 1 | FALSE | FALSE | FALSE | [20 empty] | DESKTOP-7EIEB7A\acont | 2021-02-11 09:46 | THOR\acont | 2024-09-08 17:27 | Cloned from Siemens CPY-MTS | [Bosch, Siemens] [AUX POWER] [*] B465, CPYEC-2-24, CPY-HLI, CPY-MTS, FSD901, FSD901-R3, FSD901-U3, SSD, SSD-C, SSD-C-INT, SSD-C-REM, SSD-INT, SSD-LOC [Siemens] [RS-232] CPYEC-2-24, CPY-HLI, CPY-MTS [Bosch, Siemens] [AUX POWER] B465, CPYEC-2-24, CPY-HLI, CPY-MTS, FSD901 Main Board, FSD901-R3 Main Board, FSD901-U3 Main Board, SSD, SSD-C, SSD-C-INT, SSD-C-REM, SSD-INT, SSD-LOC [Siemens] [IDC] 01 AW-1, CPYEC-2-24, CPY-MRS, CPY-MTS, MH-501, MSM-EXP, MSM-GR, MSM-INST, MSM-K, MSM-K-15, MSM-KD, MSM-KD-30, MSM-KD-WP, MSM-K-WP, SXL-EX Main Board, SZE-4X, XMH-501 [Siemens] [AUX POWER, RELEASING] [*] [INPUT TYPE] CPYEC-2-24 | [Siemens] CPYEC-2-24, CPY-HLI, CPY-MTS
34c13827-7abe-47a2-8e19-8bdd0c396296 | NFPA 170 CHIME |  |  | North | Edwards |  | Chime |  |  |  | Module | TRUE | G1R-C |  | Chime, running man, red | 1 | 0 | 0.026 |  |  |  |  | FALSE | [5 empty] | #FFFF0000 | FA-NFPA 170 CHIME | 1 | FALSE | FALSE | FALSE | 2003 | [13 empty] | FALSE | [7 empty] | THOR\acont | 2024-09-08 17:27 |  | [Edwards, Kidde] [NAC] [24 VDC, LOW DB] EG1F-C, G1-C, G1F-C, G1R-C, G1RF-C [Edwards, Kidde] [NAC] [16 VDC, LOW DB] EG1F-C, G1-C, G1F-C, G1R-C, G1RF-C [Edwards, Kidde] [NAC] [24 VDC, HIGH DB] EG1F-C, G1-C, G1F-C, G1R-C, G1RF-C [Edwards, Kidde] [NAC] [16 VDC, HIGH DB] EG1F-C, G1-C, G1F-C, G1R-C, G1RF-C
a1a66699-eacf-425e-b096-8be2cb0c38dc |  |  |  | North | Monaco Enterprises |  | Hardware |  |  |  | Hardware | TRUE | 729-161-00 | + | CABINET:FOR SIX INTELLIGENT MODULES,RED | 1 | [6 empty] | TRUE | [5 empty] | #FFFFFFFF |  |  | FALSE | FALSE | FALSE | [20 empty] | DESKTOP-7SAL8M7\acont | 2020-02-23 09:37 | THOR\acont | 2024-10-09 10:48 | Cloned from System Sensor BB-6
032b30ae-a38a-4d26-98b7-8be7352476be |  |  |  | North | Software House | Security/Access Control |  |  |  |  | Module | TRUE | USTAR-GCM |  |  | 1 | [12 empty] | #FFFFFFFF |  |  | FALSE | FALSE | FALSE | [20 empty] | THOR\acont | 2024-03-12 21:43 | THOR\acont | 2024-10-09 10:48
69f91a75-dbcb-4083-9092-8bed38bd5c4a | NFPA 170 SMOKE HEAT DETECTOR |  |  | North | Bosch |  | Smoke/Heat Detector |  |  |  | Module | TRUE | D273TH | + | Smoke/heat (135 F) detector, 4-wire 0000095619 | 1 | 0.015 | 0.036 | [10 empty] | #FFFF0000 | FA-NFPA 170 SMOKE HEAT DETECTOR | 1 | FALSE | FALSE | FALSE | [20 empty] | DESKTOP-7EIEB7A\acont | 2021-08-13 06:25 | THOR\acont | 2024-09-08 17:27 |  | [Bosch] [IDC] 01 [*] [ALARM] 24ISN-CSM20-WGW, D273, D273TH, D273THE (C), FCP-350-P w/FCA-350-B6, FCP-350-PTH w/FCA-350-B6, FMM-100SATK
1b88fbd8-2756-453a-9e2c-8bf016f2e81d | NFPA 170 SMOKE CO DETECTOR |  |  | North | Notifier |  | Smoke/CO Detector |  |  |  | Module | TRUE | FPC-951 w/B224RB-IV | + | Intelligent multi-criteria photo/CO, bright white, Velociti w/ Intelligent relay base, ivory, UL listed | 1 | 0.0002 | 0.0045 |  |  |  |  | FALSE | TRUE | FLUSH |  | 4" SQ. DEEP | 3 "O" PLASTER RING | #FFFF0000 | FA-NFPA 170 SMOKE CO DETECTOR | 1 | FALSE | FALSE | FALSE | 1407 | [13 empty] | FALSE |  |  | R |  |  | DESKTOP-QGO6JOK\acont | 2021-08-06 10:21 | THOR\acont | 2024-09-08 17:27 | Cloned from Gamewell FCI MCS-COP3 w/B224RB-IV | [Honeywell, Notifier, System Sensor] [SLC SENSORS] [*] [#4 TYPE ADDR ¦ SENSORS] 2251B (C), 2251-COPTIR (C), 2251-COPTIR w/B200S-WH (C), 2251TB (C), 2251TMB (C), 5251B (C), 5251B-WP (C), 5251H (C), 5251RB (C), 5251RB-WP (C), 7251 (C), 7251DH (C), DH200LP [Honeywell, Notifier, System Sensor] [SLC MODULES SENSORS] [*] [#2 SHARED ADDR ¦ SENSORS] 2251B (C), 2251-COPTIR (C), 2251-COPTIR w/B200S-WH (C), 2251TB (C), 2251TMB (C), 5251B (C), 5251B-WP (C), 5251H (C), 5251RB (C), 5251RB-WP (C), 7251 (C), 7251DH (C)
b2680934-5798-4e48-bce5-8bfa054c99dd | NFPA 170 HORN CEILING |  |  | North | Siemens |  | Horn |  |  |  | Module | TRUE | SC-LFS-CW-N |  | CEILING ACEND LOW FREQUENCY SOUNDER, WHITE, NO LETTERING | 1 | [6 empty] | TRUE | [5 empty] | #FF0070C0 | FA-NFPA 170 HORN CEILING | 1 | FALSE | FALSE | FALSE | [17 empty] | LF |  |  | XPS-17-9710\August | 2024-10-16 04:44 | XPS-17-9710\August | 2024-10-16 04:46 | Cloned from Siemens SC-LFS-WW-N | [Siemens] [NAC] [Continuous High, Continuous Low, T3 High, T3 Low, T4 High, T4 Low] SC-LFS-CR-N , SC-LFS-CW-N , SC-LFS-WR-N, SC-LFS-WW-N
9280529c-4351-4d64-bb4a-8c0686542269 | NFPA 170 HORN STROBE |  |  | North | Siemens |  | Horn/Strobe |  |  |  | Module | TRUE | SL2FSSWR-F | S54329-F134-A1++ | Sounder-Strobe, Wall, Clear, Red, Fire | 1 | [12 empty] | #FF0070C0 | FA-NFPA 170 HORN STROBE | 1 | FALSE | FALSE | FALSE | 2023 | [16 empty] | LF |  |  | DESKTOP-7EIEB7A\acont | 2023-08-03 11:49 | THOR\acont | 2024-09-08 17:27 | Cloned from Siemens SL2HSWR-F | [Siemens] [NAC] [24 VDC, HORN TEMPORAL] SL2FSSCR-AL (C), SL2FSSCR-CO (C), SL2FSSCR-F (C), SL2FSSCR-N (C), SL2FSSCW-AL (C), SL2FSSCW-CO (C), SL2FSSCW-F (C), SL2FSSCW-N (C), SL2FSSWR-AL, SL2FSSWR-CO, SL2FSSWR-F, SL2FSSWR-N, SL2FSSWW-CO, SL2FSSWW-F, SL2FSSW
80af192c-2738-4260-870a-8c0c56960d4b | NFPA 170 REMOTE ANNUNCIATOR | RISER ANNUNCIATOR |  | North | Bosch |  | Remote Annunciator |  |  |  | Module | TRUE | D7032 | ++ | Annunciator expander, 8 LED | 1 | 0.08 | 0.145 |  |  | 12 |  | FALSE | [5 empty] | #FFFF0000 | FA-NFPA 170 REMOTE ANNUNCIATOR | 1 | FALSE | FALSE | FALSE | 255 | [13 empty] | FALSE | [5 empty] | DESKTOP-7EIEB7A\acont | 2022-04-20 12:39 | THOR\acont | 2024-09-08 17:27 | Cloned from Bosch FMR-7036 | [Bosch] [OPTION BUS] [*] [BUS ++] D7030X, D7030X-S2, D7030X-S8, D7032, D7035, D7035B, D7042, D7042B, D7048, D7048B, FMR-1000-RA, FMR-1000-RCMD, FMR-7033, FMR-7036
2db72a0c-ec08-46f6-b540-8c0cbe43ecfe | NFPA 170 ADDRESSABLE OUTPUT MODULE |  |  | North | Advanced |  | Addressable Control/Relay |  |  |  | Module | TRUE | 55000-863ADV | ++ | INTELLIGENT RELAY | 1 | 0.00085 | 0.035 |  |  |  |  | TRUE | [5 empty] | #FFFF0000 | FA-NFPA 170 ADDRESSABLE OUTPUT MODULE | 1 | FALSE | FALSE | FALSE | [20 empty] | AUGUSTXPS17-EUP\aucon | 2022-07-13 14:28 | THOR\acont | 2024-09-08 17:27 | Cloned from New Part CLONED CLONED CLONED CLONED CLONED | [Advanced] [SLC APOLLO MODULES/SENSORS] [*] [#1] 55000-805ADV, 55000-806ADV, 55000-820ADV (C), 55000-830ADV, 55000-831ADV, 55000-863ADV, 58000-450ADV (C), 58000-650ADV (C), AX-SL-DAA-P [Advanced, Apollo] [SLC APOLLO MODULES SENSORS] [*] [#1 SHARED ADDR ¦ MODULES] 45681-800 (C), 45681-805 (C), 55000-001 (C), 55000-002 (C), 55000-005 (C), 55000-006 (C), 55000-009 (C), 55000-010 (C), 55000-765 (C), 55000-790ADV, 55000-805ADV, 55000-806ADV
3fd3fb96-13b1-4c46-b614-8c1a94f1aff0 | CADGEN AUX POWER SUPPLY | CADGEN AUX POWER SUPPLY |  | North | Altronix |  | Auxilliary Power Supply |  |  |  | Assembly | TRUE | eFlow104N | + | Power Supply Charger, 1 Output, 12/24VDC @ 10A, 115VAC | 1 | [6 empty] | FALSE | FALSE |  |  |  |  | #FFFF0000 | FA-CADGEN AUX POWER SUPPLY | 1 | FALSE | FALSE | FALSE | 212 | [8 empty] | 7,12,40,65 |  | 7 | 10 |  | TRUE | [5 empty] | THOR\acont | 2024-10-23 09:48 | THOR\acont | 2024-10-23 09:49 | Cloned from Altronix AL1024ULX
e6e43f9c-dcfa-487e-9740-8c1b2153fdbb |  |  |  | North | Fike |  | Cards & Components |  |  |  | Card | TRUE | 10‐2816 | ++ | LOC Digital Paging Card | 1 | 0.022 | 0.283 |  |  |  |  | TRUE | [5 empty] | #FFFFFFFF |  |  | FALSE | FALSE | FALSE | [14 empty] | FALSE | [5 empty] | THOR\acont | 2024-12-30 12:15 |  |  | Cloned from Fike 10‐2798 CLONED CLONED
9530a809-d8d9-4f3c-9166-8c1b2fe9c3fc |  |  |  | North | Siemens | [5 empty] | Module | TRUE | WP-2000 | 500-649714 | WP ENCLOSURE- DUCT HOUSING (NEMA 3R) | 1 | [12 empty] | #FFFFFFFF |  |  | FALSE | FALSE | FALSE | [20 empty] | DESKTOP-7SAL8M7\acont | 2019-08-13 09:04 | THOR\acont | 2024-10-09 10:48
f2a5c55a-8b3f-486b-a436-8c1e0889e300 | CADGEN PANIC BUTTON |  |  | North | Potter |  | Panic Button |  |  |  | Module | TRUE | HUB-T | ++ | Hold-Up Button | 1 | [6 empty] | FALSE | [5 empty] | #FFFF0000 | FA-CADGEN PANIC BUTTON | 1 | FALSE | FALSE | FALSE | [14 empty] | FALSE | [7 empty] | THOR\acont | 2024-09-08 17:27 |  | [Potter, STI] [IDC] 01 [ALL DEVICES ++] HUB-T, Push Button [Potter, STI] [ACCESS CONTROL INPUT] [ALL DEVICES ++] HUB-T, Push Button
a23c15cb-f4d8-4fd9-a094-8c1f1f4c8f4b | NFPA 170 SPEAKER CEILING |  |  | North | Eaton Wheelock |  | Speaker |  |  |  | Module | TRUE | STH-4R |  | Speaker System supplied with four STH-15SR horns mounted to a NEMA Type 1 steel enclosure | 1 | [6 empty] | FALSE | TRUE |  |  |  |  | #FF0070C0 | FA-NFPA 170 SPEAKER CEILING | 1 | FALSE | FALSE | FALSE | 2019 | [13 empty] | FALSE |  |  | 4 |  |  |  |  | THOR\acont | 2024-09-08 17:27 | Cloned from Wheelock STH-15SR | [Eaton Wheelock] [AUDIO 25v] [25V AUDIO] STH-15S, STH-15SR, STH-4R (C), STH-4R24MCCH (C), STH-S, STH-SR [Eaton Wheelock] [AUDIO 70.7v] [70V AUDIO] STH-15S, STH-15SR, STH-4R (C), STH-4R24MCCH (C), STH-S, STH-SR
c18198f0-93f8-4f72-a2a7-8c24a52609c9 |  |  |  | North | Edwards |  | Hardware |  |  |  | Hardware | TRUE | 3-LCDXL1KBL |  | Extended cable for 3-LCDXL1 mtg in 3-ANNs | 1 | [6 empty] | FALSE | [5 empty] | #FFFFFFFF |  |  | FALSE | FALSE | FALSE | [14 empty] | FALSE | [7 empty] | THOR\acont | 2024-10-09 10:48
d6c66025-feca-4447-884b-8c279c9739fa | NFPA 170 STROBE CEILING |  |  | North | Siemens |  | Strobe |  |  |  | Module | TRUE | SL2SCW-AL | S54329-F196-A1++ | Strobe, Ceiling, Clear, White, Alert | 1 | [7 empty] | TRUE |  |  |  |  | #FF0070C0 | FA-NFPA 170 STROBE CEILING | 1 | FALSE | FALSE | FALSE | 2023 | [19 empty] | DESKTOP-7EIEB7A\acont | 2023-08-03 09:40 | THOR\acont | 2024-09-08 17:27 | Cloned from Siemens SL2SWW-AL | [Siemens] [NAC] [16.0 – 33.0 VDC] SL2SCR-A (C), SL2SCR-AL (C), SL2SCR-ALA (C), SL2SCR-ALB (C), SL2SCR-F (C), SL2SCR-FB (C), SL2SCR-N (C), SL2SCR-NA (C), SL2SCR-NB (C), SL2SCW-A (C), SL2SCW-AL (C), SL2SCW-ALA (C), SL2SCW-ALB (C), SL2SCW-EV (C), SL2SCW-F (
f0beda27-948e-499f-b988-8c3048d14304 |  |  |  | North | Bosch | [5 empty] | Module | TRUE | D5371-USB | * | Rps Lite Security Block, Usb | 1 | [12 empty] | #FFFFFFFF |  |  | FALSE | FALSE | FALSE | [20 empty] | DESKTOP-7EIEB7A\acont | 2021-08-13 06:25 | THOR\acont | 2024-10-09 10:48
a7b33792-c34b-4bfb-8486-8c305f5fdfb6 | NFPA 170 MANUAL PULL |  |  | North | Kidde |  | Manual Station |  |  |  | Module | TRUE | FX-278 | ++ | Double Action Fire Pull Station, Kidde Addressable | 1 | 0.00035 | 0.0005 |  |  |  |  | FALSE | [5 empty] | #FFFF0000 | FA-NFPA 170 MANUAL PULL | 1 | FALSE | FALSE | FALSE | 957 | [13 empty] | FALSE |  |  | 278 |  |  | DESKTOP-7EIEB7A\acont | 2021-12-16 15:05 | THOR\acont | 2024-09-08 17:27 | Cloned from Edwards SIGA-278 | [Kidde] [SLC EST MODULES] [*] [#3 TYPE ADDR ¦ MODULES] 76-330002-101, 84-330002-001, FX-270, FX-278, FX-2WIRE, FX-IDC1A, FX-IDC1B, FX-IDC2B, FX-IDCWS, FX-ISO, FX-NAC, FX-RLY, GSA-CC1, GSA-CC1S, GSA-CC2, GSA-CR, GSA-CRH, GSA-CRR, GSA-CT1, GSA-CT2, GSA-IO, [Edwards, Kidde] [SLC EST MODULES/SENSORS] 03 [*] [iO64] 76-330002-101, 84-330002-001, FX-270, FX-278, GSA-M270, GSA-M270P, GSA-M278, SIGA-270, SIGA-278, SIGA-CT1, SIGA-CT1I, SIGA-IO, SIGA-MIO, SIGA-MM1, SIGI-271 [Kidde] [SLC EST MODULES SENSORS] [*] [#1 SHARED ADDR ¦ MODULES] 76-330002-101, 84-330002-001, FX-270, FX-278, FX-2WIRE, FX-IDC1A, FX-IDC1B, FX-IDC2B, FX-IDCWS, FX-ISO, FX-NAC, FX-RLY, GSA-CC1, GSA-CC1S, GSA-CC2, GSA-CR, GSA-CRH, GSA-CRR, GSA-CT1, GSA-CT [Edwards, Kidde] [SLC EST MODULES] 03 [*] [EST3, iO1000] 76-330002-101, 84-330002-001, FX-270, FX-278, GSA-M270, GSA-M270P, GSA-M278, SIGA-270, SIGA-278, SIGA-CT1, SIGA-CT1I, SIGA-IO, SIGA-MIO, SIGA-MM1, SIGI-271
dd7d2a8b-5397-4994-b14c-8c31d28d8d37 | NFPA 170 MANUAL PULL |  |  | North | Notifier |  | Manual Station |  |  |  | Module | TRUE | NBG-12LOB w/ Miniature Monitor Module | ++ | Dual-action Pull Station w/ Key Lock, SB-I/O & FMM-101 | 1 | 0.00035 | 0.0006 |  |  |  |  | FALSE | FALSE |  |  |  |  | #FFFF0000 | FA-NFPA 170 MANUAL PULL | 1 | FALSE | FALSE | FALSE | 957 | [13 empty] | FALSE | [5 empty] | DESKTOP-7EIEB7A\acont | 2023-02-09 06:57 | THOR\acont | 2024-09-08 17:27 | Cloned from Notifier NBG-12LOB | [Honeywell, Notifier, System Sensor] [SLC MODULES] [*] [#3 TYPE ADDR ¦ MODULES] 30-3013 w/FMM-101, Q3013D, ACM-8R, ACPS-610, AMPS-24, AMPS-24E, EM-1M, EM-1MI, EM-1MM, EM-1MMI, EM-1R, EM-1RI, EM-1SR, EM-1SRI, FCM-1, FCM-1-REL, FD7044 MM-101, FDM-1, FDRM-1 [Honeywell, Notifier, System Sensor] [SLC MODULES SENSORS] [*] [#1 SHARED ADDR ¦ MODULES] 30-3013 w/FMM-101, Q3013D, ACM-8R, ACPS-610, AMPS-24, AMPS-24E, EM-1M, EM-1MI, EM-1MM, EM-1MMI, EM-1R, EM-1RI, EM-1SR, EM-1SRI, FCM-1, FCM-1-REL, FD7044 MM-101, FDM
bdd405aa-9019-4466-b6f7-8c3602ee6da3 |  |  |  | North | GRI PRODUCTS | Security/Access Control |  |  |  |  | Module | TRUE | 185-12WG |  |  | 1 | [12 empty] | #FFFFFFFF |  |  | FALSE | FALSE | FALSE | [20 empty] | THOR\acont | 2024-03-12 21:43 | THOR\acont | 2024-10-09 10:48
b5666079-a895-4f63-917c-8c3e196129bb | NFPA 170 SMOKE HEAT CO DETECTOR |  |  | North | Edwards |  | Smoke/Heat/CO Detector |  |  |  | Module | TRUE | SIGA2-PHCOS w/SIGA-AB4G BASE | ++ | Photoelectric Smoke / Heat / Carbon Monoxide Detector | 1 | 7e-05 | 7e-05 |  |  |  |  | FALSE | TRUE |  |  |  |  | #FFFF0000 | FA-NFPA 170 SMOKE HEAT CO DETECTOR | 1 | FALSE | FALSE | FALSE | 1410 | [13 empty] | FALSE | [7 empty] | THOR\acont | 2024-10-08 16:26 | 20191121 AC Detector with base | [Edwards, Kidde] [SLC EST SENSORS] 01 [*] [EST3, iO1000] DS-HFS (C), DS-PS (C), FX-HD w/IB4U BASE, FX-HD w/RB4U BASE, FX-HD w/SB4U BASE, FX-HD w/SB4U-LF BASE, FX-HD wB4U BASE, FX-PD w/B4U BASE (C), FX-PD w/IB4U BASE (C), FX-PD w/SB4U BASE (C), FX-PD w/SB [Edwards, Kidde] [SLC EST MODULES SENSORS] [*] [#2 SHARED ADDR ¦ SENSORS] KI-DDOS (C), SIGA2-COS w/SIGA-AB4G BASE, SIGA2-COS w/SIGA-AB4G-LF BASE, SIGA2-COS w/SIGA-AB4GT BASE, SIGA2-COS w/SIGA-IB BASE, SIGA2-COS w/SIGA-RB BASE, SIGA2-COS w/SIGA-SB BASE, S [Edwards, Kidde] [SLC EST MODULES/SENSORS] 01 [*] [iO64] DS-HFS (C), DS-PS (C), FX-HD w/IB4U BASE, FX-HD w/RB4U BASE, FX-HD w/SB4U BASE, FX-HD w/SB4U-LF BASE, FX-HD wB4U BASE, FX-PD w/B4U BASE (C), FX-PD w/IB4U BASE (C), FX-PD w/SB4U BASE (C), FX-PD w/SB [Edwards, Kidde] [AUX POWER] FX-HD w/SB4U BASE, FX-PD w/SB4U BASE (C), FX-PHD w/SB4U BASE (C), KI-COD w/KI-ABST BASE (C), KI-HCD w/KI-ABST BASE, KI-HRD w/KI-ABST BASE, KI-PCD w/KI-ABST BASE (C), KI-PD w/KI-ABST BASE (C), KI-PHCD w/KI-ABST BASE (C), KI-PH [Edwards, Kidde] [SLC EST SENSORS] [*] [#4 TYPE ADDR ¦ SENSORS] KI-DDOS (C), SIGA2-COS w/SIGA-AB4G BASE, SIGA2-COS w/SIGA-AB4G-LF BASE, SIGA2-COS w/SIGA-AB4GT BASE, SIGA2-COS w/SIGA-IB BASE, SIGA2-COS w/SIGA-RB BASE, SIGA2-COS w/SIGA-SB BASE, SIGA2-HCOS
9f3f51af-5899-4282-ab9d-8c3f9a9c5544 | NFPA 170 SPEAKER STROBE |  |  | North | Eaton Wheelock |  | Speaker/Strobe |  |  |  | Module | TRUE | ET70WP-24135W-FR |  | Speaker/Strobe, wall, 24 VDC, 135CD, WP, red | 1 | 0 | 0.155 |  |  |  |  | FALSE | TRUE |  |  |  |  | #FF0070C0 | FA-NFPA 170 SPEAKER STROBE | 1 | FALSE | FALSE | FALSE | 2021 | [13 empty] | FALSE |  |  | WP |  |  | DESKTOP-7EIEB7A\acont | 2022-01-26 10:14 | THOR\acont | 2024-09-08 17:27 | Cloned from Eaton Wheelock ET70WP-24135W-FR | [Eaton Wheelock, Hochiki] [AUDIO 70.7v] [70V AUDIO] ET70WP-24115C-FR (C), ET70WP-24115C-FW (C), ET70WP-24135C-FR (C), ET70WP-24135C-FW (C), ET70WP-24135W-FR (C), ET70WP-24135W-FW (C), ET70WP-24177C-FR (C), ET70WP-24177C-FW (C), ET70WP-24185W-FR, ET70WP-2 [Eaton Wheelock] [NAC] ET70WP-24135C-FR (C), ET70WP-24135C-FW (C), ET70WP-24135W-FR (C), ET70WP-24135W-FW (C) [Eaton Wheelock, Hochiki] [AUDIO 25v] [25V AUDIO] ET70WP-24115C-FR (C), ET70WP-24115C-FW (C), ET70WP-24135C-FR (C), ET70WP-24135C-FW (C), ET70WP-24135W-FR (C), ET70WP-24135W-FW (C), ET70WP-24177C-FR (C), ET70WP-24177C-FW (C), ET70WP-24185W-FR, ET70WP-241
3057411c-b056-445b-8aea-8c454ac98ed0 | NFPA 170 DUCT SMOKE DETECTOR |  |  | North | Farenhyt |  | Duct Smoke Detector |  |  |  | Module | TRUE | IDP-DUCT-W w/IDP-PHOTO-R-W | ++ | Intelligent non-relay photoelectric low flow smoke detector housing w/ detector | 1 | 0.0002 | 0.0045 |  |  |  |  | FALSE | TRUE | FLUSH |  | N/A | N/A | #FFFF0000 | FA-NFPA 170 DUCT SMOKE DETECTOR | 1 | FALSE | FALSE | FALSE | 1400 |  |  | 3242-1653:0209 | [10 empty] | FALSE | [5 empty] | DESKTOP-7EIEB7A\acont | 2023-02-27 07:10 | THOR\acont | 2024-09-08 17:27 | Cloned from Silent Knight SK-DUCT-W w/SK-PHOTO-R-W | [Farenhyt] [SLC IDP SENSORS] [*] [#4 TYPE ADDR ¦ SENSORS] DNR w/IDP-PHOTO-R-W (C), DNRW w/IDP-PHOTO-R-W (C), IDP-ACCLIMATE (C), IDP-BEAM (C), IDP-DUCT-W w/IDP-PHOTO-R-W (C), IDP-FIRE-CO-W w/B200S-LF-WH (C), IDP-FIRE-CO-W w/B200S-WH (C), IDP-FIRE-CO-W w/B [Farenhyt, Silent Knight] [SLC MODULES SENSORS] [*] [#2 SHARED ADDR ¦ SENSORS] CO1224TR w/ IDP-MINIMON, CO1224TR w/ IDP-MONITOR, DNR w/IDP-PHOTO-R-W (C), DNR w/SK-PHOTO-R-W (C), DNRW w/IDP-PHOTO-R-W (C), DNRW w/SK-PHOTO-R-W (C), HFS-D (C), HFS-P (C), HFS | [Farenhyt, MIRCOM, Monaco Enterprises, Silent Knight, System Sensor] 723-367-00, 723-368-00, D2, D4120, D4120W, DH100ACDCI, DH100ACDCLP, DH100P, DNR w/IDP-PHOTO-R-W, DNR w/SK-PHOTO-R-W, DNRW w/IDP-PHOTO-R-W, DNRW w/SK-PHOTO-R-W, IDP-DUCT-W w/IDP-PHOTO-R-W
0179e400-5a5a-4882-8423-8c486f849645 | NFPA 170 ADDRESSABLE OUTPUT MODULE |  |  | North | Ansul |  | Addressable Control/Relay |  |  |  | Module | TRUE | 4090-9007 | + | Signal IAM; programming types are hardware type SIGNAL for 4008; device type SIGIAM for other compatible fire alarm control panels | 1 | 0.0008 | 0.001 |  |  |  |  | TRUE | [5 empty] | #FFFF0000 | FA-NFPA 170 ADDRESSABLE OUTPUT MODULE | 1 | FALSE | FALSE | FALSE | 1100 |  |  |  |  | 864 | [11 empty] | R |  |  | DESKTOP-7EIEB7A\acont | 2021-06-17 08:32 | THOR\acont | 2024-09-08 17:27 | Cloned from Ansul 4090-9002 | [Ansul] [AUDIO 25v, AUDIO 70.7v, NAC] [RISER INPUT] 4090-9007 [Ansul] [IDNet] 4090-9002, 4090-9006, 4090-9007, 4090-9051, 4090-9119, 4098-9714 w/4098-9793 (C) | [Ansul] 4090-9007
90badb9b-60bf-4c02-92a6-8c4c37ac10a9 |  |  |  | North | MIRCOM |  | Cards & Components |  |  |  | Card | TRUE | QX-MINI-LOCMAIN | + | Main display, blank plate, microphone, remote microphone PCB, and panel door | 1 | 0.023 | 0.04 |  |  |  |  | TRUE | [5 empty] | #FFFFFFFF |  |  | FALSE | FALSE | FALSE | [14 empty] | FALSE | [7 empty] | THOR\acont | 2024-10-09 10:48 |  | [MIRCOM] [AUX POWER] [*] MGD-32 Card, QX-MINI-LOC, QX-MINI-LOCMAIN, QX-MINI-LOC-W, QX-MINI-RM, QX-MINI-RMMIC, QX-MINI-RM-W, RAM-208, RAM-216, RAM-300LCD, RAM-3318-LCD, RAM-3500-LCD Card
03c04ede-f9d3-481b-9d66-8c564bf5b01a | NFPA 170 STROBE WALL |  |  | North | Edwards |  | Strobe |  |  |  | Module | TRUE | G4EWN-G |  | Strobe Expander, white, no markings, green | 1 | 0 | 0.078 |  |  |  |  | FALSE | [5 empty] | #FF0070C0 | FA-NFPA 170 STROBE WALL | 1 | FALSE | FALSE | FALSE | 2023 | [13 empty] | FALSE | [7 empty] | THOR\acont | 2024-09-08 17:27 |  | [Edwards, Kidde] [NAC] [24 VDC] G4ERA-A, G4ERA-B, G4ERA-G, G4ERA-R, G4ERF-C, G4ERN-A, G4ERN-B, G4ERN-C, G4ERN-G, G4ERN-R, G4EWA-A, G4EWA-B, G4EWA-G, G4EWA-R, G4EWF-C, G4EWN-A, G4EWN-B, G4EWN-C, G4EWN-G, G4EWN-R, G4F-S2V1575, G4F-S2VM, G4F-S7V1575, G4F-S7 [Edwards, Kidde] [NAC] [16 VDC] G4ERA-A, G4ERA-B, G4ERA-G, G4ERA-R, G4ERF-C, G4ERN-A, G4ERN-B, G4ERN-C, G4ERN-G, G4ERN-R, G4EWA-A, G4EWA-B, G4EWA-G, G4EWA-R, G4EWF-C, G4EWN-A, G4EWN-B, G4EWN-C, G4EWN-G, G4EWN-R, G4F-S2V1575, G4F-S2VM, G4F-S7V1575, G4F-S7
584793d8-6ff3-47dd-beaf-8c5750b42883 | NFPA 170 HORN STROBE CEILING |  |  | North | Edwards |  | Horn/Strobe |  |  |  | Module | TRUE | GCAVRN |  | Horn-Strobe, running man, red, none | 1 | [6 empty] | FALSE | TRUE |  |  |  |  | #FF0070C0 | FA-NFPA 170 HORN STROBE CEILING | 1 | FALSE | FALSE | FALSE | 2013 | [13 empty] | FALSE |  |  | C |  |  | DESKTOP-7SAL8M7\acont | 2019-11-07 12:47 | THOR\acont | 2024-09-08 17:27 | Cloned from Kidde EGCAVRN | [Edwards, Kidde] [NAC] [24 VFWR, HIGH DB] EGCAVRF (C), EGCAVRN (C), EGCAVWF (C), EGCAVWN (C), GCAVRF (C), GCAVRN (C), GCAVWF (C), GCAVWN (C) [Edwards, Kidde] [NAC] [24 VDC, HIGH DB] EGCAVRF (C), EGCAVRN (C), EGCAVWF (C), EGCAVWN (C), GCAVRF (C), GCAVRN (C), GCAVWF (C), GCAVWN (C)
82725358-8ad4-4dd4-8a07-8c57da51565c | NFPA 170 FIRE ALARM TERMINAL CABINET | RISER FATC |  | North | Space Age Electronics |  | Terminal Cabinet |  |  |  | Assembly | TRUE | ACE3036 | Accessories | 30”x36”x8” Accessory Cabinet Enclosure, Black | 1 | 0 | 0 |  |  |  |  | TRUE |  | Surface Mounted |  |  |  | #FFFF0000 | FA-NFPA 170 FIRE ALARM TERMINAL CABINET | 1 | FALSE | FALSE | FALSE | 205 | [19 empty] | DESKTOP-7SAL8M7\acont | 2020-09-14 15:27 | THOR\acont | 2024-09-08 17:27 | Cloned from Space Age Electronics ACE2436
8fd8fc46-5ea7-4f3c-a90e-8c5be0bba5cd | NFPA 170 ASPIRATING SMOKE DETECTOR |  |  | North | Autocall |  | Air Sampling Detection |  |  |  | Module | TRUE | A4098-VEP-A10-P | ++ | VESDA-E VEP with 3.5 in. display | 5 | [6 empty] | FALSE |  |  |  | 13.8 in. x 8.9 in. x 5.3 in. (350 mm x 225 mm x 135 mm) |  | #FFFF0000 | FA-NFPA 170 ASPIRATING SMOKE DETECTOR | 1 | FALSE | FALSE | FALSE | [14 empty] | FALSE | [5 empty] | THOR\acont | 2024-03-15 07:08 | THOR\acont | 2024-09-08 17:27 | Cloned from Autocall A4098-VES-A00-P CLONED CLONED | [Autocall, Simplex, Xtralis] [IDC] [#3] 4098-VEP-A00-1P, 4098-VEP-A00-P, 4098-VEP-A10-P, 4098-VES-A00-P, 4098-VES-A10-P, A4098-VEP-A00-1P, A4098-VEP-A00-P, A4098-VEP-A10-P, A4098-VES-A00-P, A4098-VES-A10-P, VEP-A00-1P, VEP-A00-1P-NTF, VEP-A00-P, VEP-A10- [Autocall, Simplex, Xtralis] [IDC] [#5] 4098-VEP-A00-1P, 4098-VEP-A00-P, 4098-VEP-A10-P, 4098-VES-A00-P, 4098-VES-A10-P, A4098-VEP-A00-1P, A4098-VEP-A00-P, A4098-VEP-A10-P, A4098-VES-A00-P, A4098-VES-A10-P, VEP-A00-1P, VEP-A00-1P-NTF, VEP-A00-P, VEP-A10- [Autocall, Simplex] [AUX POWER] [ASPIRATOR SETTING 1, ASPIRATOR SETTING 5] 4098-VEP-A10-P, A4098-VEP-A10-P [Autocall, Simplex, Xtralis] [IDC] [#1] 4098-VEP-A00-1P, 4098-VEP-A00-P, 4098-VEP-A10-P, 4098-VES-A00-P, 4098-VES-A10-P, A4098-VEP-A00-1P, A4098-VEP-A00-P, A4098-VEP-A10-P, A4098-VES-A00-P, A4098-VES-A10-P, VEP-A00-1P, VEP-A00-1P-NTF, VEP-A00-P, VEP-A10- [Autocall, Simplex] [IDNet] [MODULES ++] 2080-9056, 2080-9057, 2080-9067, 2080-9068, 2080-9069, 2080-9070, 4009-9201 Main Board, 4009-9401 Main Board, 4010-9901, 4090-5261, 4090-9001, 4090-9002, 4090-9005, 4090-9006, 4090-9008, 4090-9116, 4098-9019 (Cont [Autocall, Simplex] [RS-485] 4098-VEP-A00-1P, 4098-VEP-A00-P, 4098-VEP-A10-P, 4098-VES-A00-P, 4098-VES-A10-P, A4098-VEP-A00-1P, A4098-VEP-A00-P, A4098-VEP-A10-P, A4098-VES-A00-P, A4098-VES-A10-P [Autocall, Simplex, Xtralis] [IDC] [#2] 4098-VEP-A00-1P, 4098-VEP-A00-P, 4098-VEP-A10-P, 4098-VES-A00-P, 4098-VES-A10-P, A4098-VEP-A00-1P, A4098-VEP-A00-P, A4098-VEP-A10-P, A4098-VES-A00-P, A4098-VES-A10-P, VEP-A00-1P, VEP-A00-1P-NTF, VEP-A00-P, VEP-A10- [Autocall, Simplex, Xtralis] [IDC] [#4] 4098-VEP-A00-1P, 4098-VEP-A00-P, 4098-VEP-A10-P, 4098-VES-A00-P, 4098-VES-A10-P, A4098-VEP-A00-1P, A4098-VEP-A00-P, A4098-VEP-A10-P, A4098-VES-A00-P, A4098-VES-A10-P, VEP-A00-1P, VEP-A00-1P-NTF, VEP-A00-P, VEP-A10-
4a4bd00f-3597-4401-ad0a-8c6623eacbfc | NFPA 170 FIRE ALARM CONTROL UNIT | RISER FACP |  | North | Hochiki |  | Fire Alarm Control Unit |  |  |  | Assembly | TRUE | LAA01K1-40 |  | FireNET L@TITUDE Analog Addressable Fire Alarm Control Panel, 8 Slot Deep Plex-Door Enclosure, 5.25 A 115V, 2-Loop Panel Module, Hochiki Protocol, Network Module, and Media Gateway™, Gray, 48 Zone LEDs | 1 | [6 empty] | FALSE |  |  | *Refer to Install Sheet | 16.5in (W) x 23.2in (H) x 8in (D) | KM5FCRD (Optional Semi-Flush Mounting Kit) | #FFFF0000 | FA-NFPA 170 FIRE ALARM CONTROL UNIT | 1 | FALSE | FALSE | FALSE | 202 | [8 empty] | 7,12,18,28,33,40 |  |  | 5.25 |  | TRUE | [5 empty] | DESKTOP-GHR3H5U\Anthony | 2019-11-27 08:00 | THOR\acont | 2024-09-08 17:27
83d27acb-e32d-4498-bf66-8c6a59a3d71d | NFPA 170 SPEAKER STROBE CEILING |  |  | North | Simplex |  | Speaker/Strobe |  |  |  | Module | TRUE | A49SVH-APPLC | + | Ceiling Mount Addressable High candela S/V appliance only. | 1 | 0 | 0 |  |  |  |  | TRUE | TRUE |  |  |  |  | #FF0070C0 | FA-NFPA 170 SPEAKER STROBE CEILING | 1 | FALSE | FALSE | FALSE | 2019 | [16 empty] | C |  |  | AUGUSTXPS17-EUP\aucon | 2022-02-08 06:12 | THOR\acont | 2024-09-08 17:27 | Cloned from Autocall A49HFVH-APPLC | [Autocall, Simplex] [AUDIO 70.7v] [70V AUDIO] 49HF-APPLC (C), 49HF-APPLC-BA (C), 49HFV-APPLC (C), 49HFV-APPLC-BA (C), 49HFVH-APPLC (C), 49HFVH-APPLC-BA (C), 49SO-APPLC (C), 49SO-APPLC-BA (C), 49SO-APPLC-O (C), 49SO-APPLC-O-BA (C), 49SV-APPLC (C), 49SV-AP [Autocall, Simplex] [IDNac] [23VDC] 49HFVH-APPLC (C), 49HFVH-APPLC-BA (C), 49SVH-APPLC (C), 49SVH-APPLC-BA (C), 49VOH-APPLC (C), 49VOH-APPLC-BA (C), A49HFVH-APPLC (C), A49HFVH-APPLC-BA (C), A49SVH-APPLC (C), A49SVH-APPLC-BA (C), A49VOH-APPLC (C), A49VOH- [Autocall, Simplex] [AUDIO 25v] [25V AUDIO] 49HF-APPLC (C), 49HF-APPLC-BA (C), 49HFV-APPLC (C), 49HFV-APPLC-BA (C), 49HFVH-APPLC (C), 49HFVH-APPLC-BA (C), 49SO-APPLC (C), 49SO-APPLC-BA (C), 49SO-APPLC-O (C), 49SO-APPLC-O-BA (C), 49SV-APPLC (C), 49SV-APPL
111aba4f-29f2-4f1e-992f-8c714e24564e | NFPA 170 NOTIFICATION CIRCUIT EXTENDER PANEL | RISER NAC |  | North | Silent Knight |  | Notification Circuit Extender Panel |  |  |  | Assembly | TRUE | 5496 | ++ | Intelligent Power Module | 1 | [6 empty] | FALSE |  |  |  | 16" H x 12.25" W x 3" D (40.6 x 30.9 x 7.6 cm) |  | #FFFF0000 | FA-NFPA 170 NOTIFICATION CIRCUIT EXTENDER PANEL | 1 | FALSE | FALSE | FALSE | 212 | [8 empty] | 7,12,18,26,34 |  |  |  |  | TRUE | [7 empty] | THOR\acont | 2024-09-08 17:27
877dcbb8-7374-48f9-8b68-8c726a8be45b | NFPA 170 DUCT SMOKE DETECTOR |  |  | North | Farenhyt |  | Duct Smoke Detector |  |  |  | Module | TRUE | DNRW w/IDP-PHOTO-R-W | ++ | Watertight intelligent non-relay photoelectric low flow duct smoke detector housing w/detector | 1 | 0.0002 | 0.0045 |  |  |  |  | FALSE | TRUE | FLUSH |  | N/A | N/A | #FFFF0000 | FA-NFPA 170 DUCT SMOKE DETECTOR | 1 | FALSE | FALSE | FALSE | 1400 |  |  | 3242-1653:0209 | [10 empty] | FALSE | [5 empty] | DESKTOP-7EIEB7A\acont | 2023-02-27 07:10 | THOR\acont | 2024-09-08 17:27 | Cloned from Silent Knight DNRW w/SK-PHOTO-R-W | [Farenhyt] [SLC IDP SENSORS] [*] [#4 TYPE ADDR ¦ SENSORS] DNR w/IDP-PHOTO-R-W (C), DNRW w/IDP-PHOTO-R-W (C), IDP-ACCLIMATE (C), IDP-BEAM (C), IDP-DUCT-W w/IDP-PHOTO-R-W (C), IDP-FIRE-CO-W w/B200S-LF-WH (C), IDP-FIRE-CO-W w/B200S-WH (C), IDP-FIRE-CO-W w/B [Farenhyt, Silent Knight] [SLC MODULES SENSORS] [*] [#2 SHARED ADDR ¦ SENSORS] CO1224TR w/ IDP-MINIMON, CO1224TR w/ IDP-MONITOR, DNR w/IDP-PHOTO-R-W (C), DNR w/SK-PHOTO-R-W (C), DNRW w/IDP-PHOTO-R-W (C), DNRW w/SK-PHOTO-R-W (C), HFS-D (C), HFS-P (C), HFS | [Farenhyt, MIRCOM, Monaco Enterprises, Silent Knight, System Sensor] 723-367-00, 723-368-00, D2, D4120, D4120W, DH100ACDCI, DH100ACDCLP, DH100P, DNR w/IDP-PHOTO-R-W, DNR w/SK-PHOTO-R-W, DNRW w/IDP-PHOTO-R-W, DNRW w/SK-PHOTO-R-W, IDP-DUCT-W w/IDP-PHOTO-R-W
e22c68fe-1a6d-4188-adf4-8c79f89d8ca0 | NFPA 170 STROBE CEILING |  |  | North | Eaton Wheelock |  | Strobe |  |  |  | Module | TRUE | RSSWP-24MCCH-FW |  | NOTIFICATION, STROBE, WHITE, CEILING, 115CD/177CD, WP | 1 | 0 | 0.3 |  |  |  |  | FALSE | TRUE |  |  |  |  | #FF0070C0 | FA-NFPA 170 STROBE CEILING | 1 | FALSE | FALSE | FALSE | 2022 | [13 empty] | FALSE |  |  | C¦WP |  |  |  |  | THOR\acont | 2024-09-08 17:27 |  | [Eaton Wheelock, Hochiki] [NAC] RSSWP-24MCCH-FR (C), RSSWP-24MCCH-FW (C)
f07ddb31-2896-45be-a50f-8c8194aab22c |  |  |  | North | UPG | [5 empty] | Module | TRUE | OSE-HPW | + | High-powered, wired emitter that sends infrared, ultraviolet coded light signals to the imager | 1 | [12 empty] | #FFFFFFFF |  |  | FALSE | FALSE | FALSE | [20 empty] | DESKTOP-7EIEB7A\acont | 2021-12-29 10:13 | THOR\acont | 2024-10-09 10:48 | Cloned from Siemens OSE-HPW | [Siemens, UPG] [AUX POWER] OSE-HPW
c2728771-c1c5-4076-85f5-8c81fbfe99a3 | NFPA 170 FIRE ALARM CONTROL UNIT | RISER FACP |  | North | Hochiki |  | Fire Alarm Control Unit |  |  |  | Assembly | TRUE | LA303K1-40 |  | FireNET L@TITUDE Analog Addressable Fire Alarm Control Panel, 4 Slot Deep Enclosure, 10.25 A Auto Voltage, 2-Loop Panel Module, Hochiki Protocol, Network Module, and Media Gateway™, Gray, 48 Zone LEDs | 1 | [6 empty] | FALSE |  |  | *Refer to Install Sheet | 16.5in (W) x 23.2in (H) x 8in (D) | KM5FCRD (Optional Semi-Flush Mounting Kit) | #FFFF0000 | FA-NFPA 170 FIRE ALARM CONTROL UNIT | 1 | FALSE | FALSE | FALSE | 202 | [8 empty] | 7,12,18,28 |  |  | 10.25 |  | TRUE | [5 empty] | DESKTOP-GHR3H5U\Anthony | 2019-11-27 08:00 | THOR\acont | 2024-09-08 17:27
67401c7f-8250-49e6-9cfb-8c856c63b70b | NFPA 170 SMOKE DETECTOR |  |  | North | Notifier |  | Smoke Detector |  |  |  | Module | TRUE | FSD-751PL w/B200SR-LF | ++ | DETECTOR, SMOKE, ADDRESSABLE PHOTO w/SOUNDER BASE, LOW FREQUENCY | 1 | 0.0003 | 0.0003 |  |  |  |  | FALSE | TRUE |  |  |  |  | #FFFF0000 | FA-NFPA 170 SMOKE DETECTOR | 1 | FALSE | FALSE | FALSE | 1408 | [13 empty] | FALSE |  |  | LF¦SB |  |  |  |  | THOR\acont | 2024-09-08 17:27 | 20191121 AC Detector with base | [Honeywell, Notifier, System Sensor] [SLC SENSORS] [*] [#4 TYPE ADDR ¦ SENSORS] 2251B (C), 2251-COPTIR (C), 2251-COPTIR w/B200S-WH (C), 2251TB (C), 2251TMB (C), 5251B (C), 5251B-WP (C), 5251H (C), 5251RB (C), 5251RB-WP (C), 7251 (C), 7251DH (C), DH200LP [Notifier] [AUX POWER] [16VDC, HIGH VOLUME] FSD-751PL w/B200SR-LF (C), FSD-751RP w/B200SR-LF (C), FSD-751RPL w/B200SR-LF (C), FSI-851 w/B200SR-LF (C), FSL-751 w/B200SR-LF (C), FSP-851 w/B200SR-LF (C), FSP-851T w/B200SR-LF (C), FST-851 w/B200SR-LF (C), FS [Honeywell, Notifier, System Sensor] [SLC MODULES SENSORS] [*] [#2 SHARED ADDR ¦ SENSORS] 2251B (C), 2251-COPTIR (C), 2251-COPTIR w/B200S-WH (C), 2251TB (C), 2251TMB (C), 5251B (C), 5251B-WP (C), 5251H (C), 5251RB (C), 5251RB-WP (C), 7251 (C), 7251DH (C)
60256645-9e82-4d3a-ad82-8c87b2d30270 |  |  |  | North | Edwards |  | Cards & Components |  |  |  | Card | TRUE | ANS25A |  | 25W expander module | 1 | 0.18 | 1.1 |  |  |  |  | TRUE | [5 empty] | #FFFFFFFF |  |  | FALSE | FALSE | FALSE | [14 empty] | FALSE | [7 empty] | THOR\acont | 2024-10-09 10:48 |  |  | [Edwards, Kidde] ANS25A, ANS25AM, ANS25AMD, ANS25AMD2
02143279-7abd-4796-9157-8c8e96490efc | NFPA 170 FIRE ALARM CONTROL UNIT | RISER FACP |  | North | NAPCO |  | Fire Alarm Control Unit |  |  |  | Assembly | TRUE | GEMC-COMBO32KT | + | 32 Point GEM-C Commercial Combo. Fire/Burg System Kit | 1 | [12 empty] | #FFFF0000 | FA-NFPA 170 FIRE ALARM CONTROL UNIT | 1 | FALSE | FALSE | FALSE | 202 | [13 empty] | TRUE | [5 empty] | DESKTOP-7SAL8M7\acont | 2020-01-21 11:59 | THOR\acont | 2024-09-08 17:27
1da5780d-e6c3-472e-ba56-8c9088999c07 | NFPA 170 SMOKE HEAT DETECTOR |  |  | North | Hochiki |  | Smoke Detector |  |  |  | Module | TRUE | SLR-835H w/HSC-4R | PHOTOELECTRIC SMOKE DETECTOR, 4 WIRE RELAY BASE | PHOTOELECTRIC SMOKE/HEAT DETECTOR w/ 4 WIRE BASE | 1 | 0.055 | 0.15 |  |  |  |  | TRUE | TRUE |  |  |  |  | #FFFF0000 | FA-NFPA 170 SMOKE HEAT DETECTOR | 1 | FALSE | FALSE | FALSE | 1408 | [16 empty] | R |  |  | THOR\acont | 2024-09-30 09:19 | THOR\acont | 2024-10-09 10:48 | Cloned from Hochiki SLR-835 w/HSC-4R | [Hochiki] [AUX POWER] [*] DH-100-P (C), DH-98-P (C), SLR-835 w/HSC-4R (C), SLR-835H w/HSC-4R (C) [Hochiki] [IDC] 02 [IDC] SLR-24H w/HSC-220L LATCHING LED BASE (C), SLR-24H w/HSC-220R - 2 WIRE RELAY BASE (C), SLR-24H w/HSC-221L LATCHING LED BASE (C), SLR-24H w/HSC-221R - 2 WIRE RELAY BASE (C), SLR-24H w/HSC-224L LATCHING LED BASE (C), SLR-24H w/HSC-2
53ad66c0-c380-4c5b-be73-8c95a5d1c991 | NFPA 170 AMPLIFIER RACK |  |  | North | Evax |  | Amplifier |  |  |  | Assembly | TRUE | EVAX-100E | + | 100W Voice Expander Panel w/o mic | 1 | [6 empty] | FALSE | [5 empty] | #FFFF0000 | FA-NFPA 170 AMPLIFIER RACK | 1 | FALSE | FALSE | FALSE | 211 | [8 empty] | 7,12,18 |  |  |  | 100 | TRUE | [5 empty] | DESKTOP-7EIEB7A\acont | 2022-04-12 15:30 | THOR\acont | 2024-09-08 17:27 | Cloned from Evax EVAX-100 |  | [Evax] EVAX-100, EVAX-100/4Z, EVAX-100/8Z, EVAX-100E, EVAX-150, EVAX-200, EVAX-25, EVAX-25/4Z, EVAX-50, EVAX-50/4Z
9edf38f7-5307-4602-ab11-8ca265b92284 |  |  |  | North | Bosch | [5 empty] | Module | TRUE | 274271 | * | CEILING MOUNT PIR | 1 | [12 empty] | #FFFFFFFF |  |  | FALSE | FALSE | FALSE | [20 empty] | DESKTOP-7EIEB7A\acont | 2021-08-13 06:25 | THOR\acont | 2024-10-09 10:48
fb18e7c6-18e3-410c-afdd-8ca8450825cd | NFPA 170 SPEAKER STROBE |  |  | North | Edwards |  | Speaker/Strobe |  |  |  | Module | TRUE | WGSVRF | ++ | Outdoor rated speaker strobe, wall, red, fire | 1 | [6 empty] | FALSE | FALSE |  |  |  |  | #FF0070C0 | FA-NFPA 170 SPEAKER STROBE | 1 | FALSE | FALSE | FALSE | 2019 | [13 empty] | FALSE |  |  | WP |  |  | THOR\acont | 2024-04-09 09:09 | THOR\acont | 2024-09-08 17:27 | Cloned from Edwards WGSVRA | [Edwards, Hochiki, Kidde] [AUDIO 70.7v] [70V AUDIO] EG4SRF, EG4SRN, EG4SVRF, EG4SVRN, EG4SVWA, EG4SVWF, EG4SVWN, EG4SWA, EG4SWF, EG4SWN, G4SRF, G4SRN, G4SVRF, G4SVRN, G4SVWA, G4SVWF, G4SVWN, G4SWA, G4SWF, G4SWN, WGSRA, WGSRF, WGSRF-FR, WGSRF-SP, WGSRN, W [Edwards, Kidde] [NAC] [VDC] WGSVRA, WGSVRF, WGSVRF-FR, WGSVRF-SP, WGSVRN, WGSVWA, WGSVWF, WGSVWF-FR, WGSVWF-SP, WGSVWN, WGVRA, WGVRF, WGVRF-FR, WGVRF-SP, WGVRN, WGVWA, WGVWF, WGVWF-FR, WGVWF-SP, WGVWN [Edwards, Hochiki, Kidde] [AUDIO 25v] [25V AUDIO] EG4SRF, EG4SRN, EG4SVRF, EG4SVRN, EG4SVWA, EG4SVWF, EG4SVWN, EG4SWA, EG4SWF, EG4SWN, G4SRF, G4SRN, G4SVRF, G4SVRN, G4SVWA, G4SVWF, G4SVWN, G4SWA, G4SWF, G4SWN, WGSRA, WGSRF, WGSRF-FR, WGSRF-SP, WGSRN, WGS
6d838cf8-1393-4e42-9fcf-8cab3a48bf0b | NFPA 170 AMPLIFIER RACK | RISER AMP |  | North | Notifier |  | Amplifier |  |  |  | Assembly | TRUE | DAA2-5025-CLA Assembly | + | Amplifier Assembly with 1x DAA2-5025-CLA | 1 | [6 empty] | FALSE |  | SURFACE |  | PROVIDED ("WX"HX"D) | N/A | #FFFF0000 | FA-NFPA 170 AMPLIFIER RACK | 1 | FALSE | FALSE | FALSE | 300 |  |  | 7165-0028:0224 | [5 empty] | 7,12,18,26,55,100 |  |  |  | 50 | TRUE | [5 empty] | DESKTOP-7EIEB7A\acont | 2022-07-22 10:34 | THOR\acont | 2024-09-08 17:27 | Cloned from Notifier DAA2-5025 Assembly
5faa9ee4-7664-4dfd-8ff8-8cad5913339f |  |  |  | North | Siemens | [5 empty] | Module | TRUE | TRAM-208 | 500-337019 | 8 POINT LED ANNUNCIATOR | 1 | [12 empty] | #FFFFFFFF |  |  | FALSE | FALSE | FALSE | [20 empty] | DESKTOP-7SAL8M7\acont | 2019-08-13 09:04 | THOR\acont | 2024-10-09 10:48
ffda6d29-67a9-41bd-8060-8cad9235f396 | NFPA 170 REMOTE ANNUNCIATOR | RISER ANNUNCIATOR |  | North | Silent Knight |  | Remote Annunciator |  |  |  | Module | TRUE | 5860R | ++ | Remote Annunciator, four line (4x20) LCD annunciator with 20 characters per line. Red | 1 | 0.02 | 0.025 |  |  | 24 |  | FALSE |  |  |  |  | 9.1”W x 7.4”H x 1.5”D (23.1W x 18.8H x 3.8D cm) | #FFFF0000 | FA-NFPA 170 REMOTE ANNUNCIATOR | 1 | FALSE | FALSE | FALSE | 255 | [13 empty] | FALSE | [7 empty] | THOR\acont | 2024-09-08 17:27 |  | [Silent Knight] [SBUS] [*] [SBUS ++] 5635R, 5635W, 5815XL, 5860, 5860R, 5865-3, 5865-4, 6815, 6855, 6860, EVS-LOC, EVS-RCU, RA-100, RA-1000, RA-1000R, RA-2000, SK-5210, SK-5217
a7b02b3e-814a-4ccc-a70f-8cb0477acf63 | NFPA 170 MANUAL PULL |  |  | North | Gamewell FCI |  | Manual Station |  |  |  | Module | TRUE | MS-7AF | + | Velociti addressable double action station | 1 | 0.0003 | 0.007 |  |  |  |  | TRUE | [5 empty] | #FFFF0000 | FA-NFPA 170 MANUAL PULL | 1 | FALSE | FALSE | FALSE | 957 | [19 empty] | DESKTOP-7SAL8M7\acont | 2019-03-12 12:42 | THOR\acont | 2024-09-08 17:27 | Cloned from Gamewell MS-7AF | [Gamewell FCI] [SLC MODULES] [*] [#3 TYPE ADDR ¦ MODULES] AMM-2F, AMM-2IF, AMM-2RF, AMM-2RIF, AMM-4F, AMM-4SF, AOM-2RF, AOM-2SF, AOM-TELF, MMI-10F, MMI-6SF, MMO-6RF, MMO-6SF, MS-7AF, MS-7ASF, MS-7S w/AMM-2F, MS-WS w/AMM-2F, TC81021000, VW-GATE, WAM-MM, W [Gamewell FCI] [SLC MODULES SENSORS] [*] [#1 SHARED ADDR ¦ MODULES] AMM-2F, AMM-2IF, AMM-2RF, AMM-2RIF, AMM-4F, AMM-4SF, AOM-2RF, AOM-2SF, AOM-TELF, MMI-10F, MMI-6SF, MMO-6RF, MMO-6SF, MS-7AF, MS-7ASF, MS-7S w/AMM-2F, MS-WS w/AMM-2F, TC81021000, VW-DIS-D
64de2b0f-49f5-42dc-b6cd-8cbaa384fc67 | NFPA 170 STROBE WALL |  |  | North | Gentex |  | Strobe |  |  |  | Module | TRUE | WGESA24-75PWLP |  | WGES Colored Lens Low Profile Outdoor Strobe (GOELP Enclosure), Amber Lens | 1 | 0 | 0.17 |  |  |  |  | FALSE | [5 empty] | #FF0070C0 | FA-NFPA 170 STROBE WALL | 1 | FALSE | FALSE | FALSE | 2023 | [13 empty] | FALSE | [7 empty] | THOR\acont | 2024-09-08 17:27 |  | [Gentex] [NAC] [UL MAX] WGESA24-75PW, WGESA24-75PWLP
5bf423a4-3c20-4c76-8d38-8cbf5085ee1d | NFPA 170 HORN STROBE |  |  | North | Siemens |  | Horn/Strobe |  |  |  | Module | TRUE | SC-HS-CR-F |  | CEILING ACEND HORN STROBE, RED, "FIRE" | 1 | [6 empty] | TRUE | TRUE |  |  |  |  | #FF0070C0 | FA-NFPA 170 HORN STROBE | 1 | FALSE | FALSE | FALSE | [20 empty] | XPS-17-9710\August | 2024-10-11 06:38 | XPS-17-9710\August | 2024-10-11 07:22 | Cloned from Siemens SC-HS-WR-N | [Siemens] [NAC] [Bell High, Bell Low, Code 3 Horn High, Code 3 Horn Low, Code 3 Tone High, Code 3 Tone Low, Code 4 Tone High, Code 4 Tone Low, Continuous High, Continuous Low, March Time Horn High, March Time Horn Low, Slow Whoop High, Slow Whoop Low] SC
35c1aa55-66d0-4566-8222-8ccb89bb8367 | NFPA 170 SPEAKER WALL |  |  | North | Federal Signal |  | Speaker |  |  |  | Module | TRUE | 300GCX-024B |  | SelecTone® Hazardous Location 15W Amplified Speaker, Black, 24VDC - Requires Connection Kit | 1 | 0 | 0.67 |  |  |  |  | FALSE | [5 empty] | #FF0070C0 | FA-NFPA 170 SPEAKER WALL | 1 | FALSE | FALSE | FALSE | 2021 | [13 empty] | FALSE |  |  | HZ |  |  | DESKTOP-7SAL8M7\acont | 2020-11-17 10:50 | THOR\acont | 2024-09-08 17:27 | Cloned from Federal Signal 300GCX-024 | [Federal Signal] [AUX POWER] [*] 300GCX-024, 300GCX-024B, AM300GCX, AM302GCX [Federal Signal] [AUDIO 25v] [25V AUDIO] 300GCX-024, 300GCX-024B [Federal Signal] [AUDIO 70.7v] [70V AUDIO] 300GCX-024, 300GCX-024B
2c4dcbb5-5430-4aa2-8290-8cccd0ea5a1e | CADGEN MOTION DETECTOR WALL |  |  | North | Bosch |  | Motion Detector |  |  |  | Module | TRUE | ISC-PDL1-WA18H | ++ | Motion detector, anti-mask, 60ft (18m), GB, FR | 1 | 0.018 | 0.026 |  |  | 12 |  | FALSE | [5 empty] | #FFFF0000 | FA-CADGEN MOTION DETECTOR WALL | 1 | FALSE | FALSE | FALSE | [14 empty] | FALSE | [7 empty] | THOR\acont | 2024-09-08 17:27 | Cloned from Bosch ISC-PDL1-WA18GB | [Bosch, Optex] [ACCESS CONTROL INPUT] [*] [INPUT] DS1101i, DS1102i, DS1103i, DS1108i, DS936 (C), DS9360 (C), DS936B (C), DS936-CHI (C), DS936-FRA (C), DS937 (C), DS9370 (C), DS9371 (C), DS939 (C), DS939-CHI (C), FX-360 (C), ISC-BDL2-W12G, ISC-BDL2-W12GE, [Bosch, Optex] [IDC] 01 [INPUT] DS1101i, DS1102i, DS1103i, DS1108i, DS936 (C), DS9360 (C), DS936B (C), DS936-CHI (C), DS936-FRA (C), DS937 (C), DS9370 (C), DS9371 (C), DS939 (C), DS939-CHI (C), FX-360 (C), ISC-BDL2-W12G, ISC-BDL2-W12GE, ISC-BDL2-W12HE, I [BluePoint, Bosch, Honeywell] [AUX POWER] [*] [12VDC ++] BP01-302, BP01-303, D125B, D185, DS1101i, DS1102i, DS1103i, DS1108i, DS936 (C), DS9360 (C), DS936B (C), DS936-CHI (C), DS936-FRA (C), DS937 (C), DS9370 (C), DS9371 (C), DS939 (C), DS939-CHI (C), EN
616a9352-fd54-43eb-b232-8ccd918193df |  |  |  | North | Edwards |  | Cards & Components |  |  |  | Card | TRUE | ANSSW8 |  | 8 position switch/LED module. | 1 | 0.005 | 0.02 |  |  |  |  | TRUE | [5 empty] | #FFFFFFFF |  |  | FALSE | FALSE | FALSE | [14 empty] | FALSE | [7 empty] | THOR\acont | 2024-10-09 10:48
7b06326f-0fa9-4af7-9644-8cd28218361a | NFPA 170 ADDRESSABLE OUTPUT MODULE |  |  | North | Silent Knight |  | Addressable Control/Relay |  |  |  | Module | TRUE | HFS-MR | ++ | RELAY CONTROL MODULE | 1 | 0.0003 | 0.0055 |  |  |  |  | FALSE | [5 empty] | #FFFF0000 | FA-NFPA 170 ADDRESSABLE OUTPUT MODULE | 1 | FALSE | FALSE | FALSE | 1100 | [13 empty] | FALSE | [7 empty] | THOR\acont | 2024-09-08 17:27 |  |  | [Notifier, Silent Knight] EM-1R, EM-1RI, FRM-1, HFS-MR, NC-100R, NC-100RA
f3f30e9d-c269-4f70-bd4c-8cd50212c39f |  |  |  | North | Autocall |  | Cards & Components |  |  |  | Card | TRUE | A100-9131 CPU |  | CPU Assembly | 1 | 0.363 | 0.425 |  |  |  |  | TRUE | [5 empty] | #FFFFFFFF |  |  | FALSE | FALSE | FALSE | [20 empty] | DESKTOP-0D6CQVA\lousc | 2019-07-06 11:11 | THOR\acont | 2024-10-09 10:48 | Cloned from AutoCall A100-9111 CPU |  | [Autocall] A007-9101/9102 CPU, A007-9202 CPU, A010-9422 CPU, A010-9425 CPU, A010-9426 CPU, A010-9601 ESS, A010-9602 CPU, A010-9604 CPU, A100-0620, A100-0625, A100-1291, A100-9121 CPU, A100-9131 CPU, A100-9314 CPU, A100-9331 CPU [Autocall, Simplex] 4007-9101(BA) CPU, 4007-9102(BA) CPU, 4007-9202 CPU, 4100-5311, A007-9101/9102 CPU, A007-9202 CPU, A010-9422 CPU, A010-9425 CPU, A010-9426 CPU, A010-9601 ESS, A010-9602 CPU, A010-9604 CPU, A100-5101, A100-5311, A100-5325, A100-9121 CPU
284a18fd-ee35-49c2-88be-8cd612a6d96b |  |  |  | North | Edwards |  | Hardware |  |  |  | Hardware | TRUE | 30812 |  | RDU In-Fill Plate | 1 | [6 empty] | FALSE | [5 empty] | #FFFFFFFF |  |  | FALSE | FALSE | FALSE | [14 empty] | FALSE | [7 empty] | THOR\acont | 2024-10-09 10:48
cd883398-e0e8-4405-8a8b-8cd7c4817ccd | NFPA 170 HORN STROBE |  |  | North | Simplex |  | Horn/Strobe |  |  |  | Module | TRUE | 49AV-WRF |  | AV WALL RED FIRE | 1 | [6 empty] | FALSE | [5 empty] | #FF0070C0 | FA-NFPA 170 HORN STROBE | 1 | FALSE | FALSE | FALSE | 2012 | [13 empty] | FALSE | [5 empty] | AULAPTOP-PC\Aulaptop | 2019-01-09 11:10 | THOR\acont | 2024-09-08 17:27 | Cloned from Simplex NEW | [Simplex] [NAC] 49AV-WRF
a426b9f6-e77c-424c-bbd3-8cd8af6953a6 | NFPA 170 HEAT DETECTOR |  |  | North | Hochiki |  | Heat Detector |  |  |  | Module | TRUE | DFE-135 w/NS4-100 STANDARD BASE | DFE-135 w/NS4-100 STANDARD BASE | HEAT DETECTOR w/ STANDARD BASE | 1 |  | 0.3 |  |  |  |  | TRUE | TRUE |  | *Refer to Install Sheet |  |  | #FFFF0000 | FA-NFPA 170 HEAT DETECTOR | 1 | FALSE | FALSE | FALSE | 1403 | [19 empty] | DESKTOP-0D6CQVA\lousc | 2019-10-12 07:53 | THOR\acont | 2024-09-08 17:27 | Cloned from Hochiki DCD-135 w/NS4-100 STANDARD BASE | [Hochiki] [IDC] 01 [IDC] DCD-135 w/HSC-220L LATCHING LED BASE (C), DCD-135 w/HSC-220R - 2 WIRE RELAY BASE (C), DCD-135 w/HSC-221L LATCHING LED BASE (C), DCD-135 w/HSC-221R - 2 WIRE RELAY BASE (C), DCD-135 w/HSC-224L LATCHING LED BASE (C), DCD-135 w
da24e475-068a-4ee4-9c2e-8cdb30e30393 | NFPA 170 HORN STROBE |  |  | North | Simplex |  | Horn/Strobe |  |  |  | Module | TRUE | 49CMTV-APPLW | + | Multi-Tone Horn Strobes; SmartSync Controlled or Free-run; with 520 Hz output, Non-Addressable, Specify Cover | 1 | 0 | 0 |  |  |  |  | TRUE | [5 empty] | #FF0070C0 | FA-NFPA 170 HORN STROBE | 1 | FALSE | FALSE | FALSE | 2012 | [19 empty] | DESKTOP-7EIEB7A\acont | 2022-02-21 22:22 | THOR\acont | 2024-09-08 17:27 | Cloned from Simplex 49CMT-APPLW | [Autocall, Simplex] [NAC] [23VDC, STEADY LOW, 520 HZ] 49CMTV-APPLW, 49CMTV-APPLW-BA, A49CMTV-APPLW, A49CMTV-APPLW-BA [Autocall, Simplex] [NAC] [23VDC, STEADY HIGH, 520 HZ] 49CMTV-APPLW, 49CMTV-APPLW-BA, A49CMTV-APPLW, A49CMTV-APPLW-BA
675d11bc-81bb-479c-ac62-8cdd1f9d6d7c | NFPA 170 KNOX BOX |  |  | East | Kidde |  | Miscellaneous |  |  |  | Module | TRUE | 2HSR |  | SupraSafe 2HSR Key Lock Box | 1 | [6 empty] | FALSE | FALSE |  |  | 5"H x 4" W x 3 1/4" D with 7" x 7" flange |  | #FFFF0000 | FA-NFPA 170 KNOX BOX | 1 | FALSE | FALSE | FALSE | [14 empty] | FALSE | [5 empty] | DESKTOP-7SAL8M7\acont | 2020-09-14 12:44 | THOR\acont | 2024-09-08 17:27 | Cloned from EAS 5000H | [EAS, Federal Signal, Kidde, KNOX] [IDC] 01 2HS, 2HSR, 3200, 3261, 3270, 3502, 4401, 4403, 4430, 4432, 4505, 4534, 5000H, 5000HR, MPEX [EAS, Firelite, Kidde, KNOX, Monaco Enterprises, Potter, System Sensor, Thermotech] [IDC] 01 2HS, 2HSR, 302-AW-135 (C), 3200, 3261, 3270, 3502, 4401, 4403, 4430, 4432, 4505, 4534, 5000H, 5000HR, 721-127-00 (C), 722-123-00 (C), 723-369-00 (C), BG-12LO, I3
c22dbd6c-9c81-4f2b-9f9a-8cdea53edf3f | NFPA 170 HORN |  |  | North | Federal Signal |  | Horn |  |  |  | Module | TRUE | FHEX-24SMR | ++ | Explosion-proof Horn, 24VDC, Red | 1 | [6 empty] | FALSE | [5 empty] | #FF0070C0 | FA-NFPA 170 HORN | 1 | FALSE | FALSE | FALSE | 2010 | [13 empty] | FALSE | [5 empty] | THOR\acont | 2024-08-14 12:32 | THOR\acont | 2024-09-08 17:27 | Cloned from Potter FHEX-24SMR | [Federal Signal, Potter] [NAC] FHEX-24 SMR, FHEX-24SMR
ae7a6df8-23f6-450d-8d21-8ceb19fb1dcf | NFPA 170 SPEAKER STROBE |  |  | North | Siemens |  | Speaker/Strobe |  |  |  | Module | TRUE | SL2SPSWR-NA | S54329-F169-A1++ | Speaker-Strobe, Wall, Amber, Red, No Lettering | 1 | [12 empty] | #FF0070C0 | FA-NFPA 170 SPEAKER STROBE | 1 | FALSE | FALSE | FALSE | 2023 | [19 empty] | DESKTOP-7EIEB7A\acont | 2023-08-03 07:56 | THOR\acont | 2024-09-08 17:27 | Cloned from Siemens SL2SWR-NA | [Siemens] [AUDIO 70.7v] [70V AUDIO] SL2SPSCR-A (C), SL2SPSCR-AL (C), SL2SPSCR-ALA (C), SL2SPSCR-F (C), SL2SPSCR-FB (C), SL2SPSCR-N (C), SL2SPSCR-NA (C), SL2SPSCW-A (C), SL2SPSCW-AL (C), SL2SPSCW-ALA (C), SL2SPSCW-F (C), SL2SPSCW-FB (C), SL2SPSCW-N (C), S [Siemens] [AUDIO 25v] [25V AUDIO] SL2SPSCR-A (C), SL2SPSCR-AL (C), SL2SPSCR-ALA (C), SL2SPSCR-F (C), SL2SPSCR-FB (C), SL2SPSCR-N (C), SL2SPSCR-NA (C), SL2SPSCW-A (C), SL2SPSCW-AL (C), SL2SPSCW-ALA (C), SL2SPSCW-F (C), SL2SPSCW-FB (C), SL2SPSCW-N (C), SL2 [Siemens] [NAC] [16.0 – 33.0 VDC] SL2SPSWR-AL, SL2SPSWR-ALA, SL2SPSWR-F, SL2SPSWR-FB, SL2SPSWR-M, SL2SPSWR-N, SL2SPSWR-NA, SL2SPSWW-AL, SL2SPSWW-ALA, SL2SPSWW-F, SL2SPSWW-FB, SL2SPSWW-M, SL2SPSWW-N, SL2SPSWW-NA, SL2SWR-A, SL2SWR-AL, SL2SWR-ALA, SL2SWR-AL
9307e92a-2230-421c-b0fc-8cebed100a09 | NFPA 170 HORN STROBE |  |  | North | Kidde |  | Horn/Strobe |  |  |  | Module | TRUE | GL1WF-HDVMC |  | Temporal Horn-Strobe, FIRE, white, 15, 30, 75, 110 cd | 1 | [6 empty] | FALSE | [5 empty] | #FF0070C0 | FA-NFPA 170 HORN STROBE | 1 | FALSE | FALSE | FALSE | 2012 | [13 empty] | FALSE | [5 empty] | DESKTOP-7SAL8M7\acont | 2020-01-02 08:14 | THOR\acont | 2024-09-08 17:27 | Cloned from Edwards GL1WF-HDVMC | [Edwards, Kidde] [NAC] [16 VDC] GL1RF-HDVMC, GL1WF-HDVMC, GL1WN-HDVMC [Edwards, Kidde] [NAC] [16 VFWR] GL1RF-HDVMC, GL1WF-HDVMC, GL1WN-HDVMC [Edwards, Kidde] [NAC] [24 VDC] GL1RF-HDVMC, GL1WF-HDVMC, GL1WN-HDVMC
76cc2db9-4ae8-4c77-a5ca-8cf22fb5242d | CADGEN ELECTRIC STRIKE |  |  | North | ASSA ABLOY | Security/Access Control | Electric Strike |  |  |  | Module | TRUE | 1600 | ++ | Electric Strike | 1 | 0.25 | 0.25 |  |  | 12 |  | TRUE | [5 empty] | #FFFF0000 | FA-CADGEN ELECTRIC STRIKE | 1 | FALSE | FALSE | FALSE | [17 empty] | R1 |  |  | DESKTOP-7EIEB7A\acont | 2023-01-27 07:44 | THOR\acont | 2024-09-08 17:27 | Cloned from ASSA ABLOY 1500 | [Alarm Controls, ALARM CONTROLS CORPORATION, ASSA ABLOY, Generic, HES, RCI, Von Duprin] [ACCESS CONTROL OUTPUT] [*] 1200L, 1200LB, 1200S, 1500, 1600, 4200, 5100, 600D, 600L, 600S, 6210, 6211, 6211AL, 6211WF, 6212, 6212WF, 6213, 6214, 6215, 6216, 6221, 62
ef4a65dc-5610-48e7-aa00-8cf4792d06c0 | NFPA 170 SPEAKER CEILING |  |  | North | Siemens |  | Speaker |  |  |  | Module | TRUE | SL2SPCR-F | S54329-F142-A1++ | High-Fidelity Speaker, Ceiling, Red, Fire | 1 | [7 empty] | TRUE |  |  |  |  | #FF0070C0 | FA-NFPA 170 SPEAKER CEILING | 1 | FALSE | FALSE | FALSE | [20 empty] | DESKTOP-7EIEB7A\acont | 2023-08-02 17:05 | THOR\acont | 2024-09-08 17:27 | Cloned from Siemens SL2SPCB-F CLONED CLONED | [Siemens] [AUDIO 70.7v] [70V AUDIO] SL2SPCB-F (C), SL2SPCR-AL (C), SL2SPCR-F (C), SL2SPCR-N (C), SL2SPCW-A (C), SL2SPCW-AL (C), SL2SPCW-F (C), SL2SPCW-N (C), SL2SPWR-AL, SL2SPWR-F, SL2SPWR-N, SL2SPWW-AL, SL2SPWW-F, SL2SPWW-N [Siemens] [AUDIO 25v] [25V AUDIO] SL2SPCB-F (C), SL2SPCR-AL (C), SL2SPCR-F (C), SL2SPCR-N (C), SL2SPCW-A (C), SL2SPCW-AL (C), SL2SPCW-F (C), SL2SPCW-N (C), SL2SPWR-AL, SL2SPWR-F, SL2SPWR-N, SL2SPWW-AL, SL2SPWW-F, SL2SPWW-N
f1c4b272-ee64-4b4e-a2eb-8cf79a75564d | DETECTOR_MULTI CRITERIA |  |  | North | MIRCOM |  | Multi Criteria Detector |  |  |  | Module | TRUE | MIX-3200 w/ MIX-2001R |  | ADDRESSABLE MULTI-SENSOR DETECTOR w/ MIX-2001R RELAY BASE | 1 | 0.0003 | 0.0003 |  |  |  |  | FALSE | [5 empty] | #FFFF0000 | FA-DETECTOR_MULTI CRITERIA | 1 | FALSE | FALSE | FALSE | [14 empty] | FALSE | [7 empty] | THOR\acont | 2024-09-08 17:27 | 20191121 AC Detector with base | [MIRCOM] [SLC MODULES SENSORS] [*] [#2 SHARED ADDR ¦ SENSORS] DNR w/MIX-2251BR (C), DNR w/MIX-2351RAP (C), MIX-1251AP w/B200SR-LF-WH (C), MIX-1251AP w/B200SR-WH (C), MIX-1251AP w/B210LP (C), MIX-1251AP w/B224RB-WH (C), MIX-1251AP w/B501 (C), MIX-1251B w/ [MIRCOM] [SLC SENSORS] [*] [#4 TYPE ADDR ¦ SENSORS] DNR w/MIX-2251BR (C), DNR w/MIX-2351RAP (C), MIX-1251AP w/B200SR-LF-WH (C), MIX-1251AP w/B200SR-WH (C), MIX-1251AP w/B210LP (C), MIX-1251AP w/B224RB-WH (C), MIX-1251AP w/B501 (C), MIX-1251B w/B200SR-LF-
ab720d1c-fcd0-4fbc-bc22-8cf8010fbc82 | AT GATE VALVE |  |  | North | N/A |  | Valve Supervisory Switch |  |  |  | Module | TRUE | FURNISHED BY OTHERS |  | VALVE TAMPER SUPERVISORY SWITCH | 1 | [6 empty] | FALSE | FALSE |  |  |  |  | #FFFF0000 | FA-AT GATE VALVE | 1 | FALSE | FALSE | FALSE | [14 empty] | FALSE | [5 empty] | DESKTOP-7EIEB7A\acont | 2022-02-02 10:55 | THOR\acont | 2024-09-08 17:27 | Cloned from Generic VALVE TAMPER SUPERVISORY SWITCH | [Det-Tronics, Generic, Macurco, N/A, STI] [IDC] 01 30-3013, AIR PRESSURE SWITCH, AIR PRESSURE SWITCH HIGH/LOW, BACKFLOW VALVE, CM-12, CONTACT DEVICE, DUCT DETECTOR (C), Fire Suppression Control Unit (FSCU), FURNISHED BY OTHERS, FURNISHED BY OTHERS, FURNI
a5b10fcc-8ef9-462d-880b-8d08abc5294c | NFPA 170 HEAT DETECTOR |  |  | North | NAPCO |  | Heat Detector |  |  |  | Module | TRUE | FWC-FSLC-HEAT w/FWC-FSLC-SMK6B | ++ | Addressable Analog SLC Heat, 135ºF, head** | 1 | 0.001 | 0.001 |  |  | 24 | [7 empty] | #FFFF0000 | FA-NFPA 170 HEAT DETECTOR | 1 | FALSE | FALSE | FALSE | 1403 | [19 empty] | DESKTOP-7SAL8M7\acont | 2020-01-21 11:59 | THOR\acont | 2024-09-08 17:27 |  | [NAPCO] [SLC NAPCO FIRE] 01 [*] FWC-FSLC-CZM, FWC-FSLC-DUCT (C), FWC-FSLC-EZM1, FWC-FSLC-EZM2, FWC-FSLC-HEAT w/FWC-FSLC-SMK6B, FWC-FSLC-ISO, FWC-FSLC-PULL, FWC-FSLC-PULL2, FWC-FSLC-PULLK, FWC-FSLC-PULLK2, FWC-FSLC-RM2, FWC-FSLC-SMK w/FWC-FSLC-SMK6B (C),
dad64995-3072-4f05-9f39-8d0a3db19f82 | NFPA 170 HORN STROBE |  |  | North | Siemens |  | Horn/Strobe |  |  |  | Module | TRUE | SLHSWR-AL | S54329-F32-A1 | SLHSWR-AL HRN/ST,WALL,RED,ALERT | 1 | [12 empty] | #FF0070C0 | FA-NFPA 170 HORN STROBE | 1 | FALSE | FALSE | FALSE | 2012 | [19 empty] | DESKTOP-7SAL8M7\acont | 2019-08-13 09:04 | THOR\acont | 2024-09-08 17:27 | B,T | [Siemens] [NAC] [24 VDC, HIGH DB, CODE 3] SLHSWR-A, SLHSWR-AL, SLHSWR-F, SLHSWR-FB, SLHSWR-N, SLHSWW-A, SLHSWW-AL, SLHSWW-F, SLHSWW-FB, SLHSWW-N
a6f552cf-c91b-4633-90da-8d134b073e13 |  |  |  | North | Monaco Enterprises |  | Hardware |  |  |  | Hardware | TRUE | 588-091-00 |  | BACKBOX:WSM,WHITE,T-1,SPEAKER;SPEAKER/STROBE,5.1W X 6.6H X 2.25D | 1 | [6 empty] | FALSE | [5 empty] | #FFFFFFFF |  |  | FALSE | FALSE | FALSE | [14 empty] | FALSE | [5 empty] | DESKTOP-7SAL8M7\acont | 2020-03-02 16:30 | THOR\acont | 2024-10-09 10:48 | Cloned from System Sensor SBBWL
22f6ea63-6926-4bdf-8211-8d136efe3112 | NFPA 170 VALVE SUPERVISORY SWITCH |  |  | North | Potter |  | Valve Supervisory Switch |  |  |  | Module | TRUE | OSYSU-EX-O | + | Outdoor Explosion Proof Outside Screw and Yoke Valve Supervisory Switch | 1 | [6 empty] | FALSE | [5 empty] | #FFFF0000 | FA-NFPA 170 VALVE SUPERVISORY SWITCH | 1 | FALSE | FALSE | FALSE | 916 |  |  | 7770-0328:0010 | [10 empty] | FALSE | [7 empty] | THOR\acont | 2024-09-08 17:27 |  | [Potter] [IDC] 01 OSYSU Series, OSYSU-CRH, OSYSU-EX, OSYSU-EX-O, PCVS Series, PCVS-CRH, PIVS-U-EX, PIVSU-EX-O, PS10 Series, PS10-EX, PS15, PS25, PS40 Series, PS40-EX, RBVS, VSG, VSR Series, VSR-10, VSR-AT, VSR-C, VSR-CF, VSR-FE-2, VSR-FEX Series, VSR-S S
c2a83891-69a5-444a-bb73-8d13f91db23d | NFPA 170 HORN STROBE |  |  | North | Kidde |  | Horn/Strobe |  |  |  | Module | TRUE | EG1AVRN |  | Horn/Strobe, Wall, Red, None | 1 | [12 empty] | #FF0070C0 | FA-NFPA 170 HORN STROBE | 1 | FALSE | FALSE | FALSE | 2012 | [19 empty] | DESKTOP-7SAL8M7\acont | 2019-04-05 23:27 | THOR\acont | 2024-09-08 17:27 |  | [Edwards, Kidde] [NAC] [16 VFWR, LOW ] EG1AVRF, EG1AVRN, EG1AVWF, EG1AVWN, G1AVRF, G1AVRN, G1AVWF, G1AVWN [Edwards, Kidde] [NAC] [16 VDC, HIGH DB] EG1AVRF, EG1AVRN, EG1AVWF, EG1AVWN, G1AVRF, G1AVRN, G1AVWF, G1AVWN [Edwards, Kidde] [NAC] [16 VDC, LOW DB] EG1AVRF, EG1AVRN, EG1AVWF, EG1AVWN, G1AVRF, G1AVRN, G1AVWF, G1AVWN [Edwards, Kidde] [NAC] [16 VFWR, HIGH] EG1AVRF, EG1AVRN, EG1AVWF, EG1AVWN, G1AVRF, G1AVRN, G1AVWF, G1AVWN
84cbc176-710d-4847-937b-8d15cfdc9d91 |  |  |  | North | Edwards |  | Cards & Components |  |  |  | Card | TRUE | VS1-GL-F Mainboard |  | Mainboard for VS1-GL-F assembly | 1 | 0.214 | 0.377 |  |  |  |  | TRUE | [5 empty] | #FFFFFFFF |  |  | FALSE | FALSE | FALSE | [14 empty] | FALSE | [7 empty] | THOR\acont | 2024-10-09 10:48 |  | [Edwards, Kidde] [VAC ] 2IDC, 76-600000-001 Main Board, 76-800xxx-xxx Main Board, 77-600000-901 Main Board, 84-732001-901 Main Board, APS10A Mainboard, APS6A Mainboard, BPS10A Mainboard, BPS10A/230 Mainboard, BPS6A Mainboard, BPS6A/230 Mainboard, EST1-2Z
1de173d3-1a9f-4f2e-a76c-8d192b19042e |  |  |  | North | Siemens | [5 empty] | Module | TRUE | FB-300 | 500-680587 | FLUSH BOX FOR PHONE STATION FIELD MOUNTED | 1 | [12 empty] | #FFFFFFFF |  |  | FALSE | FALSE | FALSE | [20 empty] | DESKTOP-7SAL8M7\acont | 2019-08-13 09:04 | THOR\acont | 2024-10-09 10:48
575fbc5b-6c4a-44c9-b126-8d1bdd8b4ab4 |  |  |  | North | ALARM CONTROLS CORPORATION | Security/Access Control |  |  |  |  | Module | TRUE | 1200LB |  | 1200LB MAGNETIC DOOR HOLDER WITH LED AND DOOR STATUS SENSOR | 1 | [12 empty] | #FFFFFFFF |  |  | FALSE | FALSE | FALSE | [20 empty] | DESKTOP-7EIEB7A\acont | 2023-01-30 07:42 | THOR\acont | 2024-10-09 10:48 |  | [Alarm Controls, ALARM CONTROLS CORPORATION, ASSA ABLOY, Generic, HES, RCI, Von Duprin] [ACCESS CONTROL OUTPUT] [*] 1200L, 1200LB, 1200S, 1500, 1600, 4200, 5100, 600D, 600L, 600S, 6210, 6211, 6211AL, 6211WF, 6212, 6212WF, 6213, 6214, 6215, 6216, 6221, 62
c6f9876a-27b9-4664-abc6-8d2116601aac | NFPA 170 STROBE WALL |  |  | North | Siemens |  | Strobe |  |  |  | Module | TRUE | SLSWR-FB | S54329-F26-A2 | SLSWR-FB ST,WALL,RED,PICTOGRAM | 1 | [12 empty] | #FF0070C0 | FA-NFPA 170 STROBE WALL | 1 | FALSE | FALSE | FALSE | 2023 | [19 empty] | DESKTOP-7SAL8M7\acont | 2019-08-13 09:04 | THOR\acont | 2024-09-08 17:27 |  | [Siemens] [NAC] [16 VDC] SLSPSWR-AL, SLSPSWR-ALA, SLSPSWR-F, SLSPSWR-M, SLSPSWR-N, SLSPSWR-NA, SLSPSWW-AL, SLSPSWW-ALA, SLSPSWW-F, SLSPSWW-M, SLSPSWW-N, SLSPSWW-NA, SLSWR-A, SLSWR-AL, SLSWR-ALA, SLSWR-F, SLSWR-FB, SLSWR-N, SLSWR-NA, SLSWW-AL, SLSWW-ALA, [Siemens] [NAC] [24 VDC] SLSWR-A, SLSWR-AL, SLSWR-ALA, SLSWR-F, SLSWR-FB, SLSWR-N, SLSWR-NA, SLSWW-AL, SLSWW-ALA, SLSWW-F, SLSWW-FB, SLSWW-N, SLSWW-NA [Siemens] [NAC] [24 VDC] SLSPSWR-AL, SLSPSWR-ALA, SLSPSWR-F, SLSPSWR-M, SLSPSWR-N, SLSPSWR-NA, SLSPSWW-AL, SLSPSWW-ALA, SLSPSWW-F, SLSPSWW-M, SLSPSWW-N, SLSPSWW-NA, SLSWR-A, SLSWR-AL, SLSWR-ALA, SLSWR-F, SLSWR-FB, SLSWR-N, SLSWR-NA, SLSWW-AL, SLSWW-ALA,
abbac225-a1d9-49ce-85d2-8d2fd5ac439c | NFPA 170 MULTI DETECTOR SOUNDER |  |  | North | Siemens |  | Multi Criteria Detector |  |  |  | Module | TRUE | OOH740/DBS720 | ++ | Dual Optical Heat Multi-sensor Detector with Short Circuit Isolator (supplied with Base Sounder 80…88 dB (A)) | 1 | 0.00025 | 0.00025 | [10 empty] | #FFFF0000 | FA-NFPA 170 MULTI DETECTOR SOUNDER | 1 | FALSE | FALSE | FALSE | [20 empty] | DESKTOP-7EIEB7A\acont | 2021-11-19 10:16 | THOR\acont | 2024-09-08 17:27 |  | [Siemens] [C-NET] [*] [#1 DETECTOR] FDBZ290/OOH740/DB721/FDBZ290-AA, FDL241-9/FDLB291/DLR1191, HI720/DB721, HI720/DBS720, HI720/FDSB226-WW/FDB228, HI720/FDSB227-WW/FDB228, HI722//FDSB227-WW/FDB228, HI722/DB721, HI722/DBS720, HI722/FDSB226-WW/FDB228, OH72 [Siemens] [C-NET] [#2 DBS720] HI720/DBS720, HI722/DBS720, OH720/DBS720, OOH740/DBS720, OOHC740/DBS720, OP720/DBS720
907aadc4-ef78-40d7-8521-8d313a5b6f86 |  |  |  | North | Silent Knight |  | Cards & Components |  |  |  | Card | TRUE | 5820XL Main Board | ++ | Main Board | 1 | 0.215 | 0.385 | 6 |  |  |  | TRUE | [5 empty] | #FFFFFFFF |  |  | FALSE | FALSE | FALSE | [14 empty] | FALSE | [5 empty] | DESKTOP-7EIEB7A\acont | 2022-11-19 12:22 | THOR\acont | 2024-10-09 10:48 | Cloned from Silent Knight 6820 Main Board | [Silent Knight] [IDC] [#2 TROUBLE] 5104B Main Board, 5204 Main Board, 5207 Main Board, 5208 Main Board, 5495 Main Board, 5600 Main Board, 5700 Main Board, 5808 Main Board, 5820XL Main Board, 5895XL Main Board, 6700 Main Board, 6808 Main Board, 6820 Main [Farenhyt, Silent Knight, Stanley Security Solutions] [VAC ] 5104B Main Board, 5204 Main Board, 5207 Main Board, 5208 Main Board, 5495 Main Board, 5496 Main Board, 5499 Main Board, 5600 Main Board, 5700 Main Board, 5808 Main Board, 5820XL Main Board, 588 [Silent Knight] [IDC] [#3 SUPERVISORY] 5104B Main Board, 5204 Main Board, 5207 Main Board, 5208 Main Board, 5600 Main Board, 5700 Main Board, 5808 Main Board, 5820XL Main Board, 6700 Main Board, 6808 Main Board, 6820 Main Board, 6820EVS Main Board, SK-2 [Silent Knight] [IDC] [#1 ALARM] 5104B Main Board, 5204 Main Board, 5207 Main Board, 5208 Main Board, 5600 Main Board, 5700 Main Board, 5808 Main Board, 5820XL Main Board, 5895XL Main Board, 6700 Main Board, 6808 Main Board, 6820 Main Board, 6820EVS Main | [Silent Knight] 5820XL Main Board
0558ae9a-8a6e-4abe-9a80-8d338fcc4603 |  |  |  | North | Notifier |  | Cards & Components |  |  |  | Card | TRUE | AFP-200 Main Board | + | Fire Alarm Control Panel Main Board | 1 | 0 | 0.1 |  |  |  |  | TRUE | [5 empty] | #FFFFFFFF |  |  | FALSE | FALSE | FALSE | [9 empty] | 7,12,18 |  |  | 3.6 |  | FALSE | [5 empty] | DESKTOP-7EIEB7A\acont | 2022-05-31 15:23 | THOR\acont | 2024-10-09 10:48 | Cloned from Notifier AFP-100 Main Board | [Honeywell, Notifier] [IDC] [#1 ALARM] AFP-100 Main Board, AFP-200 Main Board, BE-500 CPU, CPU-2020, CPU2-3030, CPU2-3030D, CPU2-640, CPU-320, CPU-320SYS, CPU-N16LD, CPU-N16LND, NCA-2, NCD, NFW-100X Main Board with PWRMOD24, NFW2-100 Main Board, NFW-50 M [Honeywell, Notifier] [IDC] [#3 SUPERVISORY] AFP-100 Main Board, AFP-200 Main Board, CPU-2020, CPU2-3030, CPU2-3030D, CPU2-640, CPU-320, CPU-320SYS, CPU-N16LD, CPU-N16LND, NCA-2, NCD, NFW-100X Main Board with PWRMOD24, NFW2-100 Main Board, NFW-50 Main Bo [Notifier] [VAC ] 411UDAC Main Board, AFP-100 Main Board, AFP-200 Main Board, FCPS-24S6 MAIN BOARD, FCPS-24S8 MAIN BOARD, HPFF12 Main Board, HPFF8 Main Board, NFC-125DA (25V) Main Board, NFC-50/100 Main Board (100W, 25V), NFC-50/100 Main Board (100W, 70V [Honeywell, Notifier] [IDC] [#2 TROUBLE] AA-30, AFP-100 Main Board, AFP-200 Main Board, BE-500 CPU, CPU-2020, CPU2-3030, CPU2-3030D, CPU2-640, CPU-320, CPU-320SYS, CPU-N16LD, CPU-N16LND, NCA-2, NCD, NFW-100X Main Board with PWRMOD24, NFW2-100 Main Board, | [Notifier] AFP-200 Main Board
a7a74083-d362-4c39-8174-8d35907164a5 |  |  |  | North | Notifier |  | Cards & Components |  |  |  | Card | TRUE | HPFF8 Main Board | + | Fire Alarm Power Supply Card | 1 | 0.206 | 0.075 |  |  |  |  | TRUE | [5 empty] | #FFFFFFFF |  |  | FALSE | FALSE | FALSE | [14 empty] | FALSE | [7 empty] | THOR\acont | 2024-10-09 10:48 |  | [Firelite, Gamewell FCI, Honeywell, Notifier] [NAC Trigger] GFPS-6 Main Board, GFPS-9 Main Board, HPFF12 Main Board, HPFF8 Main Board [Notifier] [VAC ] 411UDAC Main Board, AFP-100 Main Board, AFP-200 Main Board, FCPS-24S6 MAIN BOARD, FCPS-24S8 MAIN BOARD, HPFF12 Main Board, HPFF8 Main Board, NFC-125DA (25V) Main Board, NFC-50/100 Main Board (100W, 25V), NFC-50/100 Main Board (100W, 70V | [Notifier] HPFF12 Main Board, HPFF8 Main Board
6c9d97df-fbf9-46f7-bae4-8d35ab8e2d95 | NFPA 170 MANUAL PULL |  |  | North | Simplex |  | Manual Station |  |  |  | Module | TRUE | 2099-9101 | ++ | Non-Coded, Non-Addressable Manual Station, Single Action | 1 | [6 empty] | FALSE | TRUE | Flush | Single gang box 2-1/2" deep 4" square box, 2-1/8" (54 mm) minimum | 5" H x 3-3/4" W x 1" D (127 mm x 95 mm x 25 mm) |  | #FFFF0000 | FA-NFPA 170 MANUAL PULL | 1 | FALSE | FALSE | FALSE | 1408 | [13 empty] | FALSE |  |  | SBP |  |  | DESKTOP-7EIEB7A\acont | 2023-03-07 06:37 | THOR\acont | 2024-09-08 17:27 | Cloned from Simplex 2099-9754 | [Autocall, Simplex] [IDC] 01 2098-9201 (C), 2098-9202 (C), 2098-9203 (C), 2098-9208 (C), 2098-9576 (C), 2099-9101 (C), 2099-9102 (C), 2099-9103 (C), 2099-9104 (C), 2099-9105 (C), 2099-9107 (C), 2099-9108 (C), 2099-9754 (C), 2099-9755 (C), 2099-9756 (C),
637e1699-93b7-42e1-ae17-8d35f9cd88f7 | NFPA 170 SMOKE DETECTOR |  |  | North | Notifier |  | Smoke Detector |  |  |  | Module | TRUE | FSP-851T w/B200SR | ++ | DETECTOR, SMOKE, ADDRESSABLE PHOTO w/SOUNDER BASE, LOW FREQUENCY | 1 | 0.0003 | 0.0065 |  |  |  |  | FALSE | TRUE | FLUSH |  | 4" SQ. DEEP | 3 "O" PLASTER RING | #FFFF0000 | FA-NFPA 170 SMOKE DETECTOR | 1 | FALSE | FALSE | FALSE | 1408 |  |  | 7272-0028:0206 | [10 empty] | FALSE |  |  | LF¦SB |  |  |  |  | THOR\acont | 2024-09-08 17:27 | 20191121 AC Detector with base | [Honeywell, Notifier, System Sensor] [SLC SENSORS] [*] [#4 TYPE ADDR ¦ SENSORS] 2251B (C), 2251-COPTIR (C), 2251-COPTIR w/B200S-WH (C), 2251TB (C), 2251TMB (C), 5251B (C), 5251B-WP (C), 5251H (C), 5251RB (C), 5251RB-WP (C), 7251 (C), 7251DH (C), DH200LP [Notifier] [AUX POWER] B200SR-WH, FSD-751P w/B200SR (C), FSD-751PL w/B200SR (C), FSD-751RP w/B200SR (C), FSD-751RPL w/B200SR (C), FSI-851 w/B200SR (C), FSL-751 w/B200SR (C), FSP-851 w/B200SR (C), FSP-851T w/B200SR (C), FST-851 w/B200SR (C), FST-851H w/B2 [Honeywell, Notifier, System Sensor] [SLC MODULES SENSORS] [*] [#2 SHARED ADDR ¦ SENSORS] 2251B (C), 2251-COPTIR (C), 2251-COPTIR w/B200S-WH (C), 2251TB (C), 2251TMB (C), 5251B (C), 5251B-WP (C), 5251H (C), 5251RB (C), 5251RB-WP (C), 7251 (C), 7251DH (C)
dcb95018-1387-4492-b8e3-8d37e6caa236 | NFPA 170 AMPLIFIER RACK | RISER AMP |  | North | Potter |  | Amplifier |  |  |  | Assembly | TRUE | PVC-DP100 (25V) | + | Distributed Panel, Dual Channel, 100W | 1 | [6 empty] | FALSE | [5 empty] | #FFFF0000 | FA-NFPA 170 AMPLIFIER RACK | 1 | FALSE | FALSE | FALSE | 300 | [8 empty] | 7,12,18 |  |  |  | 100 | TRUE | [5 empty] | DESKTOP-7SAL8M7\acont | 2020-11-03 16:06 | THOR\acont | 2024-09-08 17:27 | Cloned from Hochiki FNVDP100 (25V)
b96bad04-2c0a-4b4c-88c4-8d390e759adc | NFPA 170 SMOKE DETECTOR |  |  | North | Notifier |  | Smoke Detector |  |  |  | Module | TRUE | FSL-751 w/B200S-LF | ++ | DETECTOR, SMOKE, ADDRESSABLE PHOTO w/EUROPEAN 4" BASE | 1 | 0.00033 | 0.0065 |  |  |  |  | FALSE | TRUE |  |  |  |  | #FFFF0000 | FA-NFPA 170 SMOKE DETECTOR | 1 | FALSE | FALSE | FALSE | 1408 | [13 empty] | FALSE |  |  | LF |  |  |  |  | THOR\acont | 2024-09-08 17:27 | 20191121 AC Detector with base | [Notifier] [AUX POWER] [16VDC, HIGH VOLUME] B200S-LF-WH, FCO-851 w/B200S-LF (C), FCO-951 w/B200S-LF-WH (C), FPC-951 w/B200S-LF-IV (C), FPC-951 w/B200S-LF-WH (C), FPTI-951 w/B200S-LF-IV (C), FPTI-951 w/B200S-LF-WH (C), FSCO-951 w/B200S-LF-IV (C), FSCO-951 [Notifier] [AUX POWER] [16VDC, LOW VOLUME] B200S-LF-WH, FCO-851 w/B200S-LF (C), FCO-951 w/B200S-LF-WH (C), FPC-951 w/B200S-LF-IV (C), FPC-951 w/B200S-LF-WH (C), FPTI-951 w/B200S-LF-IV (C), FPTI-951 w/B200S-LF-WH (C), FSCO-951 w/B200S-LF-IV (C), FSCO-951 [Honeywell, Notifier, System Sensor] [SLC MODULES SENSORS] [*] [#2 SHARED ADDR ¦ SENSORS] 2251B (C), 2251-COPTIR (C), 2251-COPTIR w/B200S-WH (C), 2251TB (C), 2251TMB (C), 5251B (C), 5251B-WP (C), 5251H (C), 5251RB (C), 5251RB-WP (C), 7251 (C), 7251DH (C) [Honeywell, Notifier, System Sensor] [SLC SENSORS] [*] [#4 TYPE ADDR ¦ SENSORS] 2251B (C), 2251-COPTIR (C), 2251-COPTIR w/B200S-WH (C), 2251TB (C), 2251TMB (C), 5251B (C), 5251B-WP (C), 5251H (C), 5251RB (C), 5251RB-WP (C), 7251 (C), 7251DH (C), DH200LP
64c217e4-0dcf-4516-97f8-8d396ae24b86 | NFPA 170 MANUAL PULL |  |  | North | Edwards |  | Manual Station |  |  |  | Module | TRUE | MPSR2-SHTW-GE |  | Wpf, Double Action Station, SPST, hex screw reset | 1 | [6 empty] | FALSE | [5 empty] | #FFFF0000 | FA-NFPA 170 MANUAL PULL | 1 | FALSE | FALSE | FALSE | 957 | [13 empty] | FALSE |  |  | WP |  |  |  |  | THOR\acont | 2024-09-08 17:27 |  | [Edwards, Kidde, Monaco Enterprises] [IDC] 01 1534-1, 200-GAOF, 270A-DPO, 270A-SPO, 270-DOC, 270-DOC-B, 270-DOC-F, 270-DPO, 270-GAO, 270-GAOB, 270-GAO-DOC, 270-GAO-DOCF, 270P-DPO, 270P-SPO, 270-SPO, 270-SPOW, 270-SPOWB, 270-SPOWF, 271-KR1/SR/GS, 276A-REL
c154057d-708e-41f3-8fb9-8d3a83e8a46c | NFPA 170 HORN |  |  | North | Siemens |  | Horn |  |  |  | Module | TRUE | MTH-W | 500-636077 | MULTI TONE HORN WHITE | 1 | [12 empty] | #FF0070C0 | FA-NFPA 170 HORN | 1 | FALSE | FALSE | FALSE | 2010 | [19 empty] | DESKTOP-7SAL8M7\acont | 2019-08-13 09:04 | THOR\acont | 2024-09-08 17:27 | B,T
81c703f2-2143-4608-aa5c-8d3d189f0881 | NFPA 170 REMOTE ANNUNCIATOR |  |  | North | Bosch |  | Remote Annunciator |  |  |  | Module | TRUE | D1255RB | ++ | Keypad, fluorescent, red/grey, SDI | 1 | 0.104 | 0.225 | [10 empty] | #FFFF0000 | FA-NFPA 170 REMOTE ANNUNCIATOR | 1 | FALSE | FALSE | FALSE | [17 empty] | B926F |  |  | DESKTOP-7EIEB7A\acont | 2022-08-25 15:05 | THOR\acont | 2024-09-08 17:27 | Cloned from Bosch B926F | [Bosch] [SDI BOSCH] [*] [ALL DEVICES ++] B426, B450, B450-CHI, B450-M, B901, D1255, D1255RB, D1255W, D1256RB, D1257RB, D1260, D1260B, D1260BLK, D1260R, D1260W
e3419661-f5f6-4fbd-a94e-8d3e1106553b | NFPA 170 HORN CEILING |  |  | North | Eaton Wheelock |  | Horn |  |  |  | Module | TRUE | ELFHNWC-CO | + | CEILING SOUNDER, WHITE, CO, LOW FREQ | 1 | [6 empty] | TRUE | TRUE |  |  |  |  | #FF0070C0 | FA-NFPA 170 HORN CEILING | 1 | FALSE | FALSE | FALSE | 2020 | [16 empty] | LF |  |  | DESKTOP-7EIEB7A\acont | 2021-05-13 08:00 | THOR\acont | 2024-09-08 17:27 | Cloned from Eaton Wheelock ELFHSWC-CO | [Eaton Wheelock] [NAC] [24VDC, MAX] ELFHNR, ELFHNR-AL, ELFHNRC (C), ELFHNRC-AL (C), ELFHNRC-CO (C), ELFHNRC-N (C), ELFHNR-CO, ELFHNR-N, ELFHNW, ELFHNW-AL, ELFHNWC (C), ELFHNWC-AL (C), ELFHNWC-CO (C), ELFHNWC-N (C), ELFHNW-CO, ELFHNW-N
eb7cbd61-7162-47b8-8d9e-8d425c15602b | NFPA 170 SMOKE DETECTOR |  |  | North | Edwards |  | Smoke Detector |  |  |  | Module | TRUE | 521B |  | 2W Smoke Detector, 6-33Vdc /w base | 1 |  | 0.02 |  |  |  |  | FALSE | TRUE |  |  |  |  | #FFFF0000 | FA-NFPA 170 SMOKE DETECTOR | 1 | FALSE | FALSE | FALSE | 1408 | [13 empty] | FALSE | [7 empty] | THOR\acont | 2024-09-08 17:27 | 20191121 AC Detector without base | [Edwards] [IDC] 09 521B (C), 521BXT (C)
df9e51a0-6ba9-4815-a1ee-8d45b1becbe1 |  |  |  | North | Edwards |  | Cards & Components |  |  |  | Card | TRUE | QSC-CPU-2-PGE |  | OBSOLETE - CPU/Display with 2 Annunciator Option Space, Portuguese | 1 | [6 empty] | TRUE | [5 empty] | #FFFFFFFF |  |  | FALSE | FALSE | FALSE | [14 empty] | FALSE | [7 empty] | THOR\acont | 2024-10-09 10:48
5e1d3b34-f3d8-45f2-8434-8d498b068195 |  |  |  | North | Edwards |  | Hardware |  |  |  | Hardware | TRUE | 12V65A |  | 65 AH Battery | 1 | [12 empty] | #FFFFFFFF |  |  | FALSE | FALSE | FALSE | [22 empty] | THOR\acont | 2024-10-09 10:48
b745e61c-e81c-4b9f-88a8-8d4d322bd539 | NFPA 170 SPEAKER STROBE |  |  | North | Eaton Wheelock |  | Speaker/Strobe |  |  |  | Module | TRUE | ET70WP-2475W-FW |  | Speaker/Strobe, wall, 24 VDC, WP, white | 1 | 0 | 0.155 |  |  |  |  | FALSE | FALSE |  |  |  |  | #FF0070C0 | FA-NFPA 170 SPEAKER STROBE | 1 | FALSE | FALSE | FALSE | 2019 | [13 empty] | FALSE |  |  | WP |  |  | DESKTOP-7SAL8M7\acont | 2020-11-17 09:37 | THOR\acont | 2024-09-08 17:27 | Cloned from Eaton Wheelock ET70-24MCW-FW | [Eaton Wheelock, Hochiki] [AUDIO 70.7v] [70V AUDIO] ET70WP-24115C-FR (C), ET70WP-24115C-FW (C), ET70WP-24135C-FR (C), ET70WP-24135C-FW (C), ET70WP-24135W-FR (C), ET70WP-24135W-FW (C), ET70WP-24177C-FR (C), ET70WP-24177C-FW (C), ET70WP-24185W-FR, ET70WP-2 [Eaton Wheelock, Hochiki] [NAC] [UL 1638 @ 77°F] ET70WP-2475W-FR, ET70WP-2475W-FR w/IOB-R, ET70WP-2475W-FR w/WFP-R, ET70WP-2475W-FW, ET70WP-2475W-FW w/IOB-R, ET70WP-2475W-FW w/IOB-W, ET70WP-2475W-FW w/WFP-W [Eaton Wheelock, Hochiki] [AUDIO 25v] [25V AUDIO] ET70WP-24115C-FR (C), ET70WP-24115C-FW (C), ET70WP-24135C-FR (C), ET70WP-24135C-FW (C), ET70WP-24135W-FR (C), ET70WP-24135W-FW (C), ET70WP-24177C-FR (C), ET70WP-24177C-FW (C), ET70WP-24185W-FR, ET70WP-241 [Eaton Wheelock, Hochiki] [NAC] [UL 1971] ET70WP-2475W-FR, ET70WP-2475W-FR w/IOB-R, ET70WP-2475W-FR w/WFP-R, ET70WP-2475W-FW, ET70WP-2475W-FW w/IOB-R, ET70WP-2475W-FW w/IOB-W, ET70WP-2475W-FW w/WFP-W
94af34a4-af3c-42f8-8c24-8d4f4d7adc86 |  |  |  | North | MIRCOM |  | Hardware |  |  |  | Hardware | TRUE | DOX-QX-MINI-LOCR | + | QX-mini-LOC Red front door. | 1 | [6 empty] | FALSE | [5 empty] | #FFFFFFFF |  |  | FALSE | FALSE | FALSE | [14 empty] | FALSE | [7 empty] | THOR\acont | 2024-10-09 10:48
21a8d5e6-6b7f-4c78-b1d4-8d511926b2c3 |  |  |  | North | Bosch | [5 empty] | Module | TRUE | 941417 | * | PENDANT INTERFACE PLATE | 1 | [12 empty] | #FFFFFFFF |  |  | FALSE | FALSE | FALSE | [20 empty] | DESKTOP-7EIEB7A\acont | 2021-08-13 06:25 | THOR\acont | 2024-10-09 10:48
2305956a-c17a-4de8-bb1a-8d600369f72b | NFPA 170 STROBE CEILING |  |  | North | Edwards |  | Strobe |  |  |  | Module | TRUE | GC-VMH |  | Strobe, running man, white, 95, 115, 150, 177 cd, clear | 1 | 0 | 0.342 |  |  |  |  | FALSE | TRUE |  |  |  |  | #FF0070C0 | FA-NFPA 170 STROBE CEILING | 1 | FALSE | FALSE | FALSE | 2022 | [13 empty] | FALSE |  |  | C |  |  |  |  | THOR\acont | 2024-09-08 17:27 |  | [Edwards, Kidde] [NAC] [24 VDC] EGCF-S2VMH (C), EGCF-VMH (C), GCF-S2VMH (C), GCF-S7VMH (C), GCF-VMH (C), GCHFRF-S2VMCH (C), GCHFRF-S7VMCH (C), GCHFRN-S2VMCH (C), GCHFRN-S7VMCH (C), GCHFWA-S2VMAH (C), GCHFWA-S2VMCH (C), GCHFWA-S7VMAH (C), GCHFWA-S7VMCH (C [Edwards, Kidde] [NAC] [16 VDC] EGCF-S2VMH (C), EGCF-VMH (C), GCF-S2VMH (C), GCF-S7VMH (C), GCF-VMH (C), GCHFRF-S2VMCH (C), GCHFRF-S7VMCH (C), GCHFRN-S2VMCH (C), GCHFRN-S7VMCH (C), GCHFWA-S2VMAH (C), GCHFWA-S2VMCH (C), GCHFWA-S7VMAH (C), GCHFWA-S7VMCH (C
08e62bd8-25e4-4d6d-baa0-8d63d5d0adf5 | NFPA 170 MASS NOTIFICATION SYSTEM INTERFACE |  |  | North | Notifier |  | Fire Alarm Control Unit |  |  |  | Assembly | TRUE | NFS2-640 (MNS) | + | Intelligent MNS System Panel | 1 | [6 empty] | FALSE | FALSE |  |  |  |  | #FFFF0000 | FA-NFPA 170 MASS NOTIFICATION SYSTEM INTERFACE | 1 | FALSE | FALSE | FALSE | 202 | [8 empty] | 18,26,55,100 |  |  | 6 |  | TRUE | [5 empty] | THOR\acont | 2024-09-25 14:55 | THOR\acont | 2024-10-09 10:48 | Cloned from Notifier NFS2-640
f0eff08d-ef19-4a1c-a167-8d678b7c1a5a | NFPA 170 AIR SAMPLING DETECTION PIPING |  |  | North | Edwards |  | Air Sampling Detection |  |  |  | Module | TRUE | 33-30621A |  | ASD-640 Detector in molded plastic case | 1 | [6 empty] | FALSE | [5 empty] | #FFFF0000 | FA-NFPA 170 AIR SAMPLING DETECTION PIPING | 1 | FALSE | FALSE | FALSE | 5010 | [13 empty] | FALSE | [7 empty] | THOR\acont | 2024-09-08 17:27
4b73a606-1be3-4a9e-a82d-8d6df5b1d8fd | NFPA 170 SMOKE HEAT CO DETECTOR |  |  | North | Edwards |  | Smoke/Heat/CO Detector |  |  |  | Module | TRUE | SIGA-PHCD w/SIGA-SB BASE | ++ | Photoelectric, heat detector and carbon monoxide life safety detector | 1 | 5.1e-05 | 6.8e-05 |  |  |  |  | FALSE | TRUE |  |  |  |  | #FFFF0000 | FA-NFPA 170 SMOKE HEAT CO DETECTOR | 1 | FALSE | FALSE | FALSE | 1408 | [13 empty] | FALSE | [7 empty] | THOR\acont | 2024-10-08 16:50 | 20191121 AC Detector with base | [Edwards, Kidde] [SLC EST MODULES/SENSORS] 01 [*] [iO64] DS-HFS (C), DS-PS (C), FX-HD w/IB4U BASE, FX-HD w/RB4U BASE, FX-HD w/SB4U BASE, FX-HD w/SB4U-LF BASE, FX-HD wB4U BASE, FX-PD w/B4U BASE (C), FX-PD w/IB4U BASE (C), FX-PD w/SB4U BASE (C), FX-PD w/SB [Edwards, Kidde] [SLC EST SENSORS] [*] [#4 TYPE ADDR ¦ SENSORS] KI-DDOS (C), SIGA2-COS w/SIGA-AB4G BASE, SIGA2-COS w/SIGA-AB4G-LF BASE, SIGA2-COS w/SIGA-AB4GT BASE, SIGA2-COS w/SIGA-IB BASE, SIGA2-COS w/SIGA-RB BASE, SIGA2-COS w/SIGA-SB BASE, SIGA2-HCOS [Edwards, Kidde] [SLC EST SENSORS] 01 [*] [EST3, iO1000] DS-HFS (C), DS-PS (C), FX-HD w/IB4U BASE, FX-HD w/RB4U BASE, FX-HD w/SB4U BASE, FX-HD w/SB4U-LF BASE, FX-HD wB4U BASE, FX-PD w/B4U BASE (C), FX-PD w/IB4U BASE (C), FX-PD w/SB4U BASE (C), FX-PD w/SB [Edwards, Kidde] [SLC EST MODULES SENSORS] [*] [#2 SHARED ADDR ¦ SENSORS] KI-DDOS (C), SIGA2-COS w/SIGA-AB4G BASE, SIGA2-COS w/SIGA-AB4G-LF BASE, SIGA2-COS w/SIGA-AB4GT BASE, SIGA2-COS w/SIGA-IB BASE, SIGA2-COS w/SIGA-RB BASE, SIGA2-COS w/SIGA-SB BASE, S
fb656bfb-bfd6-42a7-8dc0-8d72041b0afa | NFPA 170 SPEAKER CEILING |  |  | North | Quam |  | Speaker |  |  |  | Module | TRUE | UL22/25 |  | 2' x 2' UL Listed Fire Signaling Device For Mass Notification & Emergency Communications | 1 | [6 empty] | FALSE | TRUE |  |  |  |  | #FF0070C0 | FA-NFPA 170 SPEAKER CEILING | 1 | FALSE | FALSE | FALSE | 2019 | [13 empty] | FALSE |  |  | C |  |  | DESKTOP-7SAL8M7\acont | 2019-09-26 12:15 | THOR\acont | 2024-09-08 17:27 | Cloned from Edwards 964-1A-8RW | [Quam] [AUDIO 25v] [25V AUDIO] UL22/25 (C)
79aeab80-a453-44ec-8cf5-8d8bceb3834c | NFPA 170 MANUAL PULL |  |  | North | Edwards |  | Manual Station |  |  |  | Module | TRUE | 276B-1120 |  | Pull Station, lexan, key reset, terminals | 1 | [6 empty] | FALSE | [5 empty] | #FFFF0000 | FA-NFPA 170 MANUAL PULL | 1 | FALSE | FALSE | FALSE | 957 | [13 empty] | FALSE | [7 empty] | THOR\acont | 2024-09-08 17:27 |  | [Edwards, Kidde, Monaco Enterprises] [IDC] 01 1534-1, 200-GAOF, 270A-DPO, 270A-SPO, 270-DOC, 270-DOC-B, 270-DOC-F, 270-DPO, 270-GAO, 270-GAOB, 270-GAO-DOC, 270-GAO-DOCF, 270P-DPO, 270P-SPO, 270-SPO, 270-SPOW, 270-SPOWB, 270-SPOWF, 271-KR1/SR/GS, 276A-REL
49cc7a22-c124-4e15-a13c-8d8bebbd6a1d |  |  |  | North | Siemens |  | Hardware |  |  |  | Hardware | TRUE | FCA901-U1 | S54433-C106-A1 | 50 pt system Leased line /City tie cable | 1 | [12 empty] | #FFFFFFFF |  |  | FALSE | FALSE | FALSE | [20 empty] | AULAPTOP-PC\Aulaptop | 2019-04-20 11:42 | THOR\acont | 2024-10-09 10:48
858a0479-f83b-4b84-bf91-8d8fa2df29f1 |  |  |  | North | Siemens | [5 empty] | Module | TRUE | DMK-11 | 500-695338 | DMK-11 DETECTOR MAINT. KIT FOR HFP-11, HFPO-11, FP-11 | 1 | [12 empty] | #FFFFFFFF |  |  | FALSE | FALSE | FALSE | [20 empty] | DESKTOP-7SAL8M7\acont | 2019-08-13 09:04 | THOR\acont | 2024-10-09 10:48
223e9583-0439-4588-8af0-8d8fcb8a4332 | NFPA 170 FIRE ALARM CONTROL UNIT | RISER FACP |  | North | Hochiki |  | Fire Alarm Control Unit |  |  |  | Assembly | TRUE | LA701K1-64 |  | FireNET L@TITUDE Analog Addressable Fire Alarm Control Panel, 8 Slot Standard Enclosure, 5.25 A 115V, 2-Loop Panel Module, Hochiki Protocol, Network Module, and Media Gateway™, Black, Printer / 48 Zone LEDs | 1 | [6 empty] | FALSE |  |  | *Refer to Install Sheet | 16.5in (W) x 23.2in (H) x 6in (D) | KM5FCRD (Optional Semi-Flush Mounting Kit) | #FFFF0000 | FA-NFPA 170 FIRE ALARM CONTROL UNIT | 1 | FALSE | FALSE | FALSE | 202 | [8 empty] | 7,12,18,28,33,40 |  |  | 5.25 |  | TRUE | [5 empty] | DESKTOP-GHR3H5U\Anthony | 2019-11-27 07:05 | THOR\acont | 2024-09-08 17:27
c859b420-b125-40c3-934f-8d942a61fe0d | CADGEN KEYPAD |  |  | North | Bosch |  | Keypad Interface |  |  |  | Module | TRUE | D1260B | ++ | LCD Keypad, SDI | 1 | 0.2 | 0.25 |  |  | 12 | [7 empty] | #FFFF0000 | FA-CADGEN KEYPAD | 1 | FALSE | FALSE | FALSE | [20 empty] | DESKTOP-7EIEB7A\acont | 2022-07-23 11:06 | THOR\acont | 2024-09-08 17:27 | Cloned from Bosch D1260 CLONED | [Bosch] [SDI BOSCH] [*] [ALL DEVICES ++] B426, B450, B450-CHI, B450-M, B901, D1255, D1255RB, D1255W, D1256RB, D1257RB, D1260, D1260B, D1260BLK, D1260R, D1260W
e7a64920-4320-4fa6-8c46-8d9c50197676 |  |  |  | North | Hochiki |  | Cards & Components |  |  |  | Card | TRUE | EVX-100E-H | + | 100W Voice Evacuation Module | 1 | 0.18 | 6.4 |  |  |  |  | TRUE | [5 empty] | #FFFFFFFF |  |  | FALSE | FALSE | FALSE | [20 empty] | DESKTOP-7SAL8M7\acont | 2019-11-05 06:01 | THOR\acont | 2024-10-09 10:48 |  |  | [Hochiki] EVX-100E-H, EVX-100EM-H
02da1aca-909b-4ef1-9dda-8da25bebef43 | NFPA 170 MANUAL PULL |  |  | North | e2S |  | Manual Station |  |  |  | Module | TRUE | D1xCP1-PS w/FMM-101 |  | Explosion Proof Manual Pull Station w/Mini Module | 1 | 0.00035 | 0.0006 |  |  |  |  | FALSE | [5 empty] | #FFFF0000 | FA-NFPA 170 MANUAL PULL | 1 | FALSE | FALSE | FALSE | 957 | [13 empty] | FALSE |  |  | XP |  |  | DESKTOP-7EIEB7A\acont | 2021-03-10 16:37 | THOR\acont | 2024-09-08 17:27 | Cloned from Potter RMS-6T-EXP-WP | [e2S] [IDC] 01 D1xCP1-PS w/FMM-101
d2b17b79-82e5-4e34-b8e5-8da4b7ec0654 | NFPA 170 SPEAKER WALL |  |  | North | Bogen |  | Speaker |  |  |  | Module | TRUE | MB8TSQVR |  | Wall Speaker | 1 | [6 empty] | TRUE | [5 empty] | #FF0070C0 | FA-NFPA 170 SPEAKER WALL | 1 | FALSE | FALSE | FALSE | 2021 | [19 empty] | DESKTOP-7SAL8M7\acont | 2020-04-02 09:49 | THOR\acont | 2024-09-08 17:27 |  | [Bogen] [AUDIO 25v, AUDIO 70.7v] [25V AUDIO, 70V AUDIO] CSD2X2L (C), MB8TSL, MB8TSLVR, MB8TSQ, MB8TSQVR
452be7e0-9728-4197-9b20-8dafddc30294 | NFPA 170 FIRE SUPPRESSION CONTROL UNIT | NFPA 170 FIRE SUPPRESSION CONTROL UNIT |  | North | Kidde |  | Fire Suppression Control Panel |  |  |  | Assembly | TRUE | 76-600000-001 | ++ | Main Board | 1 | [6 empty] | FALSE |  |  |  | Enclosure with Door: 14-13/32 in. W x 19-5/32 in. H x 5-1/16” D | 76-600000-007 | #FFFF0000 | FA-NFPA 170 FIRE SUPPRESSION CONTROL UNIT | 1 | FALSE | FALSE | FALSE | 205 | [8 empty] | 7,12,18,26,55,68 |  |  |  |  | TRUE | [5 empty] | THOR\acont | 2024-03-06 14:02 | THOR\acont | 2024-09-08 17:27 | Cloned from Kidde 84-732001-901 |  | [Kidde] 76-600000-001, 77-600000-901
e9cc79e0-dad5-4753-9c22-8db4efdf2d82 | NFPA 170 SMOKE DETECTOR |  |  | North | Monaco Enterprises |  | Smoke Detector |  |  |  | Module | TRUE | 723-600-00 | + | DETECTOR,SYSTEM:PHOTOELECTRIC,15-32VDC,RMT TEST | 1 | 0.0003 | 0.0065 |  |  |  |  | FALSE | TRUE |  |  |  |  | #FFFF0000 | FA-NFPA 170 SMOKE DETECTOR | 1 | FALSE | FALSE | FALSE | 1408 | [13 empty] | FALSE |  |  | P |  |  | DESKTOP-7SAL8M7\acont | 2020-02-21 06:51 | THOR\acont | 2024-09-08 17:27 | Cloned from MIRCOM MIX-2251BR | [Monaco Enterprises] [SLC MODULES SENSORS] 01 [*] 708-026-01, 708-031-00, 721-121-00 w/B200SR-LF-WH (C), 721-121-00 w/B200SR-WH (C), 721-121-00 w/B210LP (C), 721-121-00 w/B224RB-WH (C), 721-121-00 w/B501 (C), 721-124-00 w/B200SR-LF-WH (C), 721-124-00 w/B [Monaco Enterprises] [SLC MODULES/SENSORS] 01 [*] 721-121-00 w/B200SR-LF-WH (C), 721-121-00 w/B200SR-WH (C), 721-121-00 w/B210LP (C), 721-121-00 w/B224RB-WH (C), 721-121-00 w/B501 (C), 721-124-00 w/B200SR-LF-WH (C), 721-124-00 w/B200SR-WH (C), 721-124-00 [Monaco Enterprises] [SLC SENSORS] 01 [*] 721-121-00 w/B200SR-LF-WH (C), 721-121-00 w/B200SR-WH (C), 721-121-00 w/B210LP (C), 721-121-00 w/B224RB-WH (C), 721-121-00 w/B501 (C), 721-124-00 w/B200SR-LF-WH (C), 721-124-00 w/B200SR-WH (C), 721-124-00 w/B210L [Monaco Enterprises] [SLC SENSORS] 01 [*] 721-121-00 w/B200SR-LF-WH (C), 721-121-00 w/B200SR-WH (C), 721-121-00 w/B210LP (C), 721-121-00 w/B224RB-WH (C), 721-121-00 w/B501 (C), 721-124-00 w/B200SR-LF-WH (C), 721-124-00 w/B200SR-WH (C), 721-124-00 w/B210L
bb1a89fa-2bc7-4ca4-810e-8db611d25599 |  |  |  | North | Siemens | [5 empty] | Module | TRUE | TSP-XC | 500-849950 | CABLES FOR TSP-40A (XLS) | 1 | [12 empty] | #FFFFFFFF |  |  | FALSE | FALSE | FALSE | [20 empty] | DESKTOP-7SAL8M7\acont | 2019-08-13 09:04 | THOR\acont | 2024-10-09 10:48
8a54cfb1-85ab-4288-87c8-8db932b87bb2 | FA-FIRE_INTRINSICALLY_SAFE_DEVICE |  |  | North | Autocall |  | Miscellaneous |  |  |  | Module | TRUE | 2081-9063 |  | Intrinsically Safe Devices Dual Channel Isolated Barrier Module | 1 | 0 | 0 |  |  |  |  | TRUE | [5 empty] | #FFFF0000 | FA-FA-FIRE_INTRINSICALLY_SAFE_DEVICE | 1 | FALSE | FALSE | FALSE | [17 empty] | D |  |  | DESKTOP-0D6CQVA\lousc | 2019-08-31 08:36 | THOR\acont | 2024-09-08 17:27 | Cloned from AutoCall 2081-9062 | [Autocall] [SURGE PROTECTION] 2081-9062, 2081-9063, A2081-9044
5c1b92eb-cd69-4dd7-941c-8dbaec688ee5 | NFPA 170 HEAT DETECTOR |  |  | North | Hochiki |  | Heat Detector |  |  |  | Module | TRUE | DFE-135 w/HSC-220L LATCHING LED BASE | DFE-135 w/HSC-220L LATCHING LED BASE | HEAT DETECTOR w/ LATCHING LED BASE | 1 |  | 0.223 |  |  |  |  | TRUE | TRUE |  | *Refer to Install Sheet |  |  | #FFFF0000 | FA-NFPA 170 HEAT DETECTOR | 1 | FALSE | FALSE | FALSE | 1403 | [16 empty] | L |  |  | DESKTOP-0D6CQVA\lousc | 2019-10-12 07:53 | THOR\acont | 2024-09-08 17:27 | Cloned from Hochiki DCD-135 w/HSC-220L LATCHING LED BASE | [Hochiki] [IDC] 01 [IDC] DCD-135 w/HSC-220L LATCHING LED BASE (C), DCD-135 w/HSC-220R - 2 WIRE RELAY BASE (C), DCD-135 w/HSC-221L LATCHING LED BASE (C), DCD-135 w/HSC-221R - 2 WIRE RELAY BASE (C), DCD-135 w/HSC-224L LATCHING LED BASE (C), DCD-135 w
f8e1f8f7-0d87-426d-b499-8dc98903c65a |  |  |  | North | Monaco Enterprises |  | Cards & Components |  |  |  | Card | TRUE | 176-194-00 | ++ | Addressable driver card (ADC), supports up to 198 addressable devices on a Signaling Line Circuit | 1 | 0.045 | 0.045 |  |  |  |  | TRUE | [5 empty] | #FFFFFFFF |  |  | FALSE | FALSE | FALSE | [20 empty] | AULAPTOP-PC\Aulaptop | 2019-04-20 02:23 | THOR\acont | 2024-10-09 10:48 |  |  | [Monaco Enterprises] 176-194-00, 176-279-00
beb1b15b-00e2-4039-8601-8dcc0da80a4e | NFPA 170 SPEAKER CEILING |  |  | North | Siemens |  | Speaker |  |  |  | Module | TRUE | SEH-CW-ALERT | S54329-A21-A1 | SPK,CLG,ALR,W | 1 | [7 empty] | TRUE |  |  |  |  | #FF0070C0 | FA-NFPA 170 SPEAKER CEILING | 1 | FALSE | FALSE | FALSE | 2019 | [16 empty] | C |  |  | DESKTOP-7SAL8M7\acont | 2019-08-13 09:04 | THOR\acont | 2024-09-08 17:27 |  | [Siemens] [AUDIO 25v] [25V AUDIO] SECH-R (C), SECH-W (C), SEH-AMC-CW-ALERT (C), SEH-CW-ALERT (C), SEH-HMC-CR (C), SEH-HMC-CR-B (C), SEH-HMC-CW (C), SEH-HMC-CW-B (C), SEH-MC-CR (C), SEH-MC-CR-B (C), SEH-MC-CW (C), SEH-MC-CW-ALERT (C), SEH-MC-CW-B (C), SEH [Siemens] [AUDIO 70.7v] [70V AUDIO] SECH-R (C), SECH-W (C), SEH-AMC-CW-ALERT (C), SEH-CW-ALERT (C), SEH-HMC-CR (C), SEH-HMC-CR-B (C), SEH-HMC-CW (C), SEH-HMC-CW-B (C), SEH-MC-CR (C), SEH-MC-CR-B (C), SEH-MC-CW (C), SEH-MC-CW-ALERT (C), SEH-MC-CW-B (C), S
895fa1e2-619e-41f0-8dda-8dd170c24b6e | NFPA 170 SPEAKER WALL |  |  | North | Autocall |  | Speaker |  |  |  | Module | TRUE | A4902-9721 |  | SPEAKER WHITE TRUEALERT | 1 | [6 empty] | TRUE | [5 empty] | #FF0070C0 | FA-NFPA 170 SPEAKER WALL | 1 | FALSE | FALSE | FALSE | 2021 | [19 empty] | DESKTOP-EUPOT3B\aucon | 2022-01-13 05:02 | THOR\acont | 2024-09-08 17:27 | Cloned from Simplex 4902-9721 | [Autocall, Simplex] [AUDIO 70.7v] [70V AUDIO] 4902-9721, 4903-9148, 4903-9149, 4903-9150, 4903-9153, 4903-9193, 4906-9151, 4906-9153, 4906-9154 (C), 4906-9158 (C), 4906-9159 (C), 4906-9160 (C), A4902-9716, A4902-9717, A4902-9721, A4906-9151, A4906-9153, [Autocall, Simplex] [AUDIO 25v] [25V AUDIO] 4902-9721, 4903-9148, 4903-9149, 4903-9150, 4903-9153, 4903-9193, 4906-9151, 4906-9153, 4906-9154 (C), 4906-9158 (C), 4906-9159 (C), 4906-9160 (C), A4902-9716, A4902-9717, A4902-9721, A4906-9151, A4906-9153, A4
e418316c-9cef-4594-bf18-8dd2dd40cd68 |  |  |  | North | Edwards |  | Cards & Components |  |  |  | Card | TRUE | ANSZSC4A |  | Class 'A' converter, use with ANSZS4B, converts 4 B's to 4 A's, snap track | 1 | [6 empty] | TRUE | [5 empty] | #FFFFFFFF |  |  | FALSE | FALSE | FALSE | [14 empty] | FALSE | [7 empty] | THOR\acont | 2024-10-09 10:48
5419fece-28af-4eb5-8700-8dd6afed03f3 |  |  |  | North | Edwards |  | Hardware |  |  |  | Hardware | TRUE | P-027193 |  | Cast Box for Surface Mounting | 1 | [6 empty] | FALSE | [5 empty] | #FFFFFFFF |  |  | FALSE | FALSE | FALSE | [14 empty] | FALSE | [7 empty] | THOR\acont | 2024-10-09 10:48
be495d8c-05d2-4b84-8309-8dd7ba9fbf91 |  |  |  | North | Siemens | [5 empty] | Module | TRUE | HLIM-Z | S54319-F30-A1 | LINE ISOLATOR - Country of Origin (non China) | 1 | [12 empty] | #FFFFFFFF |  |  | FALSE | FALSE | FALSE | [20 empty] | DESKTOP-7SAL8M7\acont | 2019-08-13 09:04 | THOR\acont | 2024-10-09 10:48
e638eb34-0b16-407f-bec8-8dda5b564475 |  |  |  | North | Edwards |  | Hardware |  |  |  | Hardware | TRUE | EVLTPS |  | Lamp Test Power Supply (obsolete, uses power source) | 1 | [6 empty] | FALSE | [5 empty] | #FFFFFFFF |  |  | FALSE | FALSE | FALSE | [14 empty] | FALSE | [7 empty] | THOR\acont | 2024-10-09 10:48
8935d67f-3389-4c84-95ed-8ddc661bfc5f | NFPA 170 ADDRESSABLE INPUT MONITOR MODULE |  |  | North | Firelite |  | Addressable Module |  |  |  | Module | TRUE | MDF-300 | + | Addressable Dual Monitor Module W/ FlashScan, Supervises Class A or Class B of Dry Contact Input | 2 | 0.00075 | 0.0064 |  |  |  |  | FALSE | FALSE |  |  |  |  | #FFFF0000 | FA-NFPA 170 ADDRESSABLE INPUT MONITOR MODULE | 1 | FALSE | FALSE | FALSE | 1000 | [13 empty] | FALSE |  |  | 2 |  |  |  |  | THOR\acont | 2024-09-08 17:27 | Cloned from Firelite MMF-300 | [Firelite] [SLC MODULES] [*] [#02 ++] CDRM-300, CMF-300-6, CRF-300-6, MDF-300, MMF-300-10, MMF-302-6, W-GATE [Firelite] [SLC MODULES SENSORS] [*] [#1 SHARED ADDR ¦ MODULES] BG-12LX, BG-12LXSP, CDRM-300, CMF-300, CMF-300-6, CRF-300, CRF-300-6, MDF-300, MMF-300, MMF-300-10, MMF-301, MMF-302, MMF-302-6, WAV-CRL, WAV-CWL, WAV-RL, WAV-WL, W-BG12LX, W-CRF, W-DIS-D, W [Firelite] [SLC MODULES/SENSORS] [*] [#02 ++] CDRM-300, CMF-300-6, CRF-300-6, MDF-300, MMF-300-10, MMF-302-6, W-GATE [Firelite] [SLC MODULES] [*] [#3 TYPE ADDR ¦ MODULES] BG-12LX, BG-12LXSP, CDRM-300, CMF-300, CMF-300-6, CRF-300, CRF-300-6, MDF-300, MMF-300, MMF-300-10, MMF-301, MMF-302, MMF-302-6, WAV-CRL, WAV-CWL, WAV-RL, WAV-WL, W-BG12LX, W-CRF, W-GATE, W-MMF, W-SYN | [Firelite] MDF-300
ebae39b2-0bc7-40a0-9a09-8de156400d69 | NFPA 170 AREA OF REFUGE MASTER |  |  | North | Rath Area of Refuge |  | Area of Refuge Component |  |  |  | Assembly | TRUE | 2500-210FM |  | 10 ZONE FLUSH MOUNT CABINET W/DOOR | 1 | [6 empty] | FALSE | [5 empty] | #FF00B050 | FA-NFPA 170 AREA OF REFUGE MASTER | 1 | FALSE | FALSE | FALSE | 4000 | [13 empty] | FALSE | [5 empty] | DESKTOP-7SAL8M7\acont | 2020-09-14 14:33 | THOR\acont | 2024-09-08 17:27 | Cloned from Rath Area of Refuge 2500-210B
4e2fd2a0-b471-465e-916c-8de18ecb5a27 |  |  |  | North | Edwards |  | Cards & Components |  |  |  | Card | TRUE | QS8-CPU-2-BR |  | OBSOLETE - CPU/Display with 2 Annunciator Option Space, British | 1 | [6 empty] | TRUE | [5 empty] | #FFFFFFFF |  |  | FALSE | FALSE | FALSE | [14 empty] | FALSE | [7 empty] | THOR\acont | 2024-10-09 10:48
c9e0aa85-dce9-4f15-b520-8dee73074215 | NFPA 170 SPEAKER STROBE CEILING |  |  | North | Simplex |  | Speaker/Strobe |  |  |  | Module | TRUE | 49SVH-APPLC | + | Ceiling Mount Addressable High candela S/V appliance only. | 1 | 0 | 0 |  |  |  |  | TRUE | TRUE |  |  |  |  | #FF0070C0 | FA-NFPA 170 SPEAKER STROBE CEILING | 1 | FALSE | FALSE | FALSE | 2019 | [16 empty] | C |  |  | DESKTOP-7EIEB7A\acont | 2022-02-21 15:01 | THOR\acont | 2024-09-08 17:27 | Cloned from Autocall A49SVH-APPLC | [Autocall, Simplex] [AUDIO 70.7v] [70V AUDIO] 49HF-APPLC (C), 49HF-APPLC-BA (C), 49HFV-APPLC (C), 49HFV-APPLC-BA (C), 49HFVH-APPLC (C), 49HFVH-APPLC-BA (C), 49SO-APPLC (C), 49SO-APPLC-BA (C), 49SO-APPLC-O (C), 49SO-APPLC-O-BA (C), 49SV-APPLC (C), 49SV-AP [Autocall, Simplex] [AUDIO 25v] [25V AUDIO] 49HF-APPLC (C), 49HF-APPLC-BA (C), 49HFV-APPLC (C), 49HFV-APPLC-BA (C), 49HFVH-APPLC (C), 49HFVH-APPLC-BA (C), 49SO-APPLC (C), 49SO-APPLC-BA (C), 49SO-APPLC-O (C), 49SO-APPLC-O-BA (C), 49SV-APPLC (C), 49SV-APPL [Autocall, Simplex] [IDNac] [23VDC] 49HFVH-APPLC (C), 49HFVH-APPLC-BA (C), 49SVH-APPLC (C), 49SVH-APPLC-BA (C), 49VOH-APPLC (C), 49VOH-APPLC-BA (C), A49HFVH-APPLC (C), A49HFVH-APPLC-BA (C), A49SVH-APPLC (C), A49SVH-APPLC-BA (C), A49VOH-APPLC (C), A49VOH-
f11ca447-91a2-4abb-8792-8defeb471413 | NFPA 170 SMOKE DETECTOR |  |  | North | Hochiki |  | Smoke Detector |  |  |  | Module | TRUE | ALN-V w/SCI-B4 SHORT CIRCUIT ISOLATOR BASE | ALN-V SMOKE SENSOR | ALN-V SMOKE SENSOR w/SCI-B4 SHORT CIRCUIT ISOLATOR BASE | 1 | 0.00045 | 0.00054 |  |  |  |  | TRUE | TRUE |  | *Refer to Install Sheet |  |  | #FFFF0000 | FA-NFPA 170 SMOKE DETECTOR | 1 | FALSE | FALSE | FALSE | 1408 | [16 empty] | SCI |  |  |  |  | THOR\acont | 2024-09-08 17:27 | from Hochiki ALN-V w/HSB-NSA-6 STANDARD BASE | [Hochiki, VES] [SLC HOCHIKI] 01 [*] [SLC] ACC-EN (C), ACD-V w/ASBL SOUNDER BASE (C), ACD-V w/HSB-NSA-6 STANDARD BASE (C), ACD-V w/SCI-B4 SHORT CIRCUIT ISOLATOR BASE (C), ACD-V w/SCI-B6 SHORT CIRCUIT ISOLATOR BASE (C), ACD-V w/YBN-NSA-4 STANDARD BASE (C),
1ec402ea-b8d7-47ce-a81a-8df5b8de9fa5 |  |  |  | North | NAPCO |  | Cards & Components |  |  |  | Card | TRUE | GEMC-OUT8 | ++ | PGM Output Module, 8 open collector PGM outputs | 1 | 0.021 | 0.021 |  |  | 24 |  | TRUE | [5 empty] | #FFFFFFFF |  |  | FALSE | FALSE | FALSE | [20 empty] | DESKTOP-7SAL8M7\acont | 2020-01-21 11:59 | THOR\acont | 2024-10-09 10:48 |  | [NAPCO] [FIRE BUS NAPCO] [*] GEMC-12V2APS-CF Main Board, GEMC-EZM8, GEMC-FK1, GEMC-FPRINT, GEMC-NAC6 Main Board, GEMC-OUT8, GEMC-REVC, GEMC-RM3008
b13eb4a6-475a-4afe-957a-8df76750e377 |  |  |  | North | Autocall |  | Hardware |  |  |  | Hardware | TRUE | A100-5101 |  | Expansion Power Supply (XPS); 9 A output, 3 built-in Class A/B NACs | 1 | 0.05 | 0.05 |  |  |  |  | TRUE | [5 empty] | #FFFFFFFF |  |  | FALSE | FALSE | FALSE | [20 empty] | DESKTOP-0D6CQVA\lousc | 2019-07-06 14:11 | THOR\acont | 2024-10-09 10:48 | Cloned from AutoCall A100-2303 |  | [Autocall, Simplex] 4007-9101(BA) CPU, 4007-9102(BA) CPU, 4007-9202 CPU, A010-9930, A100-5101, A100-5111, A100-5115 [Autocall, Simplex] 4007-9101(BA) CPU, 4007-9102(BA) CPU, 4007-9202 CPU, 4100-5311, A007-9101/9102 CPU, A007-9202 CPU, A010-9422 CPU, A010-9425 CPU, A010-9426 CPU, A010-9601 ESS, A010-9602 CPU, A010-9604 CPU, A100-5101, A100-5311, A100-5325, A100-9121 CPU [Autocall, Simplex] 4007-9101(BA) CPU, 4007-9102(BA) CPU, 4007-9202 CPU, A010-9422 CPU, A010-9425 CPU, A010-9426 CPU, A010-9602 CPU, A010-9604 CPU, A100-5101, A100-5111, A100-5115
8f2710fe-2c1a-4213-9a22-8df7a5c34724 | NFPA 170 HORN STROBE |  |  | North | Generic |  | Horn/Strobe |  |  |  | Module | TRUE | Existing NAC Load (.01A) |  |  | 1 |  | 0.01 |  |  |  |  | TRUE | [5 empty] | #FF0070C0 | FA-NFPA 170 HORN STROBE | 1 | FALSE | FALSE | FALSE | 2012 | [16 empty] | EXP |  |  | DESKTOP-7SAL8M7\acont | 2020-11-18 12:18 | THOR\acont | 2024-09-08 17:27 |  | [Generic] [NAC] [*] Existing NAC Load (.01A), Existing NAC Load (.02A), Existing NAC Load (.03A), Existing NAC Load (.04A), Existing NAC Load (.05A), Existing NAC Load (.06A), Existing NAC Load (.07A), Existing NAC Load (.08A), Existing NAC Load (.09A),
e6668ade-b439-47aa-ac47-8dfef081306e | NFPA 170 HORN STROBE |  |  | North | Kidde |  | Horn/Strobe |  |  |  | Module | TRUE | WGAVWN | ++ | Outdoor rated horn-strobe, white, none | 1 | [6 empty] | FALSE | [5 empty] | #FF0070C0 | FA-NFPA 170 HORN STROBE | 1 | FALSE | FALSE | FALSE | 2012 | [13 empty] | FALSE |  |  | WP |  |  | THOR\acont | 2024-12-19 13:51 | THOR\acont | 2024-12-19 13:57 | Cloned from Edwards WGAVWN | [Edwards, Kidde] [NAC] [VDC, TEMPORAL] WGAVRA, WGAVRF, WGAVRF-FR, WGAVRF-SP, WGAVRN, WGAVWA, WGAVWF, WGAVWF-FR, WGAVWF-SP, WGAVWN
00cb8744-281e-4609-b468-8e0856dbd940 | NFPA 170 SURGE SUPPRESSOR |  |  | North | Ditek |  | Surge Supressor |  |  |  | Assembly | TRUE | DTK-TSS1 |  | Total Surge Protection Panel | 1 | [6 empty] | FALSE | [5 empty] | #FFFF0000 | FA-NFPA 170 SURGE SUPPRESSOR | 1 | FALSE | FALSE | FALSE | 6001 | [8 empty] | 7,12,18 |  |  |  |  | TRUE |  |  | 1¦24v |  |  |  |  | THOR\acont | 2024-09-08 17:27
7765169d-8837-449f-8c3f-8e0e43df7f44 | NFPA 170 SMOKE DETECTOR |  |  | North | System Sensor |  | Smoke Detector |  |  |  | Module | TRUE | 2112/24TS | ++ | Photoelectric Detector, 4-wire direct, 12/24VDC, 135 degree | 1 | 5e-05 | 0.025 |  |  |  |  | FALSE | TRUE |  |  |  |  | #FFFF0000 | FA-NFPA 170 SMOKE DETECTOR | 1 | FALSE | FALSE | FALSE | 1408 | [13 empty] | FALSE | [7 empty] | THOR\acont | 2024-09-08 17:27 | 20191121 AC Detector without base | [Firelite, Macurco, Notifier, Silent Knight, System Sensor] [IDC] 01 [IDC 4-WIRE ++] 1251B (C), 1412B (C), 1424 (C), 2112/24AT (C), 2112/24S (C), 2112/24TS (C), 2112AITR (C), 2112ATR (C), 2112R (C), 2124AITR (C), 2124ATR (C), 2124R (C), 2151 w/B110RLP (C [Firelite, Macurco, Notifier, Silent Knight, System Sensor] [AUX POWER] [*] [AUX INPUT ++] 1251B (C), 1412B (C), 1424 (C), 2112/24AT (C), 2112/24S (C), 2112/24TS (C), 2112AITR (C), 2112ATR (C), 2112R (C), 2124AITR (C), 2124ATR (C), 2124R (C), 2151 w/B110
edc79bce-5c88-416a-8df9-8e0f450ea13e | NFPA 170 WIRELESS CONTROL UNIT |  |  | North | Firelite |  | Wireless Control Unit |  |  |  | Module | TRUE | WAV-CRL | + | Wireless AV base, ceiling, red | 1 | [6 empty] | FALSE | [5 empty] | #FFFF0000 | FA-NFPA 170 WIRELESS CONTROL UNIT | 1 | FALSE | FALSE | FALSE | [14 empty] | FALSE |  |  | WAV-CRL |  |  | DESKTOP-7SAL8M7\acont | 2019-01-29 08:02 | THOR\acont | 2024-09-08 17:27 | Cloned from Firelite W-SYNC | [Firelite] [SLC MODULES SENSORS] [*] [#1 SHARED ADDR ¦ MODULES] BG-12LX, BG-12LXSP, CDRM-300, CMF-300, CMF-300-6, CRF-300, CRF-300-6, MDF-300, MMF-300, MMF-300-10, MMF-301, MMF-302, MMF-302-6, WAV-CRL, WAV-CWL, WAV-RL, WAV-WL, W-BG12LX, W-CRF, W-DIS-D, W [Farenhyt, Firelite, Gamewell FCI, Notifier, Silent Knight] [SWIFT MESH DEVICES] 03 WAV-CRL, WAV-CWL, WAV-RL, WAV-WL [Firelite] [SLC MODULES] [*] [#3 TYPE ADDR ¦ MODULES] BG-12LX, BG-12LXSP, CDRM-300, CMF-300, CMF-300-6, CRF-300, CRF-300-6, MDF-300, MMF-300, MMF-300-10, MMF-301, MMF-302, MMF-302-6, WAV-CRL, WAV-CWL, WAV-RL, WAV-WL, W-BG12LX, W-CRF, W-GATE, W-MMF, W-SYN [Farenhyt, Firelite, Gamewell FCI, Notifier, Silent Knight, System Sensor] [SWIFT MESH DEVICES] 01 HRL-LF w/ WAV-RL, HWL-LF w/ WAV-WL, P2RL w/WAV-RL, P2RLED w/WAV-RL, P2RL-LF w/ WAV-RL, P2WL w/ WAV-WL, P2WLED w/ WAV-WL, P2WL-LF w/ WAV-WL, SRL w/ WAV-RL, | [Farenhyt, Firelite, Gamewell FCI, Notifier, Silent Knight] WAV-CRL, WAV-CWL, WAV-RL, WAV-WL
38bf02ea-01fe-431d-ae15-8e1251edb8b6 | CADGEN PROXIMITY READER |  |  | North | Edwards | Security/Access Control | Prox Reader |  |  |  | Module | TRUE | CR-5355 |  | Proximity Reader, Wall Mount | 1 | [6 empty] | FALSE | [5 empty] | #FFFF0000 | FA-CADGEN PROXIMITY READER | 1 | FALSE | FALSE | FALSE | [14 empty] | FALSE | [7 empty] | THOR\acont | 2024-09-08 17:27
fe4e9954-ea15-4ef8-b568-8e14dc952f25 | NFPA 170 REMOTE ANNUNCIATOR | RISER ANNUNCIATOR |  | North | Siemens |  | Remote Annunciator |  |  |  | Assembly | TRUE | SSD-C |  | REMOTE SSD-C LCD DISPLAY ASSEMBLY REMBOX4 | 1 | 0.2 | 0.2 | [10 empty] | #FFFF0000 | FA-NFPA 170 REMOTE ANNUNCIATOR | 1 | FALSE | FALSE | FALSE | [20 empty] | DESKTOP-7EIEB7A\acont | 2021-01-15 06:48 | THOR\acont | 2024-09-08 17:27 | Cloned from Siemens SSD-LOC | [Siemens] [RS-485] FSD901, FSD901-R3, FSD901-U3, SSD, SSD-C, SSD-C-INT, SSD-C-REM, SSD-INT, SSD-LOC [Bosch, Siemens] [AUX POWER] B465, CPYEC-2-24, CPY-HLI, CPY-MTS, FSD901 Main Board, FSD901-R3 Main Board, FSD901-U3 Main Board, SSD, SSD-C, SSD-C-INT, SSD-C-REM, SSD-INT, SSD-LOC [Bosch, Siemens] [AUX POWER] [*] B465, CPYEC-2-24, CPY-HLI, CPY-MTS, FSD901, FSD901-R3, FSD901-U3, SSD, SSD-C, SSD-C-INT, SSD-C-REM, SSD-INT, SSD-LOC
51ed60b2-9920-443e-9e27-8e18bb9d18e1 | NFPA 170 HEAT DETECTOR |  |  | North | Fenwal |  | Heat Detector |  |  |  | Module | TRUE | 12-X27121-000-600 |  | Horizontal, Flush Mount, 600° F | 1 | [6 empty] | FALSE | TRUE |  |  |  |  | #FFFF0000 | FA-NFPA 170 HEAT DETECTOR | 1 | FALSE | FALSE | FALSE | 1403 | [13 empty] | FALSE |  |  | 600° |  |  | DESKTOP-7EIEB7A\acont | 2022-08-19 08:09 | THOR\acont | 2024-09-08 17:27 | Cloned from Fenwal 12-X27020-000 | [Fenwal] [IDC] 01 12-E27121-000-04-0T (C), 12-F27121-000-06-0T (C), 12-X27020-000 (C), 12-X27020-001 (C), 12-X27021-000 (C), 12-X27021-001 (C), 12-X27121-000-600 (C), 12-X27121-001-600 (C), 27020-0 140°F (C), 27020-0 190°F (C), 27020-1 140°F (C), 27021-0
39de4d05-deac-49c0-9682-8e1a85538316 | NFPA 170 HEAT DETECTOR |  |  | North | Silent Knight |  | Heat Detector |  |  |  | Module | TRUE | WSK-HEAT-ROR | + | Addressable Wireless Rate of Riser (135 Degrees) Heat Detector | 1 | [6 empty] | FALSE | [5 empty] | #FFFF0000 | FA-NFPA 170 HEAT DETECTOR | 1 | FALSE | FALSE | FALSE | 1403 | [13 empty] | FALSE |  |  | W |  |  | DESKTOP-7SAL8M7\acont | 2019-07-13 08:52 | THOR\acont | 2024-09-08 17:27 | 20191121 AC Detector without base | [Farenhyt, Firelite, Gamewell FCI, Notifier, Silent Knight] [SWIFT MESH DEVICES] 01 FWH-200FIX135, FWH-200ROR135, FW-MM, FW-RM, NBG-12WL, WAM-MM, WAM-RC, W-BG12LX, W-CRF, W-H355, W-H355R, WIDP-HEAT w/B210W, WIDP-HEAT-ROR w/B210W, WIDP-MONITOR, WIDP-PULL- [Farenhyt, Silent Knight] [SLC MODULES SENSORS] [*] [#2 SHARED ADDR ¦ SENSORS] CO1224TR w/ IDP-MINIMON, CO1224TR w/ IDP-MONITOR, DNR w/IDP-PHOTO-R-W (C), DNR w/SK-PHOTO-R-W (C), DNRW w/IDP-PHOTO-R-W (C), DNRW w/SK-PHOTO-R-W (C), HFS-D (C), HFS-P (C), HFS [Silent Knight, System Sensor] [SLC SK SENSORS] [*] [#4 TYPE ADDR ¦ SENSORS] DNR w/SK-PHOTO-R-W (C), DNRW w/SK-PHOTO-R-W (C), HFS-D (C), HFS-P (C), HFS-PT (C), HFS-T (C), OSI-RI-SK (C), SK-ACCLIMATE (C), SK-BEAM (C), SK-DUCT-W w/SK-PHOTO-R-W (C), SK-FIRE
d7b6e588-ec9f-4a4c-baaa-8e1fdaf8d1cd | NFPA 170 SPEAKER WALL |  |  | North | Edwards |  | Speaker |  |  |  | Module | TRUE | 90243A-801-05-L | UL1480 HyperSpike LineWave Loudspeaker Array 2 Red | HyperSpike UL LineWave line array loudspeaker 2 Red | 1 | [12 empty] | #FF0070C0 | FA-NFPA 170 SPEAKER WALL | 1 | FALSE | FALSE | FALSE | 2021 | [16 empty] | X2 |  |  | HOMEAUGUSTXPS-1\aucon | 2021-01-25 12:46 | THOR\acont | 2024-09-08 17:27 | August Added Hyperspike | [Edwards] [AUDIO 70.7v] 90243A-801-01-L, 90243A-801-05-L, 90243A-801-06-L, 90243A-801-07-L [Edwards] [AUDIO 25v] 90243A-801-01-L, 90243A-801-05-L, 90243A-801-06-L, 90243A-801-07-L
5485ee13-1e50-48ac-b441-8e24ff2a4947 |  |  |  | North | Edwards |  | Hardware |  |  |  | Hardware | TRUE | 454720ARE |  | 12/2 Solid Twisted Red-Jacket FPLR | 1 | [6 empty] | FALSE | [5 empty] | #FFFFFFFF |  |  | FALSE | FALSE | FALSE | [14 empty] | FALSE | [7 empty] | THOR\acont | 2024-10-09 10:48
6fd64eb7-bd6e-4a7b-a873-8e28c0e92a13 | NFPA 170 STROBE WALL |  |  | North | Simplex |  | Strobe |  |  |  | Module | TRUE | 4906-9101 | + | Multi-candela strobe, Wall Mount, Fire, Red | 1 | 0 | 0 |  |  |  |  | TRUE | [5 empty] | #FF0070C0 | FA-NFPA 170 STROBE WALL | 1 | FALSE | FALSE | FALSE | 2023 | [19 empty] | DESKTOP-7EIEB7A\acont | 2022-03-07 06:50 | THOR\acont | 2024-09-08 17:27 | Cloned from Autocall A4906-9101 | [Autocall, Simplex] [NAC] [MAX] 4906-9101, 4906-9103, 4906-9109, 4906-9111, A4906-9101, A4906-9103, A4906-9109, A4906-9111
2e76de44-96c9-46f7-827e-8e2d86d08f2d | NFPA 170 GAS DETECTOR |  |  | North | Notifier |  | Gas Detection |  |  |  | Module | TRUE | FSCO-951 w/B200S-LF-IV | + | Intelligent addressable carbon monoxide detector, white w/ Intelligent sounder base, low frequency, ivory, UL-listed | 1 | 0.0002 | 0.0045 |  |  |  |  | FALSE | TRUE | FLUSH |  | 4" SQ. DEEP | 3 "O" PLASTER RING | #FFFF0000 | FA-NFPA 170 GAS DETECTOR | 1 | FALSE | FALSE | FALSE | 1402 | [13 empty] | FALSE |  |  | LF |  |  | DESKTOP-7SAL8M7\acont | 2020-11-20 12:18 | THOR\acont | 2024-09-08 17:27 | Cloned from Gamewell MCS-COP3 w/B200S-LF-IV | [Honeywell, Notifier, System Sensor] [SLC SENSORS] [*] [#4 TYPE ADDR ¦ SENSORS] 2251B (C), 2251-COPTIR (C), 2251-COPTIR w/B200S-WH (C), 2251TB (C), 2251TMB (C), 5251B (C), 5251B-WP (C), 5251H (C), 5251RB (C), 5251RB-WP (C), 7251 (C), 7251DH (C), DH200LP [Honeywell, Notifier, System Sensor] [SLC MODULES SENSORS] [*] [#2 SHARED ADDR ¦ SENSORS] 2251B (C), 2251-COPTIR (C), 2251-COPTIR w/B200S-WH (C), 2251TB (C), 2251TMB (C), 5251B (C), 5251B-WP (C), 5251H (C), 5251RB (C), 5251RB-WP (C), 7251 (C), 7251DH (C) [Notifier] [AUX POWER] [16VDC, HIGH VOLUME] B200S-LF-WH, FCO-851 w/B200S-LF (C), FCO-951 w/B200S-LF-WH (C), FPC-951 w/B200S-LF-IV (C), FPC-951 w/B200S-LF-WH (C), FPTI-951 w/B200S-LF-IV (C), FPTI-951 w/B200S-LF-WH (C), FSCO-951 w/B200S-LF-IV (C), FSCO-951 [Notifier] [AUX POWER] [16VDC, LOW VOLUME] B200S-LF-WH, FCO-851 w/B200S-LF (C), FCO-951 w/B200S-LF-WH (C), FPC-951 w/B200S-LF-IV (C), FPC-951 w/B200S-LF-WH (C), FPTI-951 w/B200S-LF-IV (C), FPTI-951 w/B200S-LF-WH (C), FSCO-951 w/B200S-LF-IV (C), FSCO-951
efda7b1b-0f29-4dba-a611-8e2ebe08aa45 | NFPA 170 MANUAL PULL |  |  | North | Notifier |  | Manual Station |  |  |  | Module | TRUE | BRG-1 | ++ | Manual Pull Station, single action | 1 | [6 empty] | FALSE | FALSE |  |  |  |  | #FFFF0000 | FA-NFPA 170 MANUAL PULL | 1 | FALSE | FALSE | FALSE | 957 | [13 empty] | FALSE | [7 empty] | THOR\acont | 2024-09-08 17:27 |  | [Chemtronics, Firelite, MIRCOM, Notifier, System Sensor] [IDC] 01 [*] [IDC 2-WIRE ++] 1151 (C), 1151EIS (C), 1400 (C), 1451 (C), 1451DH (C), 1451DHHT (C), 2100AT (C), 2100S (C), 2100TR (C), 2100TS (C), 2151 w/B110LP (C), 2151 w/B116LP (C), 2151 w/B401 (C
01b6087a-9d5d-4dd8-92cd-8e2f8147a1f5 | NFPA 170 HORN STROBE |  |  | North | Eaton Wheelock |  | Horn/Strobe |  |  |  | Module | TRUE | ASWP-24MCWH-FR |  | NOTIFICATION, HORNSTROBE, RED, WALL, 135CD, WP | 1 | 0 | 0.355 |  |  |  |  | FALSE | FALSE |  |  |  |  | #FF0070C0 | FA-NFPA 170 HORN STROBE | 1 | FALSE | FALSE | FALSE | 2012 | [13 empty] | FALSE |  |  | WP |  |  |  |  | THOR\acont | 2024-09-08 17:27 |  | [Eaton Wheelock, Hochiki] [NAC] [24VDC, HIGH DB] ASWP-24MCWH-FR, ASWP-24MCWH-FW [Eaton Wheelock, Hochiki] [NAC] [24VDC, LOW DB] ASWP-24MCWH-FR, ASWP-24MCWH-FW
8e0227a7-0409-4bbb-a561-8e326502154e |  |  |  | North | Autocall |  | Hardware |  |  |  | Hardware | TRUE | A100-7912 |  | System option for Seismic compliance | 1 | 0 | 0 |  |  |  |  | TRUE | [5 empty] | #FFFFFFFF |  |  | FALSE | FALSE | FALSE | [20 empty] | DESKTOP-0D6CQVA\lousc | 2019-07-06 15:03 | THOR\acont | 2024-10-09 10:48 | Cloned from AutoCall A100-0634
3d945e74-3a5e-4066-9eef-8e3bbe6f8d34 |  |  |  | North | Bosch | [5 empty] | Module | TRUE | B800 | * | Ceiling mount Bracket Surface mounts detectors to the ceiling. The vertical pivot range is +7° to -1 | 1 | [12 empty] | #FFFFFFFF |  |  | FALSE | FALSE | FALSE | [20 empty] | DESKTOP-7EIEB7A\acont | 2021-08-13 06:25 | THOR\acont | 2024-10-09 10:48
e4b576df-9b36-427c-b55f-8e3c20754513 |  |  |  | North | MIRCOM | [5 empty] | Module | TRUE | CCH-5014-PANELKIT | new | Panel Mounting Kit for BB-5014 | 1 | [12 empty] | #FFFFFFFF |  |  | FALSE | FALSE | FALSE | [20 empty] | THOR\acont | 2024-02-24 16:13 | THOR\acont | 2024-10-09 10:48
15edab3f-47cf-4bd4-b723-8e48764ce54b |  |  |  | North | Firelite |  | Cards & Components |  |  |  | Card | TRUE | B200S-WH | + | Intelligent addressable sounder base | 1 | 0.0005 | 0.035 |  |  |  |  | TRUE | FALSE |  |  |  |  | #FFFFFFFF |  |  | FALSE | FALSE | FALSE | [14 empty] | FALSE | [7 empty] | THOR\acont | 2024-10-09 10:48
a29f6a64-223e-41d8-a568-8e49bbc4697f | CADGEN JB CEILING | CADGEN JB CEILING |  | North | Generic |  | Junction Box |  |  |  | Module | TRUE | JUNCTION BOX CEILING |  |  | 1 | [6 empty] | FALSE |  | PROVIDED BY ELECTRICAL CONTRACTOR |  | PROVIDED BY OTHERS |  | #FFFF0000 | FA-CADGEN JB CEILING | 1 | TRUE | FALSE | FALSE | 6000 | [13 empty] | FALSE | [5 empty] | DESKTOP-7EIEB7A\acont | 2022-08-25 11:11 | THOR\acont | 2024-09-08 17:27 | Cloned from Generic JUNCTION BOX | [Generic, N/A] [JUNCTION PASSTHROUGH] [#25] CLASS A RETURN, END OF LINE DEVICE, END OF LINE RESISTOR, FIBER PATCH PANEL, FIRE ALARM TERMINAL CABINET, FURNISHED BY OTHERS, FURNISHED BY OTHERS, JUNCTION BOX, JUNCTION BOX CEILING, LINE BREAK (DOUBLE), LINE [Generic, N/A] [JUNCTION PASSTHROUGH] [#39] CLASS A RETURN, END OF LINE DEVICE, END OF LINE RESISTOR, FIBER PATCH PANEL, FIRE ALARM TERMINAL CABINET, FURNISHED BY OTHERS, FURNISHED BY OTHERS, JUNCTION BOX, JUNCTION BOX CEILING, LINE BREAK (DOUBLE), LINE [Generic, N/A] [JUNCTION PASSTHROUGH] [#37] CLASS A RETURN, END OF LINE DEVICE, END OF LINE RESISTOR, FIBER PATCH PANEL, FIRE ALARM TERMINAL CABINET, FURNISHED BY OTHERS, FURNISHED BY OTHERS, JUNCTION BOX, JUNCTION BOX CEILING, LINE BREAK (DOUBLE), LINE [Generic, N/A, Space Age Electronics] [JUNCTION PASSTHROUGH] 02 [ALL DEVICES ++] CLASS A RETURN, END OF LINE DEVICE, END OF LINE RESISTOR, FIBER PATCH PANEL, FIRE ALARM TERMINAL CABINET, FURNISHED BY OTHERS, FURNISHED BY OTHERS, JUNCTION BOX, JUNCTION BO [Generic, N/A, Space Age Electronics] [JUNCTION PASSTHROUGH] [#6] CLASS A RETURN, END OF LINE DEVICE, END OF LINE RESISTOR, FIBER PATCH PANEL, FIRE ALARM TERMINAL CABINET, FURNISHED BY OTHERS, FURNISHED BY OTHERS, JUNCTION BOX, JUNCTION BOX CEILING, LINE [Generic, N/A] [JUNCTION PASSTHROUGH] [#14] CLASS A RETURN, END OF LINE DEVICE, END OF LINE RESISTOR, FIBER PATCH PANEL, FIRE ALARM TERMINAL CABINET, FURNISHED BY OTHERS, FURNISHED BY OTHERS, JUNCTION BOX, JUNCTION BOX CEILING, LINE BREAK (DOUBLE), LINE [Generic, N/A] [JUNCTION PASSTHROUGH] [#24] CLASS A RETURN, END OF LINE DEVICE, END OF LINE RESISTOR, FIBER PATCH PANEL, FIRE ALARM TERMINAL CABINET, FURNISHED BY OTHERS, FURNISHED BY OTHERS, JUNCTION BOX, JUNCTION BOX CEILING, LINE BREAK (DOUBLE), LINE [Generic, N/A] [JUNCTION PASSTHROUGH] [#31] CLASS A RETURN, END OF LINE DEVICE, END OF LINE RESISTOR, FIBER PATCH PANEL, FIRE ALARM TERMINAL CABINET, FURNISHED BY OTHERS, FURNISHED BY OTHERS, JUNCTION BOX, JUNCTION BOX CEILING, LINE BREAK (DOUBLE), LINE [Generic, N/A, Space Age Electronics] [JUNCTION PASSTHROUGH] [#5] CLASS A RETURN, END OF LINE DEVICE, END OF LINE RESISTOR, FIBER PATCH PANEL, FIRE ALARM TERMINAL CABINET, FURNISHED BY OTHERS, FURNISHED BY OTHERS, JUNCTION BOX, JUNCTION BOX CEILING, LINE [Generic, N/A] [JUNCTION PASSTHROUGH] [#10] CLASS A RETURN, END OF LINE DEVICE, END OF LINE RESISTOR, FIBER PATCH PANEL, FIRE ALARM TERMINAL CABINET, FURNISHED BY OTHERS, FURNISHED BY OTHERS, JUNCTION BOX, JUNCTION BOX CEILING, LINE BREAK (DOUBLE), LINE [Generic, N/A] [JUNCTION PASSTHROUGH] [#26] CLASS A RETURN, END OF LINE DEVICE, END OF LINE RESISTOR, FIBER PATCH PANEL, FIRE ALARM TERMINAL CABINET, FURNISHED BY OTHERS, FURNISHED BY OTHERS, JUNCTION BOX, JUNCTION BOX CEILING, LINE BREAK (DOUBLE), LINE [Generic, N/A] [JUNCTION PASSTHROUGH] [#18] CLASS A RETURN, END OF LINE DEVICE, END OF LINE RESISTOR, FIBER PATCH PANEL, FIRE ALARM TERMINAL CABINET, FURNISHED BY OTHERS, FURNISHED BY OTHERS, JUNCTION BOX, JUNCTION BOX CEILING, LINE BREAK (DOUBLE), LINE [Generic, N/A] [JUNCTION PASSTHROUGH] [#42] CLASS A RETURN, END OF LINE DEVICE, END OF LINE RESISTOR, FIBER PATCH PANEL, FIRE ALARM TERMINAL CABINET, FURNISHED BY OTHERS, FURNISHED BY OTHERS, JUNCTION BOX, JUNCTION BOX CEILING, LINE BREAK (DOUBLE), LINE [Generic, N/A] [JUNCTION PASSTHROUGH] [#16] CLASS A RETURN, END OF LINE DEVICE, END OF LINE RESISTOR, FIBER PATCH PANEL, FIRE ALARM TERMINAL CABINET, FURNISHED BY OTHERS, FURNISHED BY OTHERS, JUNCTION BOX, JUNCTION BOX CEILING, LINE BREAK (DOUBLE), LINE [Generic, N/A] [JUNCTION PASSTHROUGH] [#22] CLASS A RETURN, END OF LINE DEVICE, END OF LINE RESISTOR, FIBER PATCH PANEL, FIRE ALARM TERMINAL CABINET, FURNISHED BY OTHERS, FURNISHED BY OTHERS, JUNCTION BOX, JUNCTION BOX CEILING, LINE BREAK (DOUBLE), LINE [Generic, N/A] [JUNCTION PASSTHROUGH] [#23] CLASS A RETURN, END OF LINE DEVICE, END OF LINE RESISTOR, FIBER PATCH PANEL, FIRE ALARM TERMINAL CABINET, FURNISHED BY OTHERS, FURNISHED BY OTHERS, JUNCTION BOX, JUNCTION BOX CEILING, LINE BREAK (DOUBLE), LINE [Generic, N/A] [JUNCTION PASSTHROUGH] [#9] CLASS A RETURN, END OF LINE DEVICE, END OF LINE RESISTOR, FIBER PATCH PANEL, FIRE ALARM TERMINAL CABINET, FURNISHED BY OTHERS, FURNISHED BY OTHERS, JUNCTION BOX, JUNCTION BOX CEILING, LINE BREAK (DOUBLE), LINE B [Generic, N/A, Space Age Electronics] [JUNCTION PASSTHROUGH] [#3] CLASS A RETURN, END OF LINE DEVICE, END OF LINE RESISTOR, FIBER PATCH PANEL, FIRE ALARM TERMINAL CABINET, FURNISHED BY OTHERS, FURNISHED BY OTHERS, JUNCTION BOX, JUNCTION BOX CEILING, LINE [Generic, N/A, Space Age Electronics] [JUNCTION PASSTHROUGH] [#8] CLASS A RETURN, END OF LINE DEVICE, END OF LINE RESISTOR, FIBER PATCH PANEL, FIRE ALARM TERMINAL CABINET, FURNISHED BY OTHERS, FURNISHED BY OTHERS, JUNCTION BOX, JUNCTION BOX CEILING, LINE [Generic, N/A] [JUNCTION PASSTHROUGH] [#40] CLASS A RETURN, END OF LINE DEVICE, END OF LINE RESISTOR, FIBER PATCH PANEL, FIRE ALARM TERMINAL CABINET, FURNISHED BY OTHERS, FURNISHED BY OTHERS, JUNCTION BOX, JUNCTION BOX CEILING, LINE BREAK (DOUBLE), LINE [Generic, N/A] [JUNCTION PASSTHROUGH] [#32] CLASS A RETURN, END OF LINE DEVICE, END OF LINE RESISTOR, FIBER PATCH PANEL, FIRE ALARM TERMINAL CABINET, FURNISHED BY OTHERS, FURNISHED BY OTHERS, JUNCTION BOX, JUNCTION BOX CEILING, LINE BREAK (DOUBLE), LINE [Generic, N/A] [JUNCTION PASSTHROUGH] [#36] CLASS A RETURN, END OF LINE DEVICE, END OF LINE RESISTOR, FIBER PATCH PANEL, FIRE ALARM TERMINAL CABINET, FURNISHED BY OTHERS, FURNISHED BY OTHERS, JUNCTION BOX, JUNCTION BOX CEILING, LINE BREAK (DOUBLE), LINE [Generic, N/A] [JUNCTION PASSTHROUGH] [#28] CLASS A RETURN, END OF LINE DEVICE, END OF LINE RESISTOR, FIBER PATCH PANEL, FIRE ALARM TERMINAL CABINET, FURNISHED BY OTHERS, FURNISHED BY OTHERS, JUNCTION BOX, JUNCTION BOX CEILING, LINE BREAK (DOUBLE), LINE [Generic, N/A] [JUNCTION PASSTHROUGH] [#13] CLASS A RETURN, END OF LINE DEVICE, END OF LINE RESISTOR, FIBER PATCH PANEL, FIRE ALARM TERMINAL CABINET, FURNISHED BY OTHERS, FURNISHED BY OTHERS, JUNCTION BOX, JUNCTION BOX CEILING, LINE BREAK (DOUBLE), LINE [Generic, N/A] [JUNCTION PASSTHROUGH] [#27] CLASS A RETURN, END OF LINE DEVICE, END OF LINE RESISTOR, FIBER PATCH PANEL, FIRE ALARM TERMINAL CABINET, FURNISHED BY OTHERS, FURNISHED BY OTHERS, JUNCTION BOX, JUNCTION BOX CEILING, LINE BREAK (DOUBLE), LINE [Generic, N/A] [JUNCTION PASSTHROUGH] [#11] CLASS A RETURN, END OF LINE DEVICE, END OF LINE RESISTOR, FIBER PATCH PANEL, FIRE ALARM TERMINAL CABINET, FURNISHED BY OTHERS, FURNISHED BY OTHERS, JUNCTION BOX, JUNCTION BOX CEILING, LINE BREAK (DOUBLE), LINE [Generic, N/A] [JUNCTION PASSTHROUGH] [#35] CLASS A RETURN, END OF LINE DEVICE, END OF LINE RESISTOR, FIBER PATCH PANEL, FIRE ALARM TERMINAL CABINET, FURNISHED BY OTHERS, FURNISHED BY OTHERS, JUNCTION BOX, JUNCTION BOX CEILING, LINE BREAK (DOUBLE), LINE [Generic, N/A] [JUNCTION PASSTHROUGH] [#15] CLASS A RETURN, END OF LINE DEVICE, END OF LINE RESISTOR, FIBER PATCH PANEL, FIRE ALARM TERMINAL CABINET, FURNISHED BY OTHERS, FURNISHED BY OTHERS, JUNCTION BOX, JUNCTION BOX CEILING, LINE BREAK (DOUBLE), LINE [Generic, N/A] [JUNCTION PASSTHROUGH] [#29] CLASS A RETURN, END OF LINE DEVICE, END OF LINE RESISTOR, FIBER PATCH PANEL, FIRE ALARM TERMINAL CABINET, FURNISHED BY OTHERS, FURNISHED BY OTHERS, JUNCTION BOX, JUNCTION BOX CEILING, LINE BREAK (DOUBLE), LINE [Generic, N/A] [JUNCTION PASSTHROUGH] [#21] CLASS A RETURN, END OF LINE DEVICE, END OF LINE RESISTOR, FIBER PATCH PANEL, FIRE ALARM TERMINAL CABINET, FURNISHED BY OTHERS, FURNISHED BY OTHERS, JUNCTION BOX, JUNCTION BOX CEILING, LINE BREAK (DOUBLE), LINE [Generic, N/A, Space Age Electronics] [JUNCTION PASSTHROUGH] [#7] CLASS A RETURN, END OF LINE DEVICE, END OF LINE RESISTOR, FIBER PATCH PANEL, FIRE ALARM TERMINAL CABINET, FURNISHED BY OTHERS, FURNISHED BY OTHERS, JUNCTION BOX, JUNCTION BOX CEILING, LINE [Generic, N/A] [JUNCTION PASSTHROUGH] [#34] CLASS A RETURN, END OF LINE DEVICE, END OF LINE RESISTOR, FIBER PATCH PANEL, FIRE ALARM TERMINAL CABINET, FURNISHED BY OTHERS, FURNISHED BY OTHERS, JUNCTION BOX, JUNCTION BOX CEILING, LINE BREAK (DOUBLE), LINE [Generic, N/A] [JUNCTION PASSTHROUGH] [#38] CLASS A RETURN, END OF LINE DEVICE, END OF LINE RESISTOR, FIBER PATCH PANEL, FIRE ALARM TERMINAL CABINET, FURNISHED BY OTHERS, FURNISHED BY OTHERS, JUNCTION BOX, JUNCTION BOX CEILING, LINE BREAK (DOUBLE), LINE [Generic, N/A] [JUNCTION PASSTHROUGH] [#19] CLASS A RETURN, END OF LINE DEVICE, END OF LINE RESISTOR, FIBER PATCH PANEL, FIRE ALARM TERMINAL CABINET, FURNISHED BY OTHERS, FURNISHED BY OTHERS, JUNCTION BOX, JUNCTION BOX CEILING, LINE BREAK (DOUBLE), LINE [Generic, N/A] [JUNCTION PASSTHROUGH] [#30] CLASS A RETURN, END OF LINE DEVICE, END OF LINE RESISTOR, FIBER PATCH PANEL, FIRE ALARM TERMINAL CABINET, FURNISHED BY OTHERS, FURNISHED BY OTHERS, JUNCTION BOX, JUNCTION BOX CEILING, LINE BREAK (DOUBLE), LINE [Generic, N/A, Space Age Electronics] [JUNCTION PASSTHROUGH] [#2] CLASS A RETURN, END OF LINE DEVICE, END OF LINE RESISTOR, FIBER PATCH PANEL, FIRE ALARM TERMINAL CABINET, FURNISHED BY OTHERS, FURNISHED BY OTHERS, JUNCTION BOX, JUNCTION BOX CEILING, LINE [Generic, N/A] [JUNCTION PASSTHROUGH] [#12] CLASS A RETURN, END OF LINE DEVICE, END OF LINE RESISTOR, FIBER PATCH PANEL, FIRE ALARM TERMINAL CABINET, FURNISHED BY OTHERS, FURNISHED BY OTHERS, JUNCTION BOX, JUNCTION BOX CEILING, LINE BREAK (DOUBLE), LINE [Generic, N/A] [JUNCTION PASSTHROUGH] [#33] CLASS A RETURN, END OF LINE DEVICE, END OF LINE RESISTOR, FIBER PATCH PANEL, FIRE ALARM TERMINAL CABINET, FURNISHED BY OTHERS, FURNISHED BY OTHERS, JUNCTION BOX, JUNCTION BOX CEILING, LINE BREAK (DOUBLE), LINE [Generic, N/A] [JUNCTION PASSTHROUGH] [#17] CLASS A RETURN, END OF LINE DEVICE, END OF LINE RESISTOR, FIBER PATCH PANEL, FIRE ALARM TERMINAL CABINET, FURNISHED BY OTHERS, FURNISHED BY OTHERS, JUNCTION BOX, JUNCTION BOX CEILING, LINE BREAK (DOUBLE), LINE [Generic, N/A] [JUNCTION PASSTHROUGH] [#20] CLASS A RETURN, END OF LINE DEVICE, END OF LINE RESISTOR, FIBER PATCH PANEL, FIRE ALARM TERMINAL CABINET, FURNISHED BY OTHERS, FURNISHED BY OTHERS, JUNCTION BOX, JUNCTION BOX CEILING, LINE BREAK (DOUBLE), LINE [Generic, N/A, Space Age Electronics] [JUNCTION PASSTHROUGH] [#4] CLASS A RETURN, END OF LINE DEVICE, END OF LINE RESISTOR, FIBER PATCH PANEL, FIRE ALARM TERMINAL CABINET, FURNISHED BY OTHERS, FURNISHED BY OTHERS, JUNCTION BOX, JUNCTION BOX CEILING, LINE [Generic, N/A] [JUNCTION PASSTHROUGH] [#41] CLASS A RETURN, END OF LINE DEVICE, END OF LINE RESISTOR, FIBER PATCH PANEL, FIRE ALARM TERMINAL CABINET, FURNISHED BY OTHERS, FURNISHED BY OTHERS, JUNCTION BOX, JUNCTION BOX CEILING, LINE BREAK (DOUBLE), LINE
583b22f1-b971-475e-9f4e-8e4b08d1c427 | NFPA 170 STROBE CEILING |  |  | North | Simplex |  | Strobe |  |  |  | Module | TRUE | 4906-9102 | + | Multi-candela strobe, Ceiling Mount, Fire, Red | 1 | 0 | 0 |  |  |  |  | TRUE | TRUE |  |  |  |  | #FF0070C0 | FA-NFPA 170 STROBE CEILING | 1 | FALSE | FALSE | FALSE | 2022 | [16 empty] | C |  |  | DESKTOP-7EIEB7A\acont | 2022-03-07 06:50 | THOR\acont | 2024-09-08 17:27 | Cloned from Autocall A4906-9102 | [Autocall, Simplex] [NAC] [MAX] 4906-9102 (C), 4906-9104 (C), 4906-9110 (C), 4906-9112 (C), 4906-9114 (C), 4906-9115 (C), 4906-9116 (C), 4906-9117 (C), A4906-9102 (C), A4906-9104 (C), A4906-9110 (C), A4906-9112 (C), A4906-9114 (C), A4906-9115 (C), A4906-
7ac7f8d9-355a-40fe-9615-8e60f1b13bcf | NFPA 170 SPEAKER WALL |  |  | North | MIRCOM |  | Speaker |  |  |  | Module | TRUE | SPP-204-70R | ++ | Wall mounted speaker 70V red | 1 | [6 empty] | FALSE | [5 empty] | #FF0070C0 | FA-NFPA 170 SPEAKER WALL | 1 | FALSE | FALSE | FALSE | 2021 | [13 empty] | FALSE | [5 empty] | THOR\acont | 2023-11-28 13:41 | THOR\acont | 2024-09-08 17:27 | Cloned from MIRCOM SPP-204-25R CLONED CLONED | [MIRCOM] [AUDIO 70.7v] [70V AUDIO] SPP-204-70, SPP-204-70R, SPPS-204-70, SPPS-204-70R
e8432b02-d9aa-4de0-b655-8e6533929b15 | NFPA 170 HEAT DETECTOR |  |  | North | Firelite |  | Heat Detector |  |  |  | Module | TRUE | H365 w/B200S-LF-WH | + | White, Low-profile 135°F fixed thermal sensor, Low Frequency Sounder Base | 1 | 0.0002 | 0.0045 |  |  |  |  | FALSE | TRUE |  |  |  |  | #FFFF0000 | FA-NFPA 170 HEAT DETECTOR | 1 | FALSE | FALSE | FALSE | 1403 | [13 empty] | FALSE |  |  | 135°¦LF |  |  | DESKTOP-7SAL8M7\acont | 2019-03-28 05:42 | THOR\acont | 2024-09-08 17:27 | 20191121 AC Detector with base | [Firelite, System Sensor] [AUX POWER] [*] [16VDC, HIGH VOLUME] AD355 w/B200SR-LF-WH (C), H355 w/B200SR-LF (C), H355HT w/B200SR-LF (C), H355R w/B200SR-LF (C), H365 w/B200S-LF-WH (C), H365HT w/B200S-LF-WH (C), H365R w/B200S-LF-WH (C), SD355 w/B200SR-LF (C) [Firelite, System Sensor] [SLC MODULES SENSORS] [*] [#2 SHARED ADDR ¦ SENSORS] AD355 w/B200SR-LF-WH (C), AD355 w/B200SR-WH (C), AD355 w/B210LP (C), AD355 w/B224BI-WH (C), AD355 w/B224RB-WH (C), AD355 w/B501 (C), BEAM355 (C), BEAM355S (C), CP355 w/B200SR- [Firelite, System Sensor] [AUX POWER] [24VDC, HIGH VOLUME] AD355 w/B200SR-LF-WH (C), H355 w/B200SR-LF (C), H355HT w/B200SR-LF (C), H355R w/B200SR-LF (C), H365 w/B200S-LF-WH (C), H365HT w/B200S-LF-WH (C), H365R w/B200S-LF-WH (C), SD355 w/B200SR-LF (C), SD [Firelite, System Sensor] [SLC SENSORS] [*] [#4 TYPE ADDR ¦ SENSORS] AD355 w/B200SR-LF-WH (C), AD355 w/B200SR-WH (C), AD355 w/B210LP (C), AD355 w/B224BI-WH (C), AD355 w/B224RB-WH (C), AD355 w/B501 (C), BEAM355 (C), BEAM355S (C), CP355 w/B200SR-WH (C), CP
47c931ea-af21-4d1e-be88-8e6ac936a2c4 | CADGEN DOOR CONTACT |  |  | North | NASCOM |  | Door Contact |  |  |  | Module | TRUE | N707AU/STR1xxR3xxR4xx | ++ | Switch and e-strike magnet set with tamper circuit R1 resistor in series and R2 resistor in parallel — xx=resistor value | 1 |  |  |  |  | 1.5 | [7 empty] | #FFFF0000 | FA-CADGEN DOOR CONTACT | 1 | FALSE | FALSE | FALSE | [17 empty] | REX |  |  | THOR\acont | 2023-11-10 12:48 | THOR\acont | 2024-09-08 17:27 | Cloned from NASCOM N707AU/ST CLONED CLONED CLONED CLONED CLONED CLONED CLONED CLONED CLONED | [NASCOM] [ACCESS CONTROL INPUT] [*] [INPUT] C CONTACT, D CONTACT, MET-200, MET-200 AR, MET-201B, MET-201B AR, MET-202C, MET-202C AR, MET-202C AR-WP18, MET-204C, MET-204C AR, N1178CGSHK/STO36W1, N200AU/ST036, N200AU/ST036 x 2, N505AUTMC, N707AU/M, N707AU/ [NASCOM] [IDC] 01 [INPUT] C CONTACT, D CONTACT, MET-200, MET-200 AR, MET-201B, MET-201B AR, MET-202C, MET-202C AR, MET-202C AR-WP18, MET-204C, MET-204C AR, N1178CGSHK/STO36W1, N200AU/ST036, N200AU/ST036 x 2, N505AUTMC, N707AU/M, N707AU/ST, N707AU/STATS,
f45690d8-ed77-4fac-a027-8e6c0aa28ae6 | NFPA 170 HORN STROBE CEILING |  |  | North | Edwards |  | Horn/Strobe |  |  |  | Module | TRUE | GCWN-HDVMB |  | MNEC Horn-Strobe, white, no markings, 15-95 cd, blue | 1 | 0 | 0.18 |  |  |  |  | FALSE | TRUE |  |  |  |  | #FF0070C0 | FA-NFPA 170 HORN STROBE CEILING | 1 | FALSE | FALSE | FALSE | 2013 | [13 empty] | FALSE |  |  | C |  |  |  |  | THOR\acont | 2024-09-08 17:27 |  | [Edwards, Kidde] [NAC] [16 VDC, HIGH DB] EGCF-HDVM (C), GCF-HDVM (C), GCFR-HDVM (C), GC-HDVM (C), GCWA-HDVMA (C), GCWA-HDVMB (C), GCWA-HDVMC (C), GCWA-HDVMG (C), GCWA-HDVMR (C), GCWN-HDVMA (C), GCWN-HDVMB (C), GCWN-HDVMC (C), GCWN-HDVMG (C), GCWN-HDVMR ( [Edwards, Kidde] [NAC] [24 VDC, HIGH DB] EGCF-HDVM (C), GCF-HDVM (C), GCFR-HDVM (C), GC-HDVM (C), GCWA-HDVMA (C), GCWA-HDVMB (C), GCWA-HDVMC (C), GCWA-HDVMG (C), GCWA-HDVMR (C), GCWN-HDVMA (C), GCWN-HDVMB (C), GCWN-HDVMC (C), GCWN-HDVMG (C), GCWN-HDVMR ( [Edwards, Kidde] [NAC] [16 VDC, LOW DB] EGCF-HDVM (C), GCF-HDVM (C), GCFR-HDVM (C), GC-HDVM (C), GCWA-HDVMA (C), GCWA-HDVMB (C), GCWA-HDVMC (C), GCWA-HDVMG (C), GCWA-HDVMR (C), GCWN-HDVMA (C), GCWN-HDVMB (C), GCWN-HDVMC (C), GCWN-HDVMG (C), GCWN-HDVMR (C [Edwards, Kidde] [NAC] [24 VDC, LOW DB] EGCF-HDVM (C), GCF-HDVM (C), GCFR-HDVM (C), GC-HDVM (C), GCWA-HDVMA (C), GCWA-HDVMB (C), GCWA-HDVMC (C), GCWA-HDVMG (C), GCWA-HDVMR (C), GCWN-HDVMA (C), GCWN-HDVMB (C), GCWN-HDVMC (C), GCWN-HDVMG (C), GCWN-HDVMR (C
9afaefce-3dbd-4735-b8d1-8e793e6e088d |  |  |  | North | MIRCOM |  | Cards & Components |  |  |  | Card | TRUE | FX-3500 Main Board | + | FX-3500 Main Board | 1 | 0.39 | 0.64 |  |  |  |  | TRUE | [5 empty] | #FFFFFFFF |  |  | FALSE | FALSE | FALSE | [14 empty] | FALSE | [7 empty] | THOR\acont | 2024-10-09 10:48 |  |  | [MIRCOM] FX-3500 Main Board
48488f54-59f5-4923-b68c-8e7db8429a63 |  |  |  | North | WINLAND | Environmental |  |  |  |  | Module | TRUE | TEMP-H-S |  |  | 1 | [12 empty] | #FFFFFFFF |  |  | FALSE | FALSE | FALSE | [20 empty] | THOR\acont | 2024-03-12 21:43 | THOR\acont | 2024-10-09 10:48
ac323d7e-2fbb-495f-88d3-8e80087a7417 | NFPA 170 HORN STROBE |  |  | North | Edwards |  | Horn/Strobe |  |  |  | Module | TRUE | G1F-HDVM |  | Temporal Horn, 84.4 or 79.4 dBA, 15, 30, 75, 110 cd Strobe, white, "FIRE" | 1 | 0 | 0.119 |  |  |  |  | FALSE | [5 empty] | #FF0070C0 | FA-NFPA 170 HORN STROBE | 1 | FALSE | FALSE | FALSE | 2012 | [13 empty] | FALSE | [7 empty] | THOR\acont | 2024-09-08 17:27 |  | [Edwards, Kidde] [NAC] [24 VDC, HIGH DB] EG1F-HDV1575, EG1F-HDVM, G1F-HDV1575, G1F-HDVM, G1-HDVM, G1RF-HDV1575, G1RF-HDVM, G1R-HDVM, G1WA-HDVMA, G1WA-HDVMC [Edwards, Kidde] [NAC] [24 VDC, LOW DB] EG1F-HDV1575, EG1F-HDVM, G1F-HDV1575, G1F-HDVM, G1-HDVM, G1RF-HDV1575, G1RF-HDVM, G1R-HDVM, G1WA-HDVMA, G1WA-HDVMC [Edwards, Kidde] [NAC] [16 VDC, HIGH DB] EG1F-HDV1575, EG1F-HDVM, G1F-HDV1575, G1F-HDVM, G1-HDVM, G1RF-HDV1575, G1RF-HDVM, G1R-HDVM, G1WA-HDVMA, G1WA-HDVMC [Edwards, Kidde] [NAC] [16 VDC, LOW DB] EG1F-HDV1575, EG1F-HDVM, G1F-HDV1575, G1F-HDVM, G1-HDVM, G1RF-HDV1575, G1RF-HDVM, G1R-HDVM, G1WA-HDVMA, G1WA-HDVMC
385d8710-f693-42a2-9734-8e8063c2f8c8 | NFPA 170 STROBE WALL |  |  | North | Potter |  | Strobe |  |  |  | Module | TRUE | FSEX-24PMB-MOD | ++ | Blue Explosion Proof Strobe | 1 | [6 empty] | FALSE | [5 empty] | #FF0070C0 | FA-NFPA 170 STROBE WALL | 1 | FALSE | FALSE | FALSE | 2010 | [13 empty] | FALSE | [5 empty] | THOR\acont | 2024-08-14 12:31 | THOR\acont | 2024-09-08 17:27 | Cloned from Potter FHEX-24SMR CLONED | [Federal Signal, Potter] [NAC] FSEX-24 PMR, FSEX-24PMA-MOD, FSEX-24PMB-MOD, FSEX-24PMC-MOD, FSEX-24PMR, FSEX-24PMR-MOD
22673816-7832-4b0e-8935-8e8308fa4fcb | NFPA 170 HORN STROBE |  |  | North | Siemens |  | Horn/Strobe |  |  |  | Module | TRUE | SL2MTSWR-N | S54329-F243-A1++ | Multi-Tone Strobe, Wall, Clear, Red, No Lettering | 1 | [12 empty] | #FF0070C0 | FA-NFPA 170 HORN STROBE | 1 | FALSE | FALSE | FALSE | 2023 | [19 empty] | DESKTOP-7EIEB7A\acont | 2023-08-02 08:21 | THOR\acont | 2024-09-08 17:27 | Cloned from Siemens SL2MTSWR-A | [Siemens] [NAC] [24 VDC, HORN STD] SL2MTSWR-A, SL2MTSWR-F, SL2MTSWR-FB, SL2MTSWR-N, SL2MTSWR-NR, SL2MTSWW-F, SL2MTSWW-FB, SL2MTSWW-N, SL2MTSWW-NA, SL2MTSWW-NB, SL2MTSWW-NG, SL2MTSWW-NR
53859bdc-d876-4b45-89f2-8e83978448d0 | NFPA 170 MANUAL PULL |  |  | North | Kidde |  | Manual Station |  |  |  | Module | TRUE | K-270-DPO | ++ | Pull Station, double pole, cast metal, terminals | 1 | [6 empty] | FALSE | [5 empty] | #FFFF0000 | FA-NFPA 170 MANUAL PULL | 1 | FALSE | FALSE | FALSE | 957 | [13 empty] | FALSE | [5 empty] | DESKTOP-7EIEB7A\acont | 2023-05-17 09:19 | THOR\acont | 2024-09-08 17:27 | Cloned from Edwards 270-DPO | [Edwards, Kidde, Monaco Enterprises] [IDC] 01 1534-1, 200-GAOF, 270A-DPO, 270A-SPO, 270-DOC, 270-DOC-B, 270-DOC-F, 270-DPO, 270-GAO, 270-GAOB, 270-GAO-DOC, 270-GAO-DOCF, 270P-DPO, 270P-SPO, 270-SPO, 270-SPOW, 270-SPOWB, 270-SPOWF, 271-KR1/SR/GS, 276A-REL
55465479-bd4b-465e-a6a6-8e85f12935d3 | NFPA 170 ADDRESSABLE OUTPUT MODULE |  |  | North | Notifier |  | Addressable Control/Relay |  |  |  | Module | TRUE | EM-1R | ++ | Intelligent Relay Module, Eclipse™ Series | 1 | 0.002 | 0.0005 |  |  |  |  | FALSE | FALSE |  |  |  |  | #FFFF0000 | FA-NFPA 170 ADDRESSABLE OUTPUT MODULE | 1 | FALSE | FALSE | FALSE | 1100 | [13 empty] | FALSE | [7 empty] | THOR\acont | 2024-09-08 17:27 |  | [Honeywell, Notifier, System Sensor] [SLC MODULES SENSORS] [*] [#1 SHARED ADDR ¦ MODULES] 30-3013 w/FMM-101, Q3013D, ACM-8R, ACPS-610, AMPS-24, AMPS-24E, EM-1M, EM-1MI, EM-1MM, EM-1MMI, EM-1R, EM-1RI, EM-1SR, EM-1SRI, FCM-1, FCM-1-REL, FD7044 MM-101, FDM [Notifier] [AUX POWER, RELAY] [RISER INPUT] EM-1R, EM-1RI, FRM-1, NC-100R, NC-100RA [Honeywell, Notifier, System Sensor] [SLC MODULES] [*] [#3 TYPE ADDR ¦ MODULES] 30-3013 w/FMM-101, Q3013D, ACM-8R, ACPS-610, AMPS-24, AMPS-24E, EM-1M, EM-1MI, EM-1MM, EM-1MMI, EM-1R, EM-1RI, EM-1SR, EM-1SRI, FCM-1, FCM-1-REL, FD7044 MM-101, FDM-1, FDRM-1 | [Notifier, Silent Knight] EM-1R, EM-1RI, FRM-1, HFS-MR, NC-100R, NC-100RA
42688efd-c74a-4a47-b846-8e8e1a37004c | NFPA 170 SMOKE HEAT DETECTOR |  |  | North | Simplex |  | Smoke/Heat Detector |  |  |  | Module | TRUE | 4098-9754 w/4098-9792 | + | TrueAlarm Photoelectric and Heat Sensing Detector w/TrueAlarm Standard Base | 1 | 0.0008 | 0.001 |  |  |  |  | TRUE | TRUE |  |  |  |  | #FFFF0000 | FA-NFPA 170 SMOKE HEAT DETECTOR | 1 | FALSE | FALSE | FALSE | 1402 | [19 empty] | DESKTOP-7EIEB7A\acont | 2022-02-15 11:42 | THOR\acont | 2024-09-08 17:27 | Cloned from Autocall A4098-9754 w/A4098-9792 | [Autocall, Simplex] [IDNet] [SENSORS ++] 4098-9714 (C), 4098-9714 w/4098-9770 (C), 4098-9714 w/4098-9771 (C), 4098-9714 w/4098-9772 (C), 4098-9714 w/4098-9773 (C), 4098-9714 w/4098-9780 (C), 4098-9714 w/4098-9789 (C), 4098-9714 w/4098-9791 (C), 4098-9714
6fee7e70-0f64-41cf-a22d-8e8f5ea92e02 | NFPA 170 STROBE WALL |  |  | North | Gentex |  | Strobe |  |  |  | Module | TRUE | GXS-120177WW |  | 120VAC Remote Visual Signal, Wall, White | 1 | 0 | 0.209 |  |  |  |  | FALSE | FALSE |  |  |  |  | #FF0070C0 | FA-NFPA 170 STROBE WALL | 1 | FALSE | FALSE | FALSE | 2023 | [13 empty] | FALSE | [7 empty] | THOR\acont | 2024-09-08 17:27 |  | [First Alert, Gentex] [VAC ] [UL MAX] GXS-120177CR (C), GXS-120177CW (C), GXS-120177WR, GXS-120177WW, GXS-120CW (C), SLED177 (C)
1a98f4fc-4d34-41c0-8564-8e9599ab521d |  |  |  | North | Edwards |  | Hardware |  |  |  | Hardware | TRUE | SIGA-SB4 |  | Standard Detector Base for 4" square box | 1 | [6 empty] | FALSE | [5 empty] | #FFFFFFFF |  |  | FALSE | FALSE | FALSE | [14 empty] | FALSE | [7 empty] | THOR\acont | 2024-10-09 10:48
ae3acc31-5133-405f-a17c-8e9b367b671f |  |  |  | North | Edwards |  | Hardware |  |  |  | Hardware | TRUE | SIGA-TS |  | Trim Skirt / Ring, Octagon Box | 1 | [6 empty] | FALSE | [5 empty] | #FFFFFFFF |  |  | FALSE | FALSE | FALSE | [14 empty] | FALSE | [7 empty] | THOR\acont | 2024-10-09 10:48
f401bf78-3ecb-4c68-9adf-8e9e2e90013c | NFPA 170 HEAT DETECTOR |  |  | North | Notifier |  | Heat Detector |  |  |  | Module | TRUE | NH-200R-IV | ++ | Ivory, low-profile intelligent rate-of-rise fixed thermal sensor, FlashScan and CLIP | 1 | 0.0002 | 0.0045 |  |  |  |  | FALSE | TRUE | FLUSH |  | 4" SQ. DEEP | 3 "O" PLASTER RING | #FFFF0000 | FA-NFPA 170 HEAT DETECTOR | 1 | FALSE | FALSE | FALSE | 1403 |  |  | 7270-0028:0502 |  |  | S747 | [7 empty] | FALSE | [7 empty] | THOR\acont | 2024-09-08 17:27 | 20191121 AC Detector without base | [Honeywell, Notifier, System Sensor] [SLC MODULES SENSORS] [*] [#2 SHARED ADDR ¦ SENSORS] 2251B (C), 2251-COPTIR (C), 2251-COPTIR w/B200S-WH (C), 2251TB (C), 2251TMB (C), 5251B (C), 5251B-WP (C), 5251H (C), 5251RB (C), 5251RB-WP (C), 7251 (C), 7251DH (C) [Honeywell, Notifier, System Sensor] [SLC SENSORS] [*] [#4 TYPE ADDR ¦ SENSORS] 2251B (C), 2251-COPTIR (C), 2251-COPTIR w/B200S-WH (C), 2251TB (C), 2251TMB (C), 5251B (C), 5251B-WP (C), 5251H (C), 5251RB (C), 5251RB-WP (C), 7251 (C), 7251DH (C), DH200LP
901c3cdc-e705-41b9-b210-8ea12d4d89e3 |  |  |  | North | Edwards |  | Cards & Components |  |  |  | Card | TRUE | MN-HS32T1P |  | 640 Watt Non-Omni directional HPSA Assembly (1 of 5 Active Panels) with lockable NEMA 4 amplifier, 110V/60 Hz. inverter/battery charger and electronics enclosure, lockable NEMA 4 battery enclosure (w/o batteries). Enclosures equipped with tamper switches. AC powered amplifier with DC backup. Edwards hard-wire interface included. Batteries and accessories are ordered separately. Tan colored speaker head. | 1 | [6 empty] | TRUE | [5 empty] | #FFFFFFFF |  |  | FALSE | FALSE | FALSE | [14 empty] | FALSE | [7 empty] | THOR\acont | 2024-10-09 10:48
cce7905f-fdfb-4eae-a345-8ea310d0ed4b | NFPA 170 STROBE WALL |  |  | North | Siemens |  | Strobe |  |  |  | Module | TRUE | SLSWR-F | S54329-F25-A1 | SLSWR-F ST,WALL,RED,FIRE | 1 | [12 empty] | #FF0070C0 | FA-NFPA 170 STROBE WALL | 1 | FALSE | FALSE | FALSE | 2023 | [19 empty] | DESKTOP-7SAL8M7\acont | 2019-08-13 09:04 | THOR\acont | 2024-09-08 17:27 |  | [Siemens] [NAC] [24 VDC] SLSWR-A, SLSWR-AL, SLSWR-ALA, SLSWR-F, SLSWR-FB, SLSWR-N, SLSWR-NA, SLSWW-AL, SLSWW-ALA, SLSWW-F, SLSWW-FB, SLSWW-N, SLSWW-NA [Siemens] [NAC] [24 VDC] SLSPSWR-AL, SLSPSWR-ALA, SLSPSWR-F, SLSPSWR-M, SLSPSWR-N, SLSPSWR-NA, SLSPSWW-AL, SLSPSWW-ALA, SLSPSWW-F, SLSPSWW-M, SLSPSWW-N, SLSPSWW-NA, SLSWR-A, SLSWR-AL, SLSWR-ALA, SLSWR-F, SLSWR-FB, SLSWR-N, SLSWR-NA, SLSWW-AL, SLSWW-ALA, [Siemens] [NAC] [16 VDC] SLSPSWR-AL, SLSPSWR-ALA, SLSPSWR-F, SLSPSWR-M, SLSPSWR-N, SLSPSWR-NA, SLSPSWW-AL, SLSPSWW-ALA, SLSPSWW-F, SLSPSWW-M, SLSPSWW-N, SLSPSWW-NA, SLSWR-A, SLSWR-AL, SLSWR-ALA, SLSWR-F, SLSWR-FB, SLSWR-N, SLSWR-NA, SLSWW-AL, SLSWW-ALA,
24fd7c78-a003-4035-b095-8ea3c1ffb3a3 | NFPA 170 HORN STROBE |  |  | North | Autocall |  | Horn/Strobe |  |  |  | Module | TRUE | A49AV-APPLW-O-BA | + | Wall Mount Weatherproof Visible and Audible/Visible Notification Appliances, Specify Cover, Assembled in USA | 1 | 0 | 0 |  |  |  |  | TRUE | [5 empty] | #FF0070C0 | FA-NFPA 170 HORN STROBE | 1 | FALSE | FALSE | FALSE | 2012 | [16 empty] | WP |  |  | DESKTOP-7EIEB7A\acont | 2021-11-14 11:30 | THOR\acont | 2024-09-08 17:27 | Cloned from Autocall A49AV-APPLW-O | [Autocall, Simplex] [IDNac] [23VDC UL1971, STEADY HIGH] 49AV-APPLW-O, 49AV-APPLW-O-BA, A49AV-APPLW-O, A49AV-APPLW-O-BA [Autocall, Simplex] [IDNac] [23VDC UL1638, STEADY HIGH] 49AV-APPLW-O, 49AV-APPLW-O-BA, A49AV-APPLW-O, A49AV-APPLW-O-BA
06aacad8-b1d8-4d4f-acbb-8ea5a9230927 | NFPA 170 SPEAKER STROBE |  |  | North | Edwards |  | Speaker/Strobe |  |  |  | Module | TRUE | G4WN-S2VMC |  | 25V Speaker/Strobe, White, no markings, 15, 30, 75, 110 cd | 1 | 0 | 0.294 |  |  |  |  | FALSE | [5 empty] | #FF0070C0 | FA-NFPA 170 SPEAKER STROBE | 1 | FALSE | FALSE | FALSE | 2019 | [13 empty] | FALSE | [7 empty] | THOR\acont | 2024-09-08 17:27 |  | [Edwards, Kidde] [AUDIO 25v] [25V AUDIO] EGCF-S2VMH (C), G4F-S2, G4F-S2V1575, G4F-S2VM, G4HFRF-S2, G4HFRF-S2VMC, G4HFRN-S2, G4HFRN-S2VMC, G4HFWA-S2, G4HFWA-S2VMA, G4HFWA-S2VMC, G4HFWF-S2, G4HFWF-S2VMC, G4HFWN-S2, G4HFWN-S2VMA, G4HFWN-S2VMC, G4RF-S2, G4RF [Edwards, Kidde] [NAC] [16 VDC] G4ERA-A, G4ERA-B, G4ERA-G, G4ERA-R, G4ERF-C, G4ERN-A, G4ERN-B, G4ERN-C, G4ERN-G, G4ERN-R, G4EWA-A, G4EWA-B, G4EWA-G, G4EWA-R, G4EWF-C, G4EWN-A, G4EWN-B, G4EWN-C, G4EWN-G, G4EWN-R, G4F-S2V1575, G4F-S2VM, G4F-S7V1575, G4F-S7 [Edwards, Kidde] [NAC] [24 VDC] G4ERA-A, G4ERA-B, G4ERA-G, G4ERA-R, G4ERF-C, G4ERN-A, G4ERN-B, G4ERN-C, G4ERN-G, G4ERN-R, G4EWA-A, G4EWA-B, G4EWA-G, G4EWA-R, G4EWF-C, G4EWN-A, G4EWN-B, G4EWN-C, G4EWN-G, G4EWN-R, G4F-S2V1575, G4F-S2VM, G4F-S7V1575, G4F-S7
586fe34e-c7bb-4d72-903f-8eb50a6d55ea | NFPA 170 SMOKE DETECTOR |  |  | North | Notifier |  | Smoke Detector |  |  |  | Module | TRUE | FSP-851 w/B224BI | ++ | DETECTOR, SMOKE, ADDRESSABLE PHOTO w/ISOLATOR BASE | 1 | 0.0003 | 0.0065 |  |  |  |  | FALSE | TRUE | FLUSH |  | 4" SQ. DEEP | 3 "O" PLASTER RING | #FFFF0000 | FA-NFPA 170 SMOKE DETECTOR | 1 | FALSE | FALSE | FALSE | 1408 |  |  | 7272-0028:0206 | [10 empty] | FALSE |  |  | IB |  |  |  |  | THOR\acont | 2024-09-08 17:27 | 20191121 AC Detector with base | [Honeywell, Notifier, System Sensor] [SLC SENSORS] [*] [#4 TYPE ADDR ¦ SENSORS] 2251B (C), 2251-COPTIR (C), 2251-COPTIR w/B200S-WH (C), 2251TB (C), 2251TMB (C), 5251B (C), 5251B-WP (C), 5251H (C), 5251RB (C), 5251RB-WP (C), 7251 (C), 7251DH (C), DH200LP [Honeywell, Notifier, System Sensor] [SLC MODULES SENSORS] [*] [#2 SHARED ADDR ¦ SENSORS] 2251B (C), 2251-COPTIR (C), 2251-COPTIR w/B200S-WH (C), 2251TB (C), 2251TMB (C), 5251B (C), 5251B-WP (C), 5251H (C), 5251RB (C), 5251RB-WP (C), 7251 (C), 7251DH (C)
cb0e2101-0931-4761-a057-8eb62d4000c0 |  |  |  | North | Edwards |  | Hardware |  |  |  | Hardware | TRUE | 3-RCCEQ65 |  | Seismic battery hold-down for 65 AH in a RCC cabinet | 1 | [12 empty] | #FFFFFFFF |  |  | FALSE | FALSE | FALSE | [22 empty] | THOR\acont | 2024-10-09 10:48
d41dc9ec-12c7-4b81-9e37-8eb76ba1a2da |  |  |  | North | Edwards |  | Hardware |  |  |  | Hardware | TRUE | MN-HS16SPKHRT3P |  | 960 Watt HPSA (3 of 5 Active Panels) replacement speaker head - complete | 1 | [6 empty] | FALSE | [5 empty] | #FFFFFFFF |  |  | FALSE | FALSE | FALSE | [14 empty] | FALSE | [7 empty] | THOR\acont | 2024-10-09 10:48
d3f49b3c-aa47-4f0a-a4c0-8ebca90e89f0 | NFPA 170 HORN STROBE |  |  | North | System Sensor |  | Horn/Strobe |  |  |  | Module | TRUE | P2W | + | 2-Wire, Horn Strobe, White | 1 | 0 | 0.119 |  |  |  |  | FALSE | [5 empty] | #FF0070C0 | FA-NFPA 170 HORN STROBE | 1 | FALSE | FALSE | FALSE | 2012 | [13 empty] | FALSE | [5 empty] | DESKTOP-7EIEB7A\acont | 2021-10-06 06:58 | THOR\acont | 2024-09-08 17:27 | Cloned from System Sensor P2WL | [System Sensor] [NAC] [VFWR, TEMPORAL HIGH] P2R, P2W [System Sensor] [NAC] [VDC, TEMPORAL HIGH] P2R, P2W
28c4cdb9-5783-4e33-8c2c-8ebcdd532b4d | NFPA 170 FIRE ALARM CONTROL UNIT | RISER FACP |  | North | Hochiki |  | Fire Alarm Control Unit |  |  |  | Assembly | TRUE | LA101K1-60 |  | FireNET L@TITUDE Analog Addressable Fire Alarm Control Panel, 4 Slot Standard Enclosure, 5.25 A 115V, 2-Loop Panel Module, Hochiki Protocol, Network Module, and Media Gateway™, Black, 48 Zone LEDs | 1 | [6 empty] | FALSE |  |  | *Refer to Install Sheet | 16.5in (W) x 23.2in (H) x 6in (D) | KM5FCRD (Optional Semi-Flush Mounting Kit) | #FFFF0000 | FA-NFPA 170 FIRE ALARM CONTROL UNIT | 1 | FALSE | FALSE | FALSE | 202 | [8 empty] | 7,12,18,28 |  |  | 5.25 |  | TRUE | [5 empty] | DESKTOP-GHR3H5U\Anthony | 2019-11-27 08:00 | THOR\acont | 2024-09-08 17:27
6279e161-34f3-4b97-a3c0-8ebea8cb6eee | NFPA 170 FIRE ALARM COMMUNICATOR |  |  | North | Monaco Enterprises |  | Cards & Components |  |  |  | Card | TRUE | 176-214-00 | + | BT-X Relay Board | 1 | 0 | 0.448 |  |  |  |  | FALSE | [5 empty] | #FFFF0000 | FA-NFPA 170 FIRE ALARM COMMUNICATOR | 1 | FALSE | FALSE | FALSE | 251 | [8 empty] | 7 |  |  |  |  | TRUE | [5 empty] | DESKTOP-7EIEB7A\acont | 2021-11-02 12:11 | THOR\acont | 2024-09-08 17:27 | Cloned from Monaco Enterprises 176-208-00 | [Monaco Enterprises] [RELAY] 176-206-xx, 176-208-00, 176-212-00, 176-214-00, 227-44x-xx, 227-600-xx, 227-600-xx w/BT-XM Upgrade, 227-618-00, 227-623-xx, 227-630-xx, 803-119-01
95f4ff4d-3b19-42e8-8a34-8ec7a2f6a4dc | NFPA 170 SOLENOID VALVE |  |  | North | Block Definition Only |  | Solenoid |  |  |  | Module | TRUE | NFPA 170 SOLENOID VALVE |  | NFPA 170 SOLENOID VALVE | 1 | [12 empty] | #FFFF0000 | FA-NFPA 170 SOLENOID VALVE | 1 | FALSE | FALSE | FALSE | 1701 | [19 empty] | AULAPTOP-PC\Aulaptop | 2020-03-26 07:41 | THOR\acont | 2024-09-08 17:27
a9b62ee3-f920-4bbf-9938-8ecb4c6b6e32 | NFPA 170 SPEAKER STROBE |  |  | North | Edwards |  | Speaker/Strobe |  |  |  | Module | TRUE | 757-7A-SS25W |  | 15/75cd Strobe, Cone Speaker, 25V .25 .5, 1, 2w | 1 | [6 empty] | FALSE | [5 empty] | #FF0070C0 | FA-NFPA 170 SPEAKER STROBE | 1 | FALSE | FALSE | FALSE | 2019 | [13 empty] | FALSE | [7 empty] | THOR\acont | 2024-09-08 17:27 |  | [Edwards] [AUDIO 25v] [25V AUDIO] 757-1A-R25, 757-1A-R25W, 757-7A-SS25, 757-7A-SS25W [Edwards, Kidde] [NAC] [16 VFWR, HIGH] 757-7A-RS25, 757-7A-RS25W, 757-7A-RS70, 757-7A-RS70W, 757-7A-SS25, 757-7A-SS25W, 757-7A-SS70, 757-7A-SS70W, 757-7A-T, 757-7A-TW, INT-7A-RS25, INT-7A-RS25W, INT-7A-RS70, INT-7A-RS70W [Edwards, Kidde] [NAC] [16 VDC, HIGH] 757-7A-RS25, 757-7A-RS25W, 757-7A-RS70, 757-7A-RS70W, 757-7A-SS25, 757-7A-SS25W, 757-7A-SS70, 757-7A-SS70W, 757-7A-T, 757-7A-TW, INT-7A-RS25, INT-7A-RS25W, INT-7A-RS70, INT-7A-RS70W
57b1335e-9aef-42d6-b951-8ed8ad0e2bbd |  |  |  | North | Edwards |  | Hardware |  |  |  | Hardware | TRUE | SD-T120 |  | SuperDuct, Air sample tube, 120 inch | 1 | [6 empty] | FALSE | [5 empty] | #FFFFFFFF |  |  | FALSE | FALSE | FALSE | [14 empty] | FALSE | [7 empty] | THOR\acont | 2024-10-09 10:48
c12a948e-f093-469e-a2a5-8edf22ab2c5f | NFPA 170 CELL COMM | RISER CELL COMM |  | North | Honeywell |  | Cellular Communicator |  |  |  | Assembly | TRUE | HWF2V-COM |  | LTE Digital Cellular Fire Alarm Communicator and Internet Panel, Verizon LTE / IP | 1 | [6 empty] | TRUE | [5 empty] | #FFFF0000 | FA-NFPA 170 CELL COMM | 1 | FALSE | FALSE | FALSE | 251 | [8 empty] | 7 |  |  |  |  | FALSE | [5 empty] | DESKTOP-0D6CQVA\lousc | 2019-08-31 08:18 | THOR\acont | 2024-09-08 17:27
7b3d9a85-f39f-41b2-aa0f-8eef4d4948da | NFPA 170 AMPLIFIER RACK | RISER AMP |  | North | Evax |  | Amplifier |  |  |  | Assembly | TRUE | HMX-DPS50 (25V) | + | Distributed Panel, Single Channel, 50W | 1 | [6 empty] | FALSE | [5 empty] | #FFFF0000 | FA-NFPA 170 AMPLIFIER RACK | 1 | FALSE | FALSE | FALSE | 300 | [8 empty] | 7,12,18 |  |  |  | 50 | TRUE | [5 empty] | DESKTOP-7SAL8M7\acont | 2020-07-16 11:07 | THOR\acont | 2024-09-08 17:27 | Cloned from Hochiki FNVDPS50 (25V)
0638a6a3-f7de-4554-b2bb-8eef85663ddb |  |  |  | North | MIRCOM | [5 empty] | Module | TRUE | OGN-FLSLIC-STD | new | Fire Alarm Control Panel License for 10-99 Connections (Price per connection) Requires: OGN-KEY (sold seperately) Contact us for non-Mircom panel connections | 1 | [12 empty] | #FFFFFFFF |  |  | FALSE | FALSE | FALSE | [20 empty] | THOR\acont | 2024-02-24 16:13 | THOR\acont | 2024-10-09 10:48
e342c8a6-e568-452d-955d-8ef068368e58 | NFPA 170 STROBE WALL |  |  | North | Siemens |  | Strobe |  |  |  | Module | TRUE | SLSWR-AL | S54329-F28-A1 | SLSWR-AL ST,WALL,RED,ALERT | 1 | [12 empty] | #FF0070C0 | FA-NFPA 170 STROBE WALL | 1 | FALSE | FALSE | FALSE | 2023 | [19 empty] | DESKTOP-7SAL8M7\acont | 2019-08-13 09:04 | THOR\acont | 2024-09-08 17:27 |  | [Siemens] [NAC] [24 VDC] SLSPSWR-AL, SLSPSWR-ALA, SLSPSWR-F, SLSPSWR-M, SLSPSWR-N, SLSPSWR-NA, SLSPSWW-AL, SLSPSWW-ALA, SLSPSWW-F, SLSPSWW-M, SLSPSWW-N, SLSPSWW-NA, SLSWR-A, SLSWR-AL, SLSWR-ALA, SLSWR-F, SLSWR-FB, SLSWR-N, SLSWR-NA, SLSWW-AL, SLSWW-ALA, [Siemens] [NAC] [24 VDC] SLSWR-A, SLSWR-AL, SLSWR-ALA, SLSWR-F, SLSWR-FB, SLSWR-N, SLSWR-NA, SLSWW-AL, SLSWW-ALA, SLSWW-F, SLSWW-FB, SLSWW-N, SLSWW-NA [Siemens] [NAC] [16 VDC] SLSPSWR-AL, SLSPSWR-ALA, SLSPSWR-F, SLSPSWR-M, SLSPSWR-N, SLSPSWR-NA, SLSPSWW-AL, SLSPSWW-ALA, SLSPSWW-F, SLSPSWW-M, SLSPSWW-N, SLSPSWW-NA, SLSWR-A, SLSWR-AL, SLSWR-ALA, SLSWR-F, SLSWR-FB, SLSWR-N, SLSWR-NA, SLSWW-AL, SLSWW-ALA,
82f24b2c-3b5f-460f-81be-8ef3b7e2a1c4 | NFPA 170 FIRE ALARM CONTROL UNIT | RISER FACP |  | North | Firelite |  | Fire Alarm Control Unit |  |  |  | Assembly | TRUE | ES-50XC | ++ | Addressable Fire Alarm Control Panel with one DCL loop. Includes main circuit board with display, pre-installed communicator, chassis with transformer, dress panel, backbox with door, plastic bag containing screws, cables, key, etc., manual. | 1 | [6 empty] | FALSE | FALSE |  |  | Backbox: 19.00" (48.26 cm.) high x 16.65" (42.29 cm.) wide x 5.25" (13.34 cm.) deep. |  | #FFFF0000 | FA-NFPA 170 FIRE ALARM CONTROL UNIT | 1 | FALSE | FALSE | FALSE | 202 |  |  | 7165-0075:0511 | [5 empty] | 7,12,18 |  |  |  |  | TRUE | [5 empty] | THOR\acont | 2024-07-08 10:09 | THOR\acont | 2024-09-08 17:27 | Cloned from Firelite ES-50XP
90dbad5c-0d0b-43de-a467-8ef67b6f6fb9 |  |  |  | North | Secutron |  | Cards & Components |  |  |  | Card | TRUE | MR-2200 Main Board | ++ | Main Board | 1 | 0.11 | 0.175 |  |  |  |  | TRUE | FALSE |  |  |  |  | #FFFFFFFF |  |  | FALSE | FALSE | FALSE | [14 empty] | FALSE | [5 empty] | DESKTOP-7EIEB7A\acont | 2023-06-23 16:18 | THOR\acont | 2024-10-09 10:48 | Cloned from Firelite MR-2100 Main Board | [Secutron] [IDC] [#3 RELAY] MR-2100 Main Board, MR-2200 Main Board [Secutron] [VAC ] [120VAC] MR-2100 Main Board, MR-2200 Main Board [Secutron] [IDC] [#1 RELAY] MR-2100 Main Board, MR-2200 Main Board [Secutron] [IDC] [#4 RELAY] MR-2100 Main Board, MR-2200 Main Board [Secutron] [IDC] [#2 RELAY] MR-2100 Main Board, MR-2200 Main Board | [Secutron] MR-2100 Main Board, MR-2200 Main Board
0c6de8c5-3ed5-4252-9b27-8efe2e5996ae | NFPA 170 STROBE WALL |  |  | North | Eaton Wheelock |  | Strobe |  |  |  | Module | TRUE | ELSTR-NA | + | WALL STROBE, RED, NONE, AMBER | 1 | [6 empty] | TRUE | [5 empty] | #FF0070C0 | FA-NFPA 170 STROBE WALL | 1 | FALSE | FALSE | FALSE | 2020 | [19 empty] | DESKTOP-7EIEB7A\acont | 2021-05-18 16:16 | THOR\acont | 2024-09-08 17:27 | Cloned from Eaton Wheelock ELSTR-N | [Eaton Wheelock] [NAC] [24VDC] ELSTR, ELSTR-A, ELSTR-AL, ELSTR-ALA, ELSTR-N, ELSTR-NA, ELSTW, ELSTW-A, ELSTW-AL, ELSTW-ALA, ELSTW-EV, ELSTW-N, ELSTW-NA, STR, STW
3441e7dd-0900-4a5a-bd74-8f00c715e851 |  |  |  | North | Bosch | [5 empty] | Module | TRUE | LBB4416/20 | * | PRAESIDEO Network Cable Assembly 20m | 1 | [12 empty] | #FFFFFFFF |  |  | FALSE | FALSE | FALSE | [20 empty] | DESKTOP-7EIEB7A\acont | 2021-08-13 06:25 | THOR\acont | 2024-10-09 10:48
9ae03cd1-3e80-4266-b08c-8f04c186844f | NFPA 170 SMOKE CONTROL PANEL |  |  | North | Generic |  | Smoke Control Panel |  |  |  | Module | TRUE | SMOKE CONTROL PANEL |  | SCP PANEL | 1 | [6 empty] | TRUE | [5 empty] | #FFFF0000 | FA-NFPA 170 SMOKE CONTROL PANEL | 1 | FALSE | FALSE | FALSE | [20 empty] | DESKTOP-7EIEB7A\acont | 2021-08-10 13:22 | THOR\acont | 2024-09-08 17:27
2c45d2e2-7485-452b-acf0-8f1359a29e3b |  |  |  | North | Siemens | [5 empty] | Module | TRUE | D2325CPS | 500-650019 | SINGLE MODE FIBER OPTIC INTERFACE | 1 | [12 empty] | #FFFFFFFF |  |  | FALSE | FALSE | FALSE | [20 empty] | DESKTOP-7SAL8M7\acont | 2019-08-13 09:04 | THOR\acont | 2024-10-09 10:48
4f4e4aae-4701-49dc-9739-8f1398a1edd0 | CADGEN DOOR CONTACT |  |  | North | NASCOM |  | Door Contact |  |  |  | Module | TRUE | MET-204C AR | ++ | Surface Mount Armored Commercial Type W/Wire Leads or Armored Cable | 1 |  |  |  |  | 1.5 | [7 empty] | #FFFF0000 | FA-CADGEN DOOR CONTACT | 1 | FALSE | FALSE | FALSE | [17 empty] | REX |  |  | DESKTOP-7EIEB7A\acont | 2023-01-30 11:17 | THOR\acont | 2024-09-08 17:27 | Cloned from NASCOM MET-204C | [NASCOM] [IDC] 01 [INPUT] C CONTACT, D CONTACT, MET-200, MET-200 AR, MET-201B, MET-201B AR, MET-202C, MET-202C AR, MET-202C AR-WP18, MET-204C, MET-204C AR, N1178CGSHK/STO36W1, N200AU/ST036, N200AU/ST036 x 2, N505AUTMC, N707AU/M, N707AU/ST, N707AU/STATS, [NASCOM] [ACCESS CONTROL INPUT] [*] [INPUT] C CONTACT, D CONTACT, MET-200, MET-200 AR, MET-201B, MET-201B AR, MET-202C, MET-202C AR, MET-202C AR-WP18, MET-204C, MET-204C AR, N1178CGSHK/STO36W1, N200AU/ST036, N200AU/ST036 x 2, N505AUTMC, N707AU/M, N707AU/
5a87acd0-8ca6-43d7-a6be-8f144bb4ae3d | NFPA 170 SPEAKER STROBE CEILING |  |  | North | Edwards |  | Speaker/Strobe |  |  |  | Module | TRUE | 965-3A-8RW |  | 30cd Strobe, 8" Round Cone, 70V .5, 1, 2, 4w | 1 | [6 empty] | FALSE | TRUE |  |  |  |  | #FF0070C0 | FA-NFPA 170 SPEAKER STROBE CEILING | 1 | FALSE | FALSE | FALSE | 2020 | [13 empty] | FALSE |  |  | C |  |  |  |  | THOR\acont | 2024-09-08 17:27
a635665b-8bb8-4627-b5de-8f186e296468 | NFPA 170 HEAT DETECTOR |  |  | North | Kidde |  | Heat Detector |  |  |  | Module | TRUE | DS-HFS |  | Heat detector, combination 135F fixed with 15F/min ROR, | 1 | 0.00015 | 0.00022 |  |  |  |  | FALSE | TRUE |  |  |  |  | #FFFF0000 | FA-NFPA 170 HEAT DETECTOR | 1 | FALSE | FALSE | FALSE | 1403 | [13 empty] | FALSE |  |  | 135 FT |  |  | DESKTOP-QGO6JOK\acont | 2021-06-04 09:27 | THOR\acont | 2024-09-08 17:27 | Cloned from Kidde KI-HRD w/KI-SB BASE | [Kidde] [SLC EST MODULES SENSORS] [*] [#2 SHARED ADDR ¦ SENSORS] DS-HFS (C), DS-PS (C), FX-HD w/IB4U BASE, FX-HD w/RB4U BASE, FX-HD w/SB4U BASE, FX-HD w/SB4U-LF BASE, FX-HD wB4U BASE, FX-PD w/B4U BASE (C), FX-PD w/IB4U BASE (C), FX-PD w/SB4U BASE (C), FX [Kidde] [SLC EST SENSORS] [*] [#4 TYPE ADDR ¦ SENSORS] DS-HFS (C), DS-PS (C), FX-HD w/IB4U BASE, FX-HD w/RB4U BASE, FX-HD w/SB4U BASE, FX-HD w/SB4U-LF BASE, FX-HD wB4U BASE, FX-PD w/B4U BASE (C), FX-PD w/IB4U BASE (C), FX-PD w/SB4U BASE (C), FX-PD w/SB4U [Edwards, Kidde] [SLC EST MODULES/SENSORS] 01 [*] [iO64] DS-HFS (C), DS-PS (C), FX-HD w/IB4U BASE, FX-HD w/RB4U BASE, FX-HD w/SB4U BASE, FX-HD w/SB4U-LF BASE, FX-HD wB4U BASE, FX-PD w/B4U BASE (C), FX-PD w/IB4U BASE (C), FX-PD w/SB4U BASE (C), FX-PD w/SB [Edwards, Kidde] [SLC EST SENSORS] 01 [*] [EST3, iO1000] DS-HFS (C), DS-PS (C), FX-HD w/IB4U BASE, FX-HD w/RB4U BASE, FX-HD w/SB4U BASE, FX-HD w/SB4U-LF BASE, FX-HD wB4U BASE, FX-PD w/B4U BASE (C), FX-PD w/IB4U BASE (C), FX-PD w/SB4U BASE (C), FX-PD w/SB
a2f01dde-108a-4f62-b41b-8f1faca5d0e9 | NFPA 170 GAS DETECTOR |  |  | North | Kidde |  | Gas Detection |  |  |  | Module | TRUE | KIR-COD w/KI-SB BASE | ++ | Intelligent Carbon Monoxide Detector | 1 | 5.1e-05 | 6.8e-05 |  |  |  |  | FALSE | TRUE |  |  |  |  | #FFFF0000 | FA-NFPA 170 GAS DETECTOR | 1 | FALSE | FALSE | FALSE | 1408 | [13 empty] | FALSE | [5 empty] | DESKTOP-7EIEB7A\acont | 2023-05-24 19:06 | THOR\acont | 2024-09-08 17:27 | Cloned from Kidde KI-COD w/KI-SB BASE | [Edwards, Kidde] [SLC EST SENSORS] 01 [*] [EST3, iO1000] DS-HFS (C), DS-PS (C), FX-HD w/IB4U BASE, FX-HD w/RB4U BASE, FX-HD w/SB4U BASE, FX-HD w/SB4U-LF BASE, FX-HD wB4U BASE, FX-PD w/B4U BASE (C), FX-PD w/IB4U BASE (C), FX-PD w/SB4U BASE (C), FX-PD w/SB [Edwards, Kidde] [SLC EST MODULES/SENSORS] 01 [*] [iO64] DS-HFS (C), DS-PS (C), FX-HD w/IB4U BASE, FX-HD w/RB4U BASE, FX-HD w/SB4U BASE, FX-HD w/SB4U-LF BASE, FX-HD wB4U BASE, FX-PD w/B4U BASE (C), FX-PD w/IB4U BASE (C), FX-PD w/SB4U BASE (C), FX-PD w/SB [Kidde] [SLC EST MODULES SENSORS] [*] [#2 SHARED ADDR ¦ SENSORS] DS-HFS (C), DS-PS (C), FX-HD w/IB4U BASE, FX-HD w/RB4U BASE, FX-HD w/SB4U BASE, FX-HD w/SB4U-LF BASE, FX-HD wB4U BASE, FX-PD w/B4U BASE (C), FX-PD w/IB4U BASE (C), FX-PD w/SB4U BASE (C), FX [Kidde] [SLC EST SENSORS] [*] [#4 TYPE ADDR ¦ SENSORS] DS-HFS (C), DS-PS (C), FX-HD w/IB4U BASE, FX-HD w/RB4U BASE, FX-HD w/SB4U BASE, FX-HD w/SB4U-LF BASE, FX-HD wB4U BASE, FX-PD w/B4U BASE (C), FX-PD w/IB4U BASE (C), FX-PD w/SB4U BASE (C), FX-PD w/SB4U
4237f70d-1f61-4766-9cab-8f24cd904c39 |  |  |  | North | Autocall |  | Hardware |  |  |  | Hardware | TRUE | A49MP-SOWW | + | Mounting back plate in white. | 1 | 0 | 0 |  |  |  |  | TRUE | [5 empty] | #FFFFFFFF |  |  | FALSE | FALSE | FALSE | [20 empty] | DESKTOP-7EIEB7A\acont | 2021-11-14 10:17 | THOR\acont | 2024-10-09 10:48 | Cloned from AutoCall A2975-9145
206763e2-5c71-4c49-a02a-8f25c6e88e05 | NFPA 170 AMPLIFIER RACK | RISER AMP |  | North | Firelite |  | Amplifier |  |  |  | Assembly | TRUE | ECC-50/100 (100W, 25V) | + | (Primary Operating Console) 100 Watt, 25VRMS single speaker zone emergency voice evacuation system, integral microphone, built in tone generator and 14 recordable messages. | 1 | [6 empty] | FALSE | [5 empty] | #FFFF0000 | FA-NFPA 170 AMPLIFIER RACK | 1 | FALSE | FALSE | FALSE | 300 | [8 empty] | 7,12,18,26 |  |  | 7.5 | 100 | TRUE | [5 empty] | DESKTOP-7SAL8M7\acont | 2019-02-22 08:17 | THOR\acont | 2024-09-08 17:27 | Cloned from Firelite ECC-50/100 (50W, 25V)
ed4b3669-a488-4f02-98fd-8f2e00eb0b21 |  |  |  | North | Simplex | [5 empty] | Module | TRUE | 4010-6309 | ++ | ES Net NIC dual channel DSL media card | 1 | 0.155 | 0.155 | [10 empty] | #FFFFFFFF |  |  | FALSE | FALSE | FALSE | [20 empty] | THOR\acont | 2024-02-23 06:00 | THOR\acont | 2024-10-09 10:48 | Cloned from Simplex 4100-6309 | [Autocall, Simplex] [DSL] 4007-6307, 4007-6309, 4010-6309, 4100-6309, 4190-9857, A007-6307, A007-6309, A010-6309, A100-6309, A190-9857 | [Autocall, Simplex] 4007-6307, 4007-6309, 4010-6309, 4100-6309, 4190-9857, A007-6307, A007-6309, A010-6309, A100-6309, A190-9857
a1ce81f6-865a-4c1e-ab58-8f34164c4740 | NFPA 170 FIRE ALARM CONTROL UNIT | RISER FACP |  | North | Kidde |  | Fire Alarm Control Unit |  |  |  | Assembly | TRUE | VS1-GD |  | FACP, 1 Loop, 64pt, 2 Cl B NACs, gray, w/dialer, 120v | 1 | [6 empty] | FALSE | [5 empty] | #FFFF0000 | FA-NFPA 170 FIRE ALARM CONTROL UNIT | 1 | FALSE | FALSE | FALSE | 202 | [8 empty] | 7,12,18 |  |  |  |  | TRUE | [7 empty] | THOR\acont | 2024-09-08 17:27
e572453e-7082-433f-84dc-8f35d23e8ecc | NFPA 170 HEAT DETECTOR |  |  | North | Fike |  | Heat Detector |  |  |  | Module | TRUE | FIK-5351R w/B224RB-WH | ++ | White, low‐profile intelligent 135°F fixed and rate‐of‐rise thermal sensor, Relay Base | 1 | 0.0002 | 0.0045 |  |  |  |  | FALSE | TRUE |  |  |  |  | #FFFF0000 | FA-NFPA 170 HEAT DETECTOR | 1 | FALSE | FALSE | FALSE | 1403 | [13 empty] | FALSE |  |  | R |  |  | DESKTOP-7EIEB7A\acont | 2023-01-02 16:15 | THOR\acont | 2024-09-08 17:27 | Cloned from Firelite H365R w/B224RB-WH | [Fike] [SLC IDP SENSORS] [*] [#4 TYPE ADDR ¦ SENSORS] DNR w/FIK‐2351R (C), FIK-2351 w/B200S-LF-WH (C), FIK-2351 w/B200S-WH (C), FIK-2351 w/B224RB-WH (C), FIK-2351 w/B300-6 (C), FIK-2351T w/B200S-LF-WH (C), FIK-2351T w/B200S-WH (C), FIK-2351T w/B224RB-WH
f2562c87-84c2-44de-bcd3-8f36578f3c53 |  |  |  | North | Potter |  | Cards & Components |  |  |  | Card | TRUE | PVC-MBR (70V) | + |  | 1 | 0.031 | 0.031 |  |  |  |  | TRUE | [5 empty] | #FFFFFFFF |  |  | FALSE | FALSE | FALSE | [20 empty] | DESKTOP-7SAL8M7\acont | 2020-11-03 16:06 | THOR\acont | 2024-10-09 10:48 | Cloned from Hochiki FNV-MBR (70V) |  | [Potter] PVC-MBR (70V)
9e8b6033-3b48-4121-9a42-8f36b6057fb9 |  |  |  | North | Bosch | [5 empty] | Module | TRUE | D344-5 | * | DUCT SAMPLE TUBE, 5 FOOT | 1 | [12 empty] | #FFFFFFFF |  |  | FALSE | FALSE | FALSE | [20 empty] | DESKTOP-7EIEB7A\acont | 2021-08-13 06:25 | THOR\acont | 2024-10-09 10:48
d98ba46d-fa3e-42d0-b9ca-8f3af0c57f04 | NFPA 170 STROBE WALL |  |  | North | Eaton Wheelock |  | Strobe |  |  |  | Module | TRUE | RSS-24MCW-FR | ++ | Strobe, 24 Vdc, red, selectable, | 1 | 0 | 0.347 |  |  |  |  | FALSE | FALSE |  |  |  |  | #FF0070C0 | FA-NFPA 170 STROBE WALL | 1 | FALSE | FALSE | FALSE | 2022 | [13 empty] | FALSE | [7 empty] | THOR\acont | 2024-09-08 17:27 |  | [Eaton Wheelock] [NAC] [FWR] RSS-24MCW-FR, RSS-24MCW-FW [Bosch, Eaton Wheelock] [NAC] [DC] RSS-24MCW-FR, RSS-24MCW-FW, RSS-24MCW-FW
42995985-43f0-4827-a5ac-8f4111660413 | NFPA 170 GAS DETECTOR |  |  | North | Edwards |  | Gas Detection |  |  |  | Module | TRUE | 250-CO |  | GE SafeAir Carbon Monoxide Detector | 1 | [6 empty] | FALSE | [5 empty] | #FFFF0000 | FA-NFPA 170 GAS DETECTOR | 1 | FALSE | FALSE | FALSE | 1402 | [13 empty] | FALSE | [7 empty] | THOR\acont | 2024-09-08 17:27 | 20191121 AC Detector without base
5cc8eef2-861e-4681-b06f-8f41198b8bf7 |  |  |  | North | Edwards |  | Cards & Components |  |  |  | Card | TRUE | ADC-EX |  | Escape Series Expansino Loop Card | 1 | [6 empty] | TRUE | [5 empty] | #FFFFFFFF |  |  | FALSE | FALSE | FALSE | [14 empty] | FALSE | [7 empty] | THOR\acont | 2024-10-09 10:48
9e50aaad-e73e-4475-b250-8f412bbbc5a9 | NFPA 170 GAS DETECTOR |  |  | North | Gamewell FCI |  | Gas Detection |  |  |  | Module | TRUE | MCS-CO3 w/B224BI-IV | + | Intelligent addressable carbon monoxide detector, white w/ Intelligent isolator base, ivory, UL listed | 1 | 0.0002 | 0.0045 |  |  |  |  | FALSE | TRUE | FLUSH |  | 4" SQ. DEEP | 3 "O" PLASTER RING | #FFFF0000 | FA-NFPA 170 GAS DETECTOR | 1 | FALSE | FALSE | FALSE | 1402 | [13 empty] | FALSE |  |  | I |  |  | DESKTOP-7EIEB7A\acont | 2021-02-28 15:38 | THOR\acont | 2024-09-08 17:27 | Cloned from Notifier FSCO-951 w/B224BI-IV | [Gamewell FCI] [SLC MODULES SENSORS] [*] [#2 SHARED ADDR ¦ SENSORS] ADPF (C), ASD-PL2F w/B200S-LF-WH (C), ASD-PL2F w/B210LP (C), ASD-PL2FR (C), ASD-PL3 w/B200S-LF-WH (C), ASD-PL3 w/B200SR-LF-WH (C), ASD-PL3 w/B200SR-WH (C), ASD-PL3 w/B224BI-WH (C), ASD-P [Gamewell FCI] [SLC SENSORS] [*] [#4 TYPE ADDR ¦ SENSORS] ADPF (C), ASD-PL2F w/B200S-LF-WH (C), ASD-PL2F w/B210LP (C), ASD-PL2FR (C), ASD-PL3 w/B200S-LF-WH (C), ASD-PL3 w/B200SR-LF-WH (C), ASD-PL3 w/B200SR-WH (C), ASD-PL3 w/B224BI-WH (C), ASD-PL3 w/B224R
6989bf88-126e-44a7-94bb-8f43016db7f9 | NFPA 170 ADDRESSABLE INPUT MONITOR MODULE |  |  | North | Notifier |  | Addressable Module |  |  |  | Module | TRUE | FMM-1 | ++ | Addressable Monitor Module W/ FlashScan, Supervises Class A or Class B of Dry Contact Input | 1 | 0.00035 | 0.005 |  |  |  |  | FALSE | FALSE | FLUSH |  | 4"SQ. DEEP | N/A | #FFFF0000 | FA-NFPA 170 ADDRESSABLE INPUT MONITOR MODULE | 1 | FALSE | FALSE | FALSE | 1000 |  |  | 7300-0028:0219 | [10 empty] | FALSE | [7 empty] | THOR\acont | 2024-09-08 17:27 |  | [Honeywell, Notifier, System Sensor] [SLC MODULES] [*] [#3 TYPE ADDR ¦ MODULES] 30-3013 w/FMM-101, Q3013D, ACM-8R, ACPS-610, AMPS-24, AMPS-24E, EM-1M, EM-1MI, EM-1MM, EM-1MMI, EM-1R, EM-1RI, EM-1SR, EM-1SRI, FCM-1, FCM-1-REL, FD7044 MM-101, FDM-1, FDRM-1 [Honeywell, Notifier, System Sensor] [SLC MODULES SENSORS] [*] [#1 SHARED ADDR ¦ MODULES] 30-3013 w/FMM-101, Q3013D, ACM-8R, ACPS-610, AMPS-24, AMPS-24E, EM-1M, EM-1MI, EM-1MM, EM-1MMI, EM-1R, EM-1RI, EM-1SR, EM-1SRI, FCM-1, FCM-1-REL, FD7044 MM-101, FDM | [Notifier, Silent Knight] EM-1M, EM-1MI, EM-1MM, EM-1MMI, FD7044 MM-101, FMM-1, FMM-101, HFS-MM, NMM-100, NMM-100P
f56b9f11-5cf7-4e3f-bf8e-8f44627215e3 |  |  |  | North | Monaco Enterprises |  | Cards & Components |  |  |  | Card | TRUE | 710-059-11 |  | Expansion Kit for MAAP-X to Text Display Interface, adds 8 RS-485 ports. | 1 | [6 empty] | TRUE | [5 empty] | #FFFFFFFF |  |  | FALSE | FALSE | FALSE | [20 empty] | DESKTOP-7SAL8M7\acont | 2020-04-06 13:38 | THOR\acont | 2024-10-09 10:48 | Cloned from Monaco Enterprises 710-059-10 |  | [Monaco Enterprises] 710-059-11
81af929e-98df-432a-8497-8f4b15a9fae2 | NFPA 170 SMOKE DETECTOR |  |  | North | Bosch |  | Smoke Detector |  |  |  | Module | TRUE | FAP-440 w/FAA-440-B4 | + | Analog photoelectric detector head, 24V w/4" Base | 1 | 0.017 | 0.017 |  |  |  |  | FALSE | TRUE |  |  |  |  | #FFFF0000 | FA-NFPA 170 SMOKE DETECTOR | 1 | FALSE | FALSE | FALSE | 1403 | [13 empty] | FALSE | [5 empty] | DESKTOP-7EIEB7A\acont | 2021-06-09 08:25 | THOR\acont | 2024-09-08 17:27 | Cloned from Bosch FAP-440 w/FAA-440-B6 | [Bosch] [SLC BOSCH MODULES SENSORS] [*] [#01 SENSORS ++] FAH-325 w/FAA-325-6 (C), FAH-325 w/FAA-325-B4 (C), FAH-325 w/FAA-325-B6S (C), FAH-440 w/FAA-440-B6 (C), FAI-325 w/FAA-325-6 (C), FAI-325 w/FAA-325-B4 (C), FAI-325 w/FAA-325-B6S (C), FAP-325 w/FAA-3
827df994-e847-48f6-b444-8f4f55aca841 |  |  |  | North | MIRCOM |  | Cards & Components |  |  |  | Card | TRUE | FX-4000MNS Main Board | ++ | Main Board | 1 | 0.31 | 0.733 | 12 |  |  |  | TRUE | [5 empty] | #FFFFFFFF |  |  | FALSE | FALSE | FALSE | [14 empty] | FALSE | [5 empty] | THOR\acont | 2024-02-23 14:56 | THOR\acont | 2024-10-09 10:48 | Cloned from MIRCOM FX-401 Main Board | [MIRCOM] [IDC] [#2 SUPERVISORY] BPS-1002 Main Board, BPS-602 Main Board, BPS-802 Main Board, FX-350 Main Board, FX-4000MNS Main Board, FX-4003-12N Main Board, FX-4009-12N Main Board, FX-4017-12N Main Board [MIRCOM] [IDC] [#3 TROUBLE] BPS-1002 Main Board, BPS-602 Main Board, BPS-802 Main Board, FA-106 Main Board, FX-350 Main Board, FX-4000MNS Main Board, FX-4003-12N Main Board, FX-4009-12N Main Board, FX-4017-12N Main Board [MIRCOM] [IDC] [#1 ALARM] FA-106 Main Board, FX-350 Main Board, FX-4000MNS Main Board, FX-4003-12N Main Board, FX-4009-12N Main Board, FX-4017-12N Main Board | [MIRCOM] FX-4000MNS Main Board, FX-4009-12N Main Board, FX-401 Main Board, FX-4017-12N Main Board [MIRCOM] FX-4000MNS Main Board, FX-4003-12N Main Board, FX-4009-12N Main Board, FX-4017-12N Main Board
418ea83b-f092-409a-9f4c-8f5480601467 | NFPA 170 NON ADDRESSABLE RELAY |  |  | North | Space Age Electronics |  | Non-Addressable Relay |  |  |  | Module | TRUE | SC-300 |  | TIMING RELAY MODULE | 1 | 0 | 0.045 |  |  |  |  | FALSE | [5 empty] | #FFFF0000 | FA-NFPA 170 NON ADDRESSABLE RELAY | 1 | FALSE | FALSE | FALSE | 1300 | [13 empty] | FALSE | [5 empty] | DESKTOP-QMKR22O\aucon | 2020-04-01 17:37 | THOR\acont | 2024-09-08 17:27 | Cloned from Space Age Electronics MR-101/T | [Air Products, Altronix, Firelite, RIB, Space Age Electronics] [AUX POWER, NAC] [*] 6062, MR-101/C/R, MR-101/CR, MR-101/T, MR-201/C/R, PAM-4, RIB2401-RD, SC-300, SSU-MR-101/C, SSU-MR-101/C/R, SSU-MR-201/C, SSU-MR-201/C/R, SSU-MR-204/C
ffd3554e-3833-4f2b-8f1a-8f56847c6d1c |  |  |  | North | Edwards |  | Hardware |  |  |  | Hardware | TRUE | FW-NCZZFP |  | PIN Code -New non-redundant system client . Auto Added | 1 | [6 empty] | FALSE | [5 empty] | #FFFFFFFF |  |  | FALSE | FALSE | FALSE | [14 empty] | FALSE | [7 empty] | THOR\acont | 2024-10-09 10:48
e4682451-1442-4c00-91d2-8f57f07f9b59 |  |  |  | North | Bosch | [5 empty] | Module | TRUE | NIN-63013-A3S | * | Camera Flex dome camera and mount | 1 | [12 empty] | #FFFFFFFF |  |  | FALSE | FALSE | FALSE | [20 empty] | DESKTOP-7EIEB7A\acont | 2021-08-13 06:25 | THOR\acont | 2024-10-09 10:48
f7e20526-9320-4f25-9325-8f63cb846def | NFPA 170 MANUAL PULL |  |  | North | MIRCOM |  | Manual Station |  |  |  | Module | TRUE | MS-402AP | + | Advanced Protocol Intelligent Two Stage Manual Station | 1 | 0.0006 | 0.0054 |  |  |  |  | FALSE | [5 empty] | #FFFF0000 | FA-NFPA 170 MANUAL PULL | 1 | FALSE | FALSE | FALSE | 957 | [13 empty] | FALSE | [7 empty] | THOR\acont | 2024-09-08 17:27 |  | [MIRCOM] [SLC MODULES SENSORS] [*] [#1 SHARED ADDR ¦ MODULES] CR-6, CZ-6, IM-10, MIX-100P, MIX-100R, MIX-100S, MIX-100X, MIX-101P, MIX-4040, MIX-4040M, MIX-4041, MIX-4045, MIX-4045-M, MIX-4046, MIX-M500DM, MIX-M500DMAP, MIX-M500FP, MIX-M500M, MIX-M500MAP
4b05c42c-a8bd-4cd2-aa75-8f6728d80bd1 | NFPA 170 EMERGENCY TEXTUAL VISUAL |  |  | North | Light Engineered Displays |  | Emergency Visual |  |  |  | Module | TRUE | SP-2B MNS |  | LED TEXT DISPLAY | 1 | [6 empty] | TRUE | [5 empty] | #FFFF0000 | FA-NFPA 170 EMERGENCY TEXTUAL VISUAL | 1 | FALSE | FALSE | FALSE | 5000 | [19 empty] | AULAPTOP-PC\Aulaptop | 2020-03-25 06:25 | THOR\acont | 2024-09-08 17:27 |  | [Light Engineered Displays] [AUX POWER] [#1 GREEN] SP-2B MNS [Light Engineered Displays] [AUX POWER] [#2 RED] SP-2B MNS
e576760e-174f-4436-9beb-8f6a76eb5e2a | NFPA 170 FLAME DETECTOR |  |  | North | Det-Tronics |  | Flame Detector |  |  |  | Module | TRUE | X3301 | + | Protect•IR Multispectrum IR Flame Detector | 1 | 0.116 | 0.116 |  |  |  |  | TRUE | [5 empty] | #FFFF0000 | FA-NFPA 170 FLAME DETECTOR | 1 | FALSE | FALSE | FALSE | 1401 | [16 empty] | XP |  |  | DESKTOP-7SAL8M7\acont | 2020-01-09 11:00 | THOR\acont | 2024-09-08 17:27 | Cloned from Det-Tronics X5200 | [Det-Tronics, Dräger, Potter] [AUX POWER] [*] Flame 3000, U5015 (C), X3301, X3302, X5200 [Det-Tronics, Dräger, Potter] [IDC] 01 Flame 3000, U5015 (C), X3301, X3302, X5200
6d5f81a9-738f-4bae-89ce-8f6dea66d9a8 | NFPA 170 MINI HORN |  |  | North | Edwards |  | Horn |  |  |  | Module | TRUE | 683-1C |  | Horn, mini, c/w signal silence & LED, 1 gang, beige | 1 | [6 empty] | FALSE | [5 empty] | #FF0070C0 | FA-NFPA 170 MINI HORN | 1 | FALSE | FALSE | FALSE | 2014 | [13 empty] | FALSE | [7 empty] | THOR\acont | 2024-09-08 17:27
d76f9d16-9428-4886-b1e9-8f86f3145ded |  |  |  | North | Siemens | [5 empty] | Module | TRUE | VKT-301 | S54333-F31-A1 | OSID DEMO KIT - INCLUDES (2) OSP-SPW (1) OSI-90 (1) OSID-INST | 1 | [12 empty] | #FFFFFFFF |  |  | FALSE | FALSE | FALSE | [20 empty] | DESKTOP-7SAL8M7\acont | 2019-08-13 09:04 | THOR\acont | 2024-10-09 10:48
8a817abd-009e-4bda-9dcb-8f9176ac7ec8 | NFPA 170 MANUAL PULL |  |  | North | Bosch |  | Manual Station |  |  |  | Module | TRUE | FMM-462 | ++ | Manual station, single-action, red, POPIT | 1 | 0.0005 | 0.0008 |  |  | 12 | 7 | [6 empty] | #FFFF0000 | FA-NFPA 170 MANUAL PULL | 1 | FALSE | FALSE | FALSE | [20 empty] | DESKTOP-7EIEB7A\acont | 2021-08-13 06:25 | THOR\acont | 2024-09-08 17:27 |  | [Bosch] [SLC BOSCH MODULES SENSORS] [*] [#02 MODULES ++] FLM-325-2I4, FLM-325-2R4-2A, FLM-325-2R4-2AI, FLM-325-2R4-8A, FLM-325-2R4-8AI, FLM-325A, FLM-325-CZM4, FLM-325-I4-A, FLM-325-I4-AI, FLM-325-IM, FLM-325-NA4, FLM-325-NAI4, FMM-325A, FMM-325A-D, FMM- [Bosch] [SLC POPIT BOSCH] [*] [#1 ++] D9127T, D9127U, F220-135 w/F220-B6PS, F220-P w/F220-B6PS (C), F220-PTH w/F220-B6PS (C), FCP-350-P w/FAA-350, FCP-350-PTH w/FAA-350, FMM-462, FMM-462-D
47c9af3c-1116-4f16-ac7b-8f92bf337226 |  |  |  | North | Bosch | [5 empty] | Module | TRUE | C2800FDI-US | * | Dsp Power Amplifier 2X1400W, Install. With Fir Drive, Phoenix Connectors. | 1 | [12 empty] | #FFFFFFFF |  |  | FALSE | FALSE | FALSE | [20 empty] | DESKTOP-7EIEB7A\acont | 2021-08-13 06:25 | THOR\acont | 2024-10-09 10:48
8b5b292c-04b9-48c3-bd0f-8f936463dc8d | NFPA 170 FIRE ALARM CONTROL UNIT | RISER FACP |  | North | Monaco Enterprises |  | Fire Alarm Control Unit |  |  |  | Assembly | TRUE | 227-865-MN |  | MAAP(+) Point Reporting MNS, 28-inch-high × 18-inch-wide × 3.6-inch-deep NEMA 1 flush mount enclosure, no radio, with Interface to BT-XM2 | 1 | [12 empty] | #FFFF0000 | FA-NFPA 170 FIRE ALARM CONTROL UNIT | 1 | FALSE | FALSE | FALSE | 202 | [13 empty] | TRUE | [5 empty] | AULAPTOP-PC\Aulaptop | 2019-04-20 02:23 | THOR\acont | 2024-09-08 17:27
187f05a7-2271-4c01-81b0-8f96e8366875 | NFPA 170 HORN STROBE |  |  | North | Edwards |  | Horn/Strobe |  |  |  | Module | TRUE | WGAVWF | ++ | Outdoor rated horn-strobe, white, fire | 1 | [6 empty] | FALSE | [5 empty] | #FF0070C0 | FA-NFPA 170 HORN STROBE | 1 | FALSE | FALSE | FALSE | 2012 | [13 empty] | FALSE |  |  | WP |  |  | THOR\acont | 2024-04-09 07:58 | THOR\acont | 2024-09-08 17:27 | Cloned from Edwards WGAVRA CLONED CLONED CLONED | [Edwards, Kidde] [NAC] [VDC, TEMPORAL] WGAVRA, WGAVRF, WGAVRF-FR, WGAVRF-SP, WGAVRN, WGAVWA, WGAVWF, WGAVWF-FR, WGAVWF-SP, WGAVWN
7516206b-551d-4a17-af87-8f9dd904a390 | NFPA 170 MANUAL PULL |  |  | North | Potter |  | Manual Releasing Station |  |  |  | Module | TRUE | MAS-R | ++ | Red Agent Release Pull Station | 1 | 0 | 0 |  |  |  |  | TRUE |  |  |  | 6" x 6" x 3" |  | #FFFF0000 | FA-NFPA 170 MANUAL PULL | 1 | FALSE | FALSE | FALSE | 957 | [19 empty] | THOR\acont | 2025-01-14 14:19 |  |  | Cloned from Gamewell FCI MS-7LR | [Potter] [IDC] [#1 RELEASE] MAS-R, MAS-Y
22c5b47e-cdf2-438c-bd6a-8f9e0faf4c90 | CADGEN KEYPAD | CADGEN KEYPAD |  | North | DMP | Security/Access Control | Keypad Interface |  |  |  | Module | TRUE | 7073-W | ++ | Thinline LCD Keypad with 4 Zones, Prox Reader and Door Access Relay | 1 | 0.085 | 0.1 |  |  | 12 |  | FALSE | [5 empty] | #FFFF0000 | FA-CADGEN KEYPAD | 1 | FALSE | FALSE | FALSE | 255 | [13 empty] | FALSE | [5 empty] | DESKTOP-7EIEB7A\acont | 2023-02-06 09:26 | THOR\acont | 2024-09-08 17:27 | Cloned from DMP 7070-W | [DMP, Honeywell] [DMP LX BUS] [*] [LX BUS] 630F, 6460W-2, 7060N-W, 7060-W, 7063N-W, 7063-W, 7070N-W, 7070-W, 7073N-W, 7073-W, 7463-W, 7830F, 7872, 7873 | [DMP] 7073N-W, 7073-W
6e04fb06-56d4-4356-98ea-8fa9f352c241 | NFPA 170 MANUAL PULL |  |  | North | Hochiki |  | Manual Station |  |  |  | Module | TRUE | HPS-SA-EX/WP | HPS-SA-EX/WP | HPS-SA-EX/WP | 1 | 0 | 0 |  |  |  |  | TRUE |  |  | *Refer to Install Sheet |  |  | #FFFF0000 | FA-NFPA 170 MANUAL PULL | 1 | FALSE | FALSE | FALSE | 957 | [19 empty] | DESKTOP-0D6CQVA\lousc | 2019-10-12 10:20 | THOR\acont | 2024-09-08 17:27 | Cloned from Hochiki HPS-DAK - WP | [Hochiki, VES] [IDC] 01 [IDC] HPS-DAH - dual action with Hex lock, HPS-DAH/S - dual action with Hex lock (Spanish), HPS-DAK - dual action with Key lock, HPS-DAK - SR, HPS-DAK - WP, HPS-DAK/S - dual action with Key lock (Spanish), HPS-SA-EX/WP, HPS-SAH si
83117e47-77e0-41f1-9bbc-8fb0eb0b1fbc |  |  |  | North | MIRCOM | [5 empty] | Module | TRUE | OGN-FLSLIC-ONE | new | Single Fire Alarm Control Panel License (Price per connection) Requires: OGN-KEY (sold seperately) Contact us for non-Mircom panel connections | 1 | [12 empty] | #FFFFFFFF |  |  | FALSE | FALSE | FALSE | [20 empty] | THOR\acont | 2024-02-24 16:13 | THOR\acont | 2024-10-09 10:48
67d745a0-c93e-4a33-8944-8fb133eddd40 | NFPA 170 STROBE WALL |  |  | North | Siemens | [5 empty] | Module | TRUE | U-MCS | + | Multicandela Selectable Strobe - Red | [7 empty] | FALSE | FALSE |  |  |  |  | #FF0070C0 | FA-NFPA 170 STROBE WALL | 1 | FALSE | FALSE |  | 2021 | [13 empty] | FALSE | [5 empty] | DESKTOP-7EIEB7A\acont | 2021-08-17 10:37 | DESKTOP-7EIEB7A\acont | 2022-08-26 14:28 | Cloned from Siemens S-LP70-MCS | [Siemens] [NAC] [DC HIGH DB] U-MCS, U-MCS-W
4c344da0-a046-4af2-ace4-8fb4fb2e38ff | NFPA 170 MANUAL PULL |  |  | North | Bosch |  | Manual Station |  |  |  | Module | TRUE | FMM-325A-D | ++ | Analog manual station, double, red | 1 | 0.00035 | 0.028 |  |  |  |  | FALSE | FALSE |  |  |  |  | #FFFF0000 | FA-NFPA 170 MANUAL PULL | 1 | FALSE | FALSE | FALSE | 957 | [13 empty] | FALSE | [5 empty] | DESKTOP-7EIEB7A\acont | 2021-06-09 08:49 | THOR\acont | 2024-09-08 17:27 | Cloned from Firelite FMM-325A | [Bosch] [SLC BOSCH MODULES SENSORS] [*] [#02 MODULES ++] FLM-325-2I4, FLM-325-2R4-2A, FLM-325-2R4-2AI, FLM-325-2R4-8A, FLM-325-2R4-8AI, FLM-325A, FLM-325-CZM4, FLM-325-I4-A, FLM-325-I4-AI, FLM-325-IM, FLM-325-NA4, FLM-325-NAI4, FMM-325A, FMM-325A-D, FMM-
13437f08-b04b-438f-8075-8fb9b7b177e0 | NFPA 170 NOTIFICATION CIRCUIT EXTENDER PANEL | RISER NAC |  | North | MIRCOM |  | Notification Circuit Extender Panel |  |  |  | Assembly | TRUE | BPS-1002 | ++ | Nac Power Extender Input 120VAC Output 12/24VDC @ 10AMP Class 2 | 1 | [6 empty] | FALSE | [5 empty] | #FFFF0000 | FA-NFPA 170 NOTIFICATION CIRCUIT EXTENDER PANEL | 1 | FALSE | FALSE | FALSE | 212 | [8 empty] | 7,12 |  |  |  |  | TRUE | [5 empty] | DESKTOP-7EIEB7A\acont | 2023-08-04 12:32 | THOR\acont | 2024-09-08 17:27 | Cloned from MIRCOM BPS-602 CLONED
e1f8c2f1-38ba-4867-9b6d-8fbeafb534e8 | NFPA 170 STROBE WALL |  |  | North | Edwards |  | Strobe |  |  |  | Module | TRUE | G4VWF-SP |  | Wall strobe, white, FUEGO | 1 | [6 empty] | FALSE |  | GRSW-10 |  |  |  | #FF0070C0 | FA-NFPA 170 STROBE WALL | 1 | FALSE | FALSE | FALSE | 2023 | [13 empty] | FALSE | [5 empty] | DESKTOP-7SAL8M7\acont | 2019-08-29 12:20 | THOR\acont | 2024-09-08 17:27 |  | [Edwards, Kidde] [NAC] [VDC] EG4VRF, EG4VRF-FR, EG4VRF-SP, EG4VRN, EG4VWF, EG4VWF-FR, EG4VWF-SP, EG4VWN, G4VRF, G4VRF-FR, G4VRF-SP, G4VRN, G4VWF, G4VWF-FR, G4VWF-SP, G4VWN [Edwards, Kidde] [NAC] [VFWR] EG4VRF, EG4VRF-FR, EG4VRF-SP, EG4VRN, EG4VWF, EG4VWF-FR, EG4VWF-SP, EG4VWN, G4VRF, G4VRF-FR, G4VRF-SP, G4VRN, G4VWF, G4VWF-FR, G4VWF-SP, G4VWN
4341956c-e6c6-433b-884e-8fc4c0e66951 |  |  |  | North | Hochiki |  | Cards & Components |  |  |  | Card | TRUE | EVX-4Z | + | Zone Splitter | 1 | 0.045 | 0.13 |  |  |  |  | TRUE | [5 empty] | #FFFFFFFF |  |  | FALSE | FALSE | FALSE | [14 empty] | FALSE | [5 empty] | DESKTOP-7EIEB7A\acont | 2021-07-02 11:24 | THOR\acont | 2024-10-09 10:48 | Cloned from Evax EVX-4Z |  | [Hochiki] EVX-4Z [Hochiki] EVX-4Z
ad8ea3f8-2d78-4492-8b3c-8fcbf05432cd | NFPA 170 FIRE ALARM CONTROL UNIT | RISER FACP |  | North | Hochiki |  | Fire Alarm Control Unit |  |  |  | Assembly | TRUE | LA103K1-14 |  | FireNET L@TITUDE Analog Addressable Fire Alarm Control Panel, 4 Slot Standard Enclosure, 10.25 A Auto Voltage, 2-Loop Panel Module, Hochiki Protocol, Network Module, and Media Gateway™, Red, Printer / 48 Zone LEDs | 1 | [6 empty] | FALSE |  |  | *Refer to Install Sheet | 16.5in (W) x 23.2in (H) x 6in (D) | KM5FCRD (Optional Semi-Flush Mounting Kit) | #FFFF0000 | FA-NFPA 170 FIRE ALARM CONTROL UNIT | 1 | FALSE | FALSE | FALSE | 202 | [8 empty] | 7,12,18,28 |  |  | 10.25 |  | TRUE | [5 empty] | DESKTOP-GHR3H5U\Anthony | 2019-11-27 07:05 | THOR\acont | 2024-09-08 17:27
d96a925e-9f0d-4853-8f90-8fccb1cdfd65 | NFPA 170 SPEAKER CEILING |  |  | North | Edwards |  | Speaker |  |  |  | Module | TRUE | GCF-S2 |  | 25V Speaker, White, FIRE | 1 | [6 empty] | FALSE | TRUE |  |  |  |  | #FF0070C0 | FA-NFPA 170 SPEAKER CEILING | 1 | FALSE | FALSE | FALSE | 2019 | [13 empty] | FALSE |  |  | C |  |  |  |  | THOR\acont | 2024-09-08 17:27 |  | [Edwards, Kidde] [AUDIO 25v] [25V AUDIO] EGCF-S2VMH (C), G4F-S2, G4F-S2V1575, G4F-S2VM, G4HFRF-S2, G4HFRF-S2VMC, G4HFRN-S2, G4HFRN-S2VMC, G4HFWA-S2, G4HFWA-S2VMA, G4HFWA-S2VMC, G4HFWF-S2, G4HFWF-S2VMC, G4HFWN-S2, G4HFWN-S2VMA, G4HFWN-S2VMC, G4RF-S2, G4RF
a83d3ab2-996a-48cb-82c8-8fd239dc2cb2 | NFPA 170 HEAT DETECTOR |  |  | North | Fenwal |  | Heat Detector |  |  |  | Module | TRUE | 27120-22 140°F |  | Vertical, Stainless Steel 140°F | 1 | [6 empty] | FALSE | TRUE |  |  |  |  | #FFFF0000 | FA-NFPA 170 HEAT DETECTOR | 1 | FALSE | FALSE | FALSE | 1403 | [13 empty] | FALSE |  |  | 140° |  |  | DESKTOP-7SAL8M7\acont | 2020-11-17 10:17 | THOR\acont | 2024-09-08 17:27 | Cloned from Fenwal 27020-1 | [Fenwal] [IDC] 01 12-E27121-000-04-0T (C), 12-F27121-000-06-0T (C), 12-X27020-000 (C), 12-X27020-001 (C), 12-X27021-000 (C), 12-X27021-001 (C), 12-X27121-000-600 (C), 12-X27121-001-600 (C), 27020-0 140°F (C), 27020-0 190°F (C), 27020-1 140°F (C), 27021-0
4b7bc5b3-3792-4e7c-9588-8fdca545e049 |  |  |  | North | Monaco Enterprises |  | Hardware |  |  |  | Hardware | TRUE | 588-090-00 | F | BACKBOX:WSM,RED,T-1,STB;HN/STB;CHIME/STB;CHIME;HN,4.82W X 5.78H X 1.85D | 1 | [6 empty] | FALSE | [5 empty] | #FFFFFFFF |  |  | FALSE | FALSE | FALSE | [14 empty] | FALSE | [5 empty] | DESKTOP-7SAL8M7\acont | 2020-03-02 16:29 | THOR\acont | 2024-10-09 10:48 | Cloned from System Sensor SBBRL
0c24c332-1538-46f0-81f7-8fdd2cd15ef8 |  |  |  | North | Monaco Enterprises |  | Hardware |  |  |  | Hardware | TRUE | 400-712-00 |  | Battery, gel type, rechargeable, 12V/18 Ah, two required | 1 | [12 empty] | #FFFFFFFF |  |  | FALSE | FALSE | FALSE | [20 empty] | AULAPTOP-PC\Aulaptop | 2019-04-20 03:50 | THOR\acont | 2024-10-09 10:48
e2ad41fd-503f-4bbe-8af7-8fdf9038f837 |  |  |  | North | Edwards |  | Cards & Components |  |  |  | Card | TRUE | iO64G Mainboard |  | Mainboard for iO64G assembly | 1 | 0.155 | 0.204 | 3.75 |  |  |  | TRUE | [5 empty] | #FFFFFFFF |  |  | FALSE | FALSE | FALSE | [14 empty] | FALSE | [7 empty] | THOR\acont | 2024-10-09 10:48 |  | [Edwards, Kidde, Macurco] [IDC] [#1 ALARM] 2IDC, 76-600000-001 Main Board, 76-800xxx-xxx Main Board, 77-600000-901 Main Board, 84-732001-901 Main Board, DVP-120 Mainboard, EST1-2Z Mainboard, FSP1004G Mainboard, FSP1004G-2 Mainboard, FSP1004GD Mainboard, [Edwards, Kidde] [VAC ] 2IDC, 76-600000-001 Main Board, 76-800xxx-xxx Main Board, 77-600000-901 Main Board, 84-732001-901 Main Board, APS10A Mainboard, APS6A Mainboard, BPS10A Mainboard, BPS10A/230 Mainboard, BPS6A Mainboard, BPS6A/230 Mainboard, EST1-2Z [Edwards, Kidde, Macurco] [IDC] [#2 TROUBLE] 2IDC, 76-600000-001 Main Board, 76-800xxx-xxx Main Board, 77-600000-901 Main Board, 84-732001-901 Main Board, DVP-120 Mainboard, EST1-2Z Mainboard, FSP1004G Mainboard, FSP1004G-2 Mainboard, FSP1004GD Mainboard [Edwards, Kidde, Macurco] [IDC] [#3 SUPERVISORY] 2IDC, 76-600000-001 Main Board, 76-800xxx-xxx Main Board, 77-600000-901 Main Board, 84-732001-901 Main Board, DVP-120 Mainboard, EST1-2Z Mainboard, FSP1004G Mainboard, FSP1004G-2 Mainboard, FSP1004GD Mainb | [Edwards, Kidde] FX-1000 Mainboard, FX-1000D Mainboard, FX-64RD Mainboard, iO1000G Mainboard, iO1000G-2 Mainboard, iO1000G-2-PG Mainboard, iO1000G-2-SP Mainboard, iO1000GC Mainboard, iO1000GD Mainboard, iO1000G-F Mainboard, iO1000G-PG Mainboard, iO1000G-S [Edwards, Kidde] FX-64R Mainboard, FX-64RD Mainboard, iO64G Mainboard, iO64G-2 Mainboard, iO64G-2-PG Mainboard, iO64G-2-SP Mainboard, iO64GD Mainboard, iO64GL Mainboard, iO64GL-F Mainboard, iO64G-PG Mainboard, iO64G-SP Mainboard, iO64R Mainboard, iO64R-2 [Edwards, Kidde] FX-64R Mainboard, FX-64RD Mainboard, iO64G Mainboard, iO64G-2 Mainboard, iO64G-2-PG Mainboard, iO64G-2-SP Mainboard, iO64GD Mainboard, iO64GL Mainboard, iO64GL-F Mainboard, iO64G-PG Mainboard, iO64G-SP Mainboard, iO64R Mainboard, iO64R-2 [Edwards, Kidde] FX-1000 Mainboard, FX-1000D Mainboard, FX-64RD Mainboard, iO1000G Mainboard, iO1000G-2 Mainboard, iO1000G-2-PG Mainboard, iO1000G-2-SP Mainboard, iO1000GC Mainboard, iO1000GD Mainboard, iO1000G-F Mainboard, iO1000G-PG Mainboard, iO1000G-S [Edwards, Kidde] FX-64R Mainboard, FX-64RD Mainboard, iO64G Mainboard, iO64G-2 Mainboard, iO64G-2-PG Mainboard, iO64G-2-SP Mainboard, iO64GD Mainboard, iO64GL Mainboard, iO64GL-F Mainboard, iO64G-PG Mainboard, iO64G-SP Mainboard, iO64R Mainboard, iO64R-2 [Edwards] iO64G Mainboard
b12cde7b-0f40-418b-b396-8fe34ab04bb1 | NFPA 170 SMOKE HEAT CO DETECTOR |  |  | North | Potter |  | Smoke/Heat/CO Detector |  |  |  | Module | TRUE | PAD200-PHCD w/PAD100-RB (Split) | + | Photoelectric Smoke/Hea/CO Detector with 6" Base with One Form-C Relay Contact | 1 | 0.0005 | 0.0005 |  |  |  |  | FALSE | TRUE |  |  |  |  | #FFFF0000 | FA-NFPA 170 SMOKE HEAT CO DETECTOR | 1 | FALSE | FALSE | FALSE | 1411 | [13 empty] | FALSE |  |  | RB |  |  | THOR\acont | 2025-02-13 11:50 |  |  | Cloned from Potter PAD200-PHCD w/PAD100-RB | [Potter] [SLC PAD] [*] [#2 SHARED ADDR ¦ SENSORS] PAD100-CD w/PAD100-4DB, PAD100-CD w/PAD100-6DB, PAD100-CD w/PAD100-IB, PAD100-CD w/PAD100-LFSB, PAD100-CD w/PAD100-RB, PAD100-CD w/PAD100-SB, PAD100-CD w/PAD100-SPKB, PAD100-DUCT (C), PAD100-DUCTR (C), PA
a24df177-d8d0-4591-834f-8ff3d505a63b |  |  |  | North | Hochiki |  | Cards & Components |  |  |  | Card | TRUE | FNV-AMI | + | Audio Module Interface Card | 1 | 0.022 | 0.022 |  |  |  |  | TRUE | [5 empty] | #FFFFFFFF |  |  | FALSE | FALSE | FALSE | [20 empty] | DESKTOP-7SAL8M7\acont | 2019-11-04 16:54 | THOR\acont | 2024-10-09 10:48 | Cloned from Evax ASC
51747abd-aecd-4a4b-bab3-8ff664b4941b | NFPA 170 SMOKE DETECTOR |  |  | North | Xtralis |  | Smoke Detector |  |  |  | Module | TRUE | OSE-HPW | + | Emitter - High Power, Wired | 1 | 0.0008 | 0.0008 | [10 empty] | #FFFF0000 | FA-NFPA 170 SMOKE DETECTOR | 1 | FALSE | FALSE | FALSE | [20 empty] | DESKTOP-7EIEB7A\acont | 2021-12-29 10:16 | THOR\acont | 2024-09-08 17:27 | Cloned from Xtralis OSE-SPW | [Honeywell, Xtralis] [AUX POWER] [*] OSE-HPW, OSE-SPW, OSI-10 (C), OSI-90 (C), OSI-R (C)
4dbb071b-7fbf-4e36-9375-8ff6a066063a | EQUIPMENT ENCLOSURE |  |  | North | Edwards |  | Enclosure |  |  |  | Assembly | TRUE | TCS-6 |  | Portable Handset Storage Cabinet | 1 | [6 empty] | FALSE | [5 empty] | #FFFF0000 | FA-EQUIPMENT ENCLOSURE | 1 | FALSE | FALSE | FALSE | [14 empty] | FALSE | [7 empty] | THOR\acont | 2024-09-08 17:27
ac07c5a0-e0a0-42fa-95dc-8ff6aaf00b06 |  |  |  | North | Edwards |  | Hardware |  |  |  | Hardware | TRUE | MN-GVM2432EXW |  | HPSA 2nd year extended warranty 2400-3200 watt MN-GVM series | 1 | [6 empty] | FALSE | [5 empty] | #FFFFFFFF |  |  | FALSE | FALSE | FALSE | [14 empty] | FALSE | [7 empty] | THOR\acont | 2024-10-09 10:48
f4b5c9fa-b619-40de-b46e-8fffcf0bd5b6 |  |  |  | North | Hochiki |  | Cards & Components |  |  |  | Card | TRUE | FNV-FPO | + | Fire Phone Output Card | 1 | [6 empty] | TRUE | [5 empty] | #FFFFFFFF |  |  | FALSE | FALSE | FALSE | [20 empty] | DESKTOP-7SAL8M7\acont | 2019-11-04 16:25 | THOR\acont | 2024-10-09 10:48
56bede4b-50c2-4140-a953-900137d879f4 | NFPA 170 FIRE ALARM CONTROL UNIT | RISER FACP |  | North | Hochiki |  | Fire Alarm Control Unit |  |  |  | Assembly | TRUE | LA101K4-14 |  | FireNET L@TITUDE Analog Addressable Fire Alarm Control Panel, 4 Slot Standard Enclosure, 5.25 A 115V, 8-Loop Panel Module, Hochiki Protocol, Network Module, and Media Gateway™, Red, Printer / 48 Zone LEDs | 1 | [6 empty] | FALSE |  |  | *Refer to Install Sheet | 16.5in (W) x 23.2in (H) x 6in (D) | KM5FCRD (Optional Semi-Flush Mounting Kit) | #FFFF0000 | FA-NFPA 170 FIRE ALARM CONTROL UNIT | 1 | FALSE | FALSE | FALSE | 202 | [8 empty] | 7,12,18,28 |  |  | 5.25 |  | TRUE | [5 empty] | DESKTOP-7SAL8M7\acont | 2019-12-04 15:59 | THOR\acont | 2024-09-08 17:27 | Cloned from Hochiki LA101K1-14 CLONED
df3224b0-9297-4790-9289-9003153d8248 |  |  |  | North | Edwards |  | Cards & Components |  |  |  | Card | TRUE | SFS1-CPU |  | EST3X Mainboard | 1 | 0.115 | 0.115 |  |  |  |  | TRUE | [5 empty] | #FFFFFFFF |  |  | FALSE | FALSE | FALSE | [14 empty] | FALSE | [7 empty] | THOR\acont | 2024-10-09 10:48 |  | [Edwards, Kidde, Macurco] [IDC] [#2 TROUBLE] 2IDC, 76-600000-001 Main Board, 76-800xxx-xxx Main Board, 77-600000-901 Main Board, 84-732001-901 Main Board, DVP-120 Mainboard, EST1-2Z Mainboard, FSP1004G Mainboard, FSP1004G-2 Mainboard, FSP1004GD Mainboard [Edwards, Kidde] [VAC ] 2IDC, 76-600000-001 Main Board, 76-800xxx-xxx Main Board, 77-600000-901 Main Board, 84-732001-901 Main Board, APS10A Mainboard, APS6A Mainboard, BPS10A Mainboard, BPS10A/230 Mainboard, BPS6A Mainboard, BPS6A/230 Mainboard, EST1-2Z [Edwards, Kidde, Macurco] [IDC] [#3 SUPERVISORY] 2IDC, 76-600000-001 Main Board, 76-800xxx-xxx Main Board, 77-600000-901 Main Board, 84-732001-901 Main Board, DVP-120 Mainboard, EST1-2Z Mainboard, FSP1004G Mainboard, FSP1004G-2 Mainboard, FSP1004GD Mainb [Edwards, Kidde, Macurco] [IDC] [#1 ALARM] 2IDC, 76-600000-001 Main Board, 76-800xxx-xxx Main Board, 77-600000-901 Main Board, 84-732001-901 Main Board, DVP-120 Mainboard, EST1-2Z Mainboard, FSP1004G Mainboard, FSP1004G-2 Mainboard, FSP1004GD Mainboard, | [Edwards, Kidde] 4-USBHUB, SFS1-CPU, VM-1 Mainboard [Edwards, Kidde] 3-CPU3, 4-CPU, SFS1-CPU, VM-1 Mainboard [Edwards] SFS1-CPU
c89d7a40-3da7-4fd8-b3ae-9003cffa59d2 | NFPA 170 DGP |  |  | North | Notifier |  | Hardware |  |  |  | Hardware | TRUE | CAB-RM |  | Stand-alone cabinet, black. | 1 | [6 empty] | FALSE | [5 empty] | #FFFF0000 | FA-NFPA 170 DGP | 1 | FALSE | FALSE | FALSE | [9 empty] | 7,12,18 |  |  |  |  | TRUE | [5 empty] | DESKTOP-7EIEB7A\acont | 2021-05-18 14:14 | THOR\acont | 2024-09-08 17:27 | Cloned from Notifier CAB-BM
4be3434a-3d21-4e27-a914-900729c6fe42 | NFPA 170 NOTIFICATION CIRCUIT EXTENDER PANEL | RISER NAC |  | North | Hochiki |  | Notification Circuit Extender Panel |  |  |  | Assembly | TRUE | Fireswitch108 |  | 10 Amp, 8 Output 24 Volt Power Supply | 1 | [6 empty] | FALSE |  |  | *Refer to Install Sheet | 15.5” x 12” x 4.5” (393.7mm x 304.8mm x 114.3mm) |  | #FFFF0000 | FA-NFPA 170 NOTIFICATION CIRCUIT EXTENDER PANEL | 1 | FALSE | FALSE | FALSE | 212 | [8 empty] | 7,12 |  |  | 10 |  | TRUE | [5 empty] | DESKTOP-7SAL8M7\acont | 2020-08-05 08:50 | THOR\acont | 2024-09-08 17:27 | Cloned from Altronix Fireswitch108
d44e911d-77d4-48c4-a719-900df8963e39 | NFPA 170 FIRE ALARM CONTROL UNIT | RISER FACP |  | North | Hochiki |  | Fire Alarm Control Unit |  |  |  | Assembly | TRUE | LA903K1-10 |  | FireNET L@TITUDE Analog Addressable Fire Alarm Control Panel, 8 Slot Deep Enclosure, 10.25 A Auto Voltage, 2-Loop Panel Module, Hochiki Protocol, Network Module, and Media Gateway™, Red, 48 Zone LEDs | 1 | [6 empty] | FALSE |  |  | *Refer to Install Sheet | 16.5in (W) x 23.2in (H) x 8in (D) | KM5FCRD (Optional Semi-Flush Mounting Kit) | #FFFF0000 | FA-NFPA 170 FIRE ALARM CONTROL UNIT | 1 | FALSE | FALSE | FALSE | 202 | [8 empty] | 7,12,18,28,33,40 |  |  | 10.25 |  | TRUE | [5 empty] | DESKTOP-GHR3H5U\Anthony | 2019-11-27 08:00 | THOR\acont | 2024-09-08 17:27
ced22da8-c442-4ea8-a3bb-9016d4306676 | NFPA 170 FLOW DETECTOR |  |  | North | Notifier |  | Flow Detector |  |  |  | Module | TRUE | WFD20 | + | Waterflow Detector, Schedule 10/40, 2" | 1 | [6 empty] | FALSE | FALSE |  |  |  |  | #FFFF0000 | FA-NFPA 170 FLOW DETECTOR | 1 | FALSE | FALSE | FALSE | 1700 | [13 empty] | FALSE | [7 empty] | THOR\acont | 2024-09-08 17:27 | 20191121 AC Detector without base | [Farenhyt, Generic, N/A, Notifier, Potter, Silent Knight] [AUX POWER] [BELL POWER ++] FURNISHED BY OTHERS, PS10 Series, PS10-EX, VSG, VSR Series, VSR-10, VSR-AT, VSR-C, VSR-CF, VSR-FE-2, VSR-FEX Series, VSR-S Series, VSR-SF, VSR-SFG, VSR-SFT, VSR-SG, VSR [Det-Tronics, Edwards, Kidde, Notifier] [IDC] 01 30-3013, 30-3013 w/FMM-101, Q3013D, 5621 (C), 5622 (C), 5623 (C), 5624 (C), BNG-1, BNG-1F, BNG-1FTS, BNG-1R, BNG-1SP, BNG-1TS, BNG-1TSL, BNG-1TSR, BNG-1TSRL, CP-651 (C), HD-601 (C), HD-602 (C), HD-603 (C),
34c026b6-fb4f-4f57-9203-901b77a4ddcd |  |  |  | North | Edwards |  | Cards & Components |  |  |  | Card | TRUE | 2-SMDN Mainboard |  | OBSOLETE - Mainboard for 2-SMDN assembly | 1 | 0.08 | 0.08 |  |  |  |  | TRUE | [5 empty] | #FFFFFFFF |  |  | FALSE | FALSE | FALSE | [14 empty] | FALSE | [7 empty] | THOR\acont | 2024-10-09 10:48
c0e061da-f939-40a6-81b3-902093460980 | NFPA 170 SPEAKER CEILING |  |  | North | Eaton Wheelock |  | Speaker |  |  |  | Module | TRUE | LSPKRC-N |  | CEILING SPEAKER | 1 | [6 empty] | TRUE | TRUE |  |  |  |  | #FF0070C0 | FA-NFPA 170 SPEAKER CEILING | 1 | FALSE | FALSE | FALSE | 2019 | [16 empty] | C |  |  | DESKTOP-QMKR22O\aucon | 2020-07-31 11:20 | THOR\acont | 2024-09-08 17:27 | Cloned from Eaton Wheelock New Part | [Eaton Wheelock] [AUDIO 25v] [25V AUDIO] LSPKC (C), LSPKRC (C), LSPKRC-AL (C), LSPKRC-N (C), LSPKWC (C), LSPKWC-AL (C), LSPKWC-N (C), LSPSTC3 (C), LSPSTR3, LSPSTR3-AL, LSPSTR3-ALA, LSPSTR3-N, LSPSTR3-NA, LSPSTRC3 (C), LSPSTRC3-AL (C), LSPSTW3, LSPSTW3-AL [Eaton Wheelock] [AUDIO 70.7v] [70V AUDIO] LSPKC (C), LSPKRC (C), LSPKRC-AL (C), LSPKRC-N (C), LSPKWC (C), LSPKWC-AL (C), LSPKWC-N (C), LSPSTC3 (C), LSPSTR3, LSPSTR3-AL, LSPSTR3-ALA, LSPSTR3-N, LSPSTR3-NA, LSPSTRC3 (C), LSPSTRC3-AL (C), LSPSTW3, LSPSTW3-
bbeb5e23-7948-4b46-afe6-9025a8fbae49 |  |  |  | North | Bosch | [5 empty] | Module | TRUE | NDE-3503-AL-TE | * | Camera ***(Tenneco)Flexidome Ip 3000I Ir 5.3Mp Camera With 3.2 Mm To 10 Mm Lens | 1 | [12 empty] | #FFFFFFFF |  |  | FALSE | FALSE | FALSE | [20 empty] | DESKTOP-7EIEB7A\acont | 2021-08-13 06:25 | THOR\acont | 2024-10-09 10:48
31aa9596-8135-478b-a8d9-90277cb2ffae |  |  |  | North | Siemens | [5 empty] | Module | TRUE | SETFL-VR | 500-636049 | ET-1080 RED | 1 | [12 empty] | #FFFFFFFF |  |  | FALSE | FALSE | FALSE | [20 empty] | DESKTOP-7SAL8M7\acont | 2019-08-13 09:04 | THOR\acont | 2024-10-09 10:48 |  | [Siemens] [AUDIO 70.7v] [70V AUDIO] SETFL-VR, SETFL-VW, SETSF-VR, SETSF-VW [Siemens] [AUDIO 25v] [25V AUDIO] SETFL-VR, SETFL-VW, SETSF-VR, SETSF-VW
06300485-38be-4a96-9888-902b24ff2594 | NFPA 170 STROBE WALL |  |  | North | Edwards |  | Strobe |  |  |  | Module | TRUE | GL1WF-VMC |  | Strobe, white , FIRE , LED , 15-110 cd, clear lens. | 1 | [6 empty] | FALSE | [5 empty] | #FF0070C0 | FA-NFPA 170 STROBE WALL | 1 | FALSE | FALSE | FALSE | 2023 | [13 empty] | FALSE | [7 empty] | THOR\acont | 2024-09-08 17:27 |  | [Edwards, Kidde] [NAC] [16 VDC] GL1RF-VMC, GL1WF-VMC, GL1WN-VMC [Edwards, Kidde] [NAC] [16 VFWR] GL1RF-VMC, GL1WF-VMC, GL1WN-VMC [Edwards, Kidde] [NAC] [24 VDC] GL1RF-VMC, GL1WF-VMC, GL1WN-VMC
8d12e2f6-32ee-4a0c-9888-902b2f097e45 |  |  |  | North | Edwards |  | Cards & Components |  |  |  | Card | TRUE | ZA8-2 |  | Class A 8 (2 Convertible to NAC) Conventional Zone Module | 1 | [6 empty] | TRUE | [5 empty] | #FFFFFFFF |  |  | FALSE | FALSE | FALSE | [14 empty] | FALSE | [7 empty] | THOR\acont | 2024-10-09 10:48
694a8174-070d-401e-b414-902c14832c94 | NFPA 170 SMOKE HEAT CO DETECTOR |  |  | North | Simplex |  | Smoke/Heat/CO Detector |  |  |  | Module | TRUE | 4098-9754 w/4098-9773 | + | TrueAlarm Photoelectric and Heat Sensing Detector w/TrueAlarm CO Sensor Base with 520 Hz Sounder | 1 | 0.0008 | 0.001 |  |  |  |  | TRUE | TRUE |  |  |  |  | #FFFF0000 | FA-NFPA 170 SMOKE HEAT CO DETECTOR | 1 | FALSE | FALSE | FALSE | 1402 | [16 empty] | CO, SB |  |  | DESKTOP-7EIEB7A\acont | 2022-02-15 11:42 | THOR\acont | 2024-09-08 17:27 | Cloned from Autocall A4098-9754 w/A4098-9773 | [Autocall, Simplex] [AUX POWER] [16VDC, 520 HZ SIGNAL] 4098-9714 w/4098-9773 (C), 4098-9733 w/4098-9773 (C), 4098-9754 w/4098-9773 (C), A4098-9714 w/A4098-9773 (C), A4098-9733 w/A4098-9773 (C), A4098-9754 w/A4098-9773 (C) [Autocall, Simplex] [IDNet] [SENSORS ++] 4098-9714 (C), 4098-9714 w/4098-9770 (C), 4098-9714 w/4098-9771 (C), 4098-9714 w/4098-9772 (C), 4098-9714 w/4098-9773 (C), 4098-9714 w/4098-9780 (C), 4098-9714 w/4098-9789 (C), 4098-9714 w/4098-9791 (C), 4098-9714
4d05dcf7-f0d8-4c82-a903-90331cdfbd2f |  |  |  | North | Bosch | [5 empty] | Module | TRUE | NDA-U-PMT-TM | * | ***(Tuesday Morning) Pendant Pipe Mount, 12In | 1 | [12 empty] | #FFFFFFFF |  |  | FALSE | FALSE | FALSE | [20 empty] | DESKTOP-7EIEB7A\acont | 2021-08-13 06:25 | THOR\acont | 2024-10-09 10:48
28b9dae3-937d-43d9-bc09-9034bb832b09 | NFPA 170 STROBE WALL |  |  | North | Gentex |  | Strobe |  |  |  | Module | TRUE | GESA24PWW | + | GES3 Colored Lens Strobe, Selectable Candela Low Profile, Wall, White, Plain, Amber Lens | 1 | 0 | 0.113 |  |  |  |  | FALSE | FALSE |  |  |  |  | #FF0070C0 | FA-NFPA 170 STROBE WALL | 1 | FALSE | FALSE | FALSE | 2023 | [13 empty] | FALSE | [7 empty] | THOR\acont | 2024-09-08 17:27 |  | [Gentex] [NAC] [UL MAX] GESA24PWR, GESA24PWW
ef8707dd-22de-4d9b-8a08-903a2e5b5b07 | CADGEN STI STOPPER |  |  | North | STI |  | Accessories |  |  |  | Module | TRUE | STI-1230 |  | Stopper II® without Horn with Spacer, Fire Label | 1 | [6 empty] | FALSE | [5 empty] | #FFFF0000 | FA-CADGEN STI STOPPER | 1 | FALSE | FALSE | FALSE | [14 empty] | FALSE | [5 empty] | DESKTOP-7SAL8M7\acont | 2020-09-14 15:45 | THOR\acont | 2024-09-08 17:27 | Cloned from STI STI-13210FR
895f513e-11fd-4cf6-ae5b-903a7e8b4940 | NFPA 170 HORN STROBE |  |  | North | System Sensor |  | Horn/Strobe |  |  |  | Module | TRUE | P1224MC | + | 2-Wire, Horn Strobe, Red | 1 | 0 | 0.245 |  |  |  |  | FALSE | [5 empty] | #FF0070C0 | FA-NFPA 170 HORN STROBE | 1 | FALSE | FALSE | FALSE | 2012 | [13 empty] | FALSE | [5 empty] | DESKTOP-7EIEB7A\acont | 2023-03-24 11:34 | THOR\acont | 2024-09-08 17:27 | Cloned from System Sensor P2RL | [System Sensor] [NAC] [12VDC, TEMPORAL HIGH] P1224MC, P1224MCW [System Sensor] [NAC] [24VDC, TEMPORAL HIGH] P1224MC, P1224MCW [System Sensor] [NAC] [24VFWR, TEMPORAL HIGH] P1224MC, P1224MCW
1ef43b7b-e63a-4549-b84e-903bf178a6c8 | NFPA 170 AMPLIFIER RACK | RISER AMP |  | North | Silent Knight |  | Amplifier |  |  |  | Assembly | TRUE | EVS-125W |  | PANEL COMPONENT, INTELLIGENT 125 WATT AMPLIFIER | 1 | [6 empty] | FALSE | [5 empty] | #FFFF0000 | FA-NFPA 170 AMPLIFIER RACK | 1 | FALSE | FALSE | FALSE | 300 | [8 empty] | 7,12,18 |  |  |  |  | TRUE | [7 empty] | THOR\acont | 2024-09-08 17:27
5297a5f5-f7e2-4ae6-8136-903c067baa9e |  |  |  | North | Siemens | [5 empty] | Module | TRUE | UHW-CATA-01 | S54465-C73-A1 | UHW-CATA-01 -- UL/ULC HW Category A Computer - Windows 10 Professional, SNC Card for XNET connection, Management Station Utility | 1 | [12 empty] | #FFFFFFFF |  |  | FALSE | FALSE | FALSE | [20 empty] | DESKTOP-7SAL8M7\acont | 2019-08-13 09:04 | THOR\acont | 2024-10-09 10:48
f69e7ed9-6975-41ac-a9db-903e3e2e490c | NFPA 170 HEAT DETECTOR |  |  | North | Gamewell FCI |  | Heat Detector |  |  |  | Module | TRUE | ATD-L3-IV w/B200S-LF-IV | + | Thermal heat detector, 135°F fixed, ivory, Velociti/CLIP w/ Intelligent addressable low frequency sounder base, ivory | 1 | 0.0002 | 0.0045 |  |  |  |  | FALSE | TRUE | FLUSH |  | 4" SQ. DEEP | 3 "O" PLASTER RING | #FFFF0000 | FA-NFPA 170 HEAT DETECTOR | 1 | FALSE | FALSE | FALSE | 1403 | [13 empty] | FALSE |  |  | LF |  |  | DESKTOP-7SAL8M7\acont | 2019-05-06 09:58 | THOR\acont | 2024-09-08 17:27 | 20191121 AC Detector with base | [Gamewell FCI] [SLC SENSORS] [*] [#4 TYPE ADDR ¦ SENSORS] ADPF (C), ASD-PL2F w/B200S-LF-WH (C), ASD-PL2F w/B210LP (C), ASD-PL2FR (C), ASD-PL3 w/B200S-LF-WH (C), ASD-PL3 w/B200SR-LF-WH (C), ASD-PL3 w/B200SR-WH (C), ASD-PL3 w/B224BI-WH (C), ASD-PL3 w/B224R [Gamewell FCI] [AUX POWER] [16VDC, HIGH VOLUME, 16VDC, LOW VOLUME] ASD-PL2F w/B200S-LF-WH (C), ASD-PL3 w/B200S-LF-WH (C), ASD-PL3F w/B200S-LF-WH (C), ASD-PL3-IV w/B200S-LF-IV (C), ASD-PTL3 w/B200S-LF-WH (C), ASD-PTL3-IV w/B200S-LF-IV (C), ATD-L3 w/B200S- [Gamewell FCI] [SLC MODULES SENSORS] [*] [#2 SHARED ADDR ¦ SENSORS] ADPF (C), ASD-PL2F w/B200S-LF-WH (C), ASD-PL2F w/B210LP (C), ASD-PL2FR (C), ASD-PL3 w/B200S-LF-WH (C), ASD-PL3 w/B200SR-LF-WH (C), ASD-PL3 w/B200SR-WH (C), ASD-PL3 w/B224BI-WH (C), ASD-P
c58d840b-c39f-4810-ada4-903e80b974b6 |  |  |  | North | Advanced |  | Cards & Components |  |  |  | Card | TRUE | AX-CTL-1 Base Card |  | Main Board for AX-CTL-1 Series Control Panels | 1 | 0.11 | 0.195 |  |  |  |  | TRUE | [5 empty] | #FFFFFFFF |  |  | FALSE | FALSE | FALSE | [14 empty] | FALSE | [7 empty] | AUGUSTALIEN\aucon | 2025-02-14 18:13 |  |  | [Advanced] AX-CTL-1 Base Card
f68304dc-1e60-4294-a4fd-903fda37a357 |  |  |  | North | Monaco Enterprises |  | Cards & Components |  |  |  | Card | TRUE | 729-127-00 | + | BASE,DET:4" FLANGELESS | 1 | 0.00015 | 0.00015 |  |  |  |  | TRUE | FALSE |  |  |  |  | #FFFFFFFF |  |  | FALSE | FALSE | FALSE | [14 empty] | FALSE | [5 empty] | DESKTOP-7SAL8M7\acont | 2020-02-23 09:35 | THOR\acont | 2024-10-09 10:48 | Cloned from Firelite B501
e58206df-e2fc-4b73-8308-904dc9f373c5 |  |  |  | North | MIRCOM | [5 empty] | Module | TRUE | QAA-4CLA | ++ | Class ‘A’ (Style ‘Z’) Converter Module for QAA-5415-25 and QAA-5415-70 Amplifiers | 1 | [12 empty] | #FFFFFFFF |  |  | FALSE | FALSE | FALSE | [22 empty] | THOR\acont | 2024-10-09 10:48
2cbc1209-5f50-4103-9b9c-904ecb425764 | NFPA 170 MASS NOTIFICATION SYSTEM INTERFACE | NFPA 170 MASS NOTIFICATION SYSTEM INTERFACE |  | North | Adaptive Micro Systems |  | Mass Notificacation Interface |  |  |  | Module | TRUE | ALPHA CALLISTO | + | Adaptive Discrete Input Interface | 1 | 0 | 0 |  |  |  |  | FALSE | [5 empty] | #FFFF0000 | FA-NFPA 170 MASS NOTIFICATION SYSTEM INTERFACE | 1 | FALSE | FALSE | FALSE | 255 | [13 empty] | FALSE | [5 empty] | DESKTOP-7EIEB7A\acont | 2023-02-02 13:47 | THOR\acont | 2024-09-08 17:27 | Cloned from Adaptive Micro Systems ALPHA 4160 MNS | [Adaptive Micro Systems] [RELAY] [#4] ALPHA CALLISTO [Adaptive Micro Systems] [RELAY] [#4] ALPHA CALLISTO [Adaptive Micro Systems] [RELAY] [#5] ALPHA CALLISTO [Adaptive Micro Systems] [RELAY] [#8] ALPHA CALLISTO [Adaptive Micro Systems] [RELAY] [#7] ALPHA CALLISTO [Adaptive Micro Systems] [RELAY] [#6] ALPHA CALLISTO [Adaptive Micro Systems] [RELAY] [#3] ALPHA CALLISTO [Adaptive Micro Systems] [RELAY] [ALL DEVICES ++] ALPHA CALLISTO [Adaptive Micro Systems] [RELAY] [#2] ALPHA CALLISTO | [Adaptive Micro Systems] ALPHA CALLISTO
e6aed80b-1885-454a-8e05-905227eb77e0 | NFPA 170 HORN STROBE |  |  | North | Kidde |  | Horn/Strobe |  |  |  | Module | TRUE | WGAVRN | ++ | Outdoor rated horn-strobe, red, none | 1 | [6 empty] | FALSE | [5 empty] | #FF0070C0 | FA-NFPA 170 HORN STROBE | 1 | FALSE | FALSE | FALSE | 2012 | [13 empty] | FALSE |  |  | WP |  |  | THOR\acont | 2024-12-19 13:51 | THOR\acont | 2024-12-19 13:57 | Cloned from Edwards WGAVRN | [Edwards, Kidde] [NAC] [VDC, TEMPORAL] WGAVRA, WGAVRF, WGAVRF-FR, WGAVRF-SP, WGAVRN, WGAVWA, WGAVWF, WGAVWF-FR, WGAVWF-SP, WGAVWN
c3d48e3a-6fd9-471c-b768-9054c8283ad4 | NFPA 170 KNOX BOX |  |  | East | Generic |  | Miscellaneous |  |  |  | Module | TRUE | KNOX BOX |  |  | 1 | [6 empty] | FALSE | FALSE |  |  |  |  | #FFFF0000 | FA-NFPA 170 KNOX BOX | 1 | FALSE | FALSE | FALSE | 6010 | [13 empty] | FALSE | [7 empty] | THOR\acont | 2024-09-08 17:27 |  | [Det-Tronics, Generic, Macurco, N/A, STI] [IDC] 01 30-3013, AIR PRESSURE SWITCH, AIR PRESSURE SWITCH HIGH/LOW, BACKFLOW VALVE, CM-12, CONTACT DEVICE, DUCT DETECTOR (C), Fire Suppression Control Unit (FSCU), FURNISHED BY OTHERS, FURNISHED BY OTHERS, FURNI
f8c44c92-b261-4ab9-86f3-905ce759f790 | SAMPLING PORT2 |  |  | North | Xtralis |  | Air Sampling Detection |  |  |  | Module | TRUE | SFD |  | Sampling Point 900 Sq. Ft. | 1 | [6 empty] | FALSE | [5 empty] | #FFFF0000 | FA-SAMPLING PORT2 | 1 | FALSE | FALSE | FALSE | 5010 | [13 empty] | FALSE |  |  | 900 sqft |  |  | THOR\acont | 2024-12-10 13:37 |  |  | Cloned from Xtralis VEWFD CLONED | [Xtralis] [AIR SAMPLING] [Pipe] SFD
8662f586-b6f8-471a-b57e-9062e2018096 |  |  |  | North | Edwards |  | Cards & Components |  |  |  | Card | TRUE | 3-12/S1GY |  | 12 Switch, 12 Grn, 12 Yel Ctrl Dis Mod | 1 | 0.002 | 0.038 |  |  |  |  | TRUE | [5 empty] | #FFFFFFFF |  |  | FALSE | FALSE | FALSE | [14 empty] | FALSE | [7 empty] | THOR\acont | 2024-10-09 10:48
3a3a3245-30e8-4e71-bbe5-907c85bbf01b | NFPA 170 HORN STROBE |  |  | North | Kidde |  | Horn/Strobe |  |  |  | Module | TRUE | WG4RN-HVMC |  | Outdoor rated horn-strobe, red without marking, clear lens | 1 | 0 | 0.297 |  |  |  |  | FALSE | [5 empty] | #FF0070C0 | FA-NFPA 170 HORN STROBE | 1 | FALSE | FALSE | FALSE | 2012 | [13 empty] | FALSE |  |  | WP |  |  | DESKTOP-7EIEB7A\acont | 2022-01-05 12:33 | THOR\acont | 2024-09-08 17:27 | Cloned from Edwards WG4RN-HVMC | [Edwards, Kidde] [NAC] [16 VFWR, CONTINUOUS] WG4RF-HVMC, WG4RF-HVMC (C) (C), WG4RN-HVMC, WG4RN-HVMC (C) (C), WG4WF-HVMC, WG4WF-HVMC (C) (C), WG4WN-HVMC, WG4WN-HVMC (C) (C) [Edwards, Kidde] [NAC] [24 VDC, CONTINUOUS] WG4RF-HVMC, WG4RF-HVMC (C) (C), WG4RN-HVMC, WG4RN-HVMC (C) (C), WG4WF-HVMC, WG4WF-HVMC (C) (C), WG4WN-HVMC, WG4WN-HVMC (C) (C) [Edwards, Kidde] [NAC] [16 VDC, CONTINUOUS] WG4RF-HVMC, WG4RF-HVMC (C) (C), WG4RN-HVMC, WG4RN-HVMC (C) (C), WG4WF-HVMC, WG4WF-HVMC (C) (C), WG4WN-HVMC, WG4WN-HVMC (C) (C)
a2842631-877b-40e1-8150-90815d85ec49 | NFPA 170 MANUAL PULL |  |  | North | Fike |  | Manual Station |  |  |  | Module | TRUE | 20-1844 | RMS-1T-KL-KO++ | Institutional “Fire” Key Operated Only Manual Pull Station | 1 | [6 empty] | TRUE | [5 empty] | #FFFF0000 | FA-NFPA 170 MANUAL PULL | 1 | FALSE | FALSE | FALSE | 957 | [13 empty] | FALSE | [5 empty] | DESKTOP-7EIEB7A\acont | 2023-08-29 08:30 | THOR\acont | 2024-09-08 17:27 | Cloned from Fike 20-1833 CLONED CLONED CLONED CLONED CLONED CLONED CLONED CLONED CLONED CLONED | [Fike] [IDC] 01 [ALARM] 20-1833, 20-1834, 20-1835, 20-1836, 20-1837, 20-1838, 20-1839, 20-1840, 20-1841, 20-1842, 20-1843, 20-1844
dde248a4-9a77-46ee-beea-908920e45dc0 | NFPA 170 ADDRESSABLE INPUT MONITOR MODULE |  |  | North | Bosch |  | Addressable Module |  |  |  | Module | TRUE | D7052 | ++ | Multiplex dual-input module, 12V | 1 | 0.00055 | 0.00055 |  |  | 12 | [7 empty] | #FFFF0000 | FA-NFPA 170 ADDRESSABLE INPUT MONITOR MODULE | 1 | FALSE | FALSE | FALSE | [17 empty] | DM |  |  |  |  | THOR\acont | 2024-09-08 17:27 |  | [Bosch] [SLC MUX BOSCH] [*] [#1 ++] D341/D7044M, D5601/D7044M, D7044, D7044M, D7050, D7050 w/D7050-B6 BASE (C), D7050TH w/D7050-B6 BASE (C), D7052, D7053, DS7432, DS7457i, DS7457iF, DS7460I, DS7461I, DS7465I, FMM-7045, FMM-7045-D [Bosch] [SLC MUX BOSCH] [#2 ++] D7052 | [Bosch] D7052
5e5e38e0-451f-4726-a7bc-908fdbb36069 |  |  |  | North | Edwards |  | Cards & Components |  |  |  | Card | TRUE | CTM |  | City Tie Module, 4" square, 2 gang mtg. | 1 | 0.02 | 0.2 |  |  |  |  | TRUE | [5 empty] | #FFFFFFFF |  |  | FALSE | FALSE | FALSE | [14 empty] | FALSE | [7 empty] | THOR\acont | 2024-10-09 10:48
386085a7-0bb2-481c-acb0-90986ce73113 | NFPA 170 SPEAKER STROBE |  |  | North | Gentex |  | Speaker/Strobe |  |  |  | Module | TRUE | SSPKR24-15/75PWR |  | Colored Lens Speaker/Strobe, Fixed 15/75 Candela, Wall, Red, Red Lens | 1 | 0 | 0.148 |  |  |  |  | FALSE | [5 empty] | #FF0070C0 | FA-NFPA 170 SPEAKER STROBE | 1 | FALSE | FALSE | FALSE | 2019 |  |  | 7320-0569:0141 | [10 empty] | FALSE |  |  | WP |  |  |  |  | THOR\acont | 2024-09-08 17:27 |  | [Gentex] [NAC] [UL MAX] SSPKR24-15/75PWR, SSPKR24-15/75PWW [Gentex, Hochiki, Potter] [AUDIO 70.7v] [70V AUDIO] CSPKSTR-24AR (C), CSPKSTR-24AW (C), CSPKSTR-24BR (C), CSPKSTR-24BW (C), CSPKSTR-24GR (C), CSPKSTR-24GW (C), CSPKSTR-24RR (C), CSPKSTR-24RW (C), FASPKR-R (C), FASPKR-W (C), FASPKR-WR, FASPKR-WW, FASPK-WP [Gentex, Hochiki, Potter] [AUDIO 25v] [25V AUDIO] CSPKSTR-24AR (C), CSPKSTR-24AW (C), CSPKSTR-24BR (C), CSPKSTR-24BW (C), CSPKSTR-24GR (C), CSPKSTR-24GW (C), CSPKSTR-24RR (C), CSPKSTR-24RW (C), FASPKR-R (C), FASPKR-W (C), FASPKR-WR, FASPKR-WW, FASPK-WPR,
4af64fc6-e85a-4deb-af09-90996f604276 | FIRECAD ANTENNA |  |  | North | Monaco Enterprises |  | Wireless Component |  |  |  | Module | TRUE | 190-400-00 | VHF Antenna, Omnidirectional | BSA-1 VHF Omnidirectional Antenna | 1 | [6 empty] | TRUE | [5 empty] | #FFFF0000 | FA-FIRECAD ANTENNA | 1 | FALSE | FALSE | FALSE | [20 empty] | DESKTOP-0D6CQVA\lousc | 2019-07-21 15:38 | THOR\acont | 2024-09-08 17:27
b6327112-bf7c-424e-b967-909b192d3f11 |  |  |  | North | Edwards |  | Hardware |  |  |  | Hardware | TRUE | FW-42LCDVMK2 |  | 42" Wall Mount Bracket Kit - dual display, vertical | 1 | [6 empty] | FALSE | [5 empty] | #FFFFFFFF |  |  | FALSE | FALSE | FALSE | [14 empty] | FALSE | [7 empty] | THOR\acont | 2024-10-09 10:48
47c0257d-a932-4e07-b0a6-909e6c5ed771 | NFPA 170 GAS DETECTOR |  |  | North | Gamewell FCI |  | Gas Detection |  |  |  | Module | TRUE | MCS-CO3 w/B200S-LF-WH | + | Intelligent addressable carbon monoxide detector, white w/ Intelligent sounder base, low frequency, white, UL-listed | 1 | 0.0002 | 0.0045 |  |  |  |  | FALSE | TRUE | FLUSH |  | 4" SQ. DEEP | 3 "O" PLASTER RING | #FFFF0000 | FA-NFPA 170 GAS DETECTOR | 1 | FALSE | FALSE | FALSE | 1402 | [13 empty] | FALSE |  |  | LF |  |  | DESKTOP-7EIEB7A\acont | 2021-02-28 15:38 | THOR\acont | 2024-09-08 17:27 | Cloned from Notifier FSCO-951 w/B200S-LF-WH | [Gamewell FCI] [SLC MODULES SENSORS] [*] [#2 SHARED ADDR ¦ SENSORS] ADPF (C), ASD-PL2F w/B200S-LF-WH (C), ASD-PL2F w/B210LP (C), ASD-PL2FR (C), ASD-PL3 w/B200S-LF-WH (C), ASD-PL3 w/B200SR-LF-WH (C), ASD-PL3 w/B200SR-WH (C), ASD-PL3 w/B224BI-WH (C), ASD-P [Gamewell FCI] [SLC SENSORS] [*] [#4 TYPE ADDR ¦ SENSORS] ADPF (C), ASD-PL2F w/B200S-LF-WH (C), ASD-PL2F w/B210LP (C), ASD-PL2FR (C), ASD-PL3 w/B200S-LF-WH (C), ASD-PL3 w/B200SR-LF-WH (C), ASD-PL3 w/B200SR-WH (C), ASD-PL3 w/B224BI-WH (C), ASD-PL3 w/B224R [Gamewell FCI] [AUX POWER] [16VDC, HIGH VOLUME, 16VDC, LOW VOLUME] ASD-PL2F w/B200S-LF-WH (C), ASD-PL3 w/B200S-LF-WH (C), ASD-PL3F w/B200S-LF-WH (C), ASD-PL3-IV w/B200S-LF-IV (C), ASD-PTL3 w/B200S-LF-WH (C), ASD-PTL3-IV w/B200S-LF-IV (C), ATD-L3 w/B200S-
a39d2955-4d2f-4407-aaa3-909fb5911f04 |  |  |  | North | Bosch | [5 empty] | Module | TRUE | B465-SO | * | ***(SOFTWARE HOUSE INTERNATIONAL)Universal Dual Path Communicator | 1 | [12 empty] | #FFFFFFFF |  |  | FALSE | FALSE | FALSE | [20 empty] | DESKTOP-7EIEB7A\acont | 2021-08-13 06:25 | THOR\acont | 2024-10-09 10:48
1c03c765-990a-46c9-b52b-90a3c0719022 | NFPA 170 SPEAKER WALL |  |  | North | Siemens |  | Speaker |  |  |  | Module | TRUE | SC-SP-WR-F |  | WALL ACEND SPEAKER, RED, "FIRE" | 1 | [6 empty] | TRUE | [5 empty] | #FF0070C0 | FA-NFPA 170 SPEAKER WALL | 1 | FALSE | FALSE | FALSE | [20 empty] | XPS-17-9710\August | 2024-10-10 05:10 | XPS-17-9710\August | 2024-10-10 05:49 | 20241008 NEW SIEMENS PARTS | [Siemens] [AUDIO 70.7v] [70V AUDIO] SC-SP-CR-F (C), SC-SP-CW-F (C), SC-SP-WR-F, SC-SP-WW-F, SC-SS-CR-F (C), SC-SS-CW-F (C), SC-SS-WR-F, SC-SS-WW-F [Siemens] [AUDIO 25v] [25V AUDIO] SC-SP-CR-F (C), SC-SP-CW-F (C), SC-SP-WR-F, SC-SP-WW-F, SC-SS-CR-F (C), SC-SS-CW-F (C), SC-SS-WR-F, SC-SS-WW-F
73527a52-9634-4d37-9799-90a6ff411902 | NFPA 170 STROBE CEILING |  |  | North | Siemens |  | Strobe |  |  |  | Module | TRUE | SL2SCR-N | S54329-F189-A1++ | Strobe, Ceiling, Clear, Red, No Lettering | 1 | [7 empty] | TRUE |  |  |  |  | #FF0070C0 | FA-NFPA 170 STROBE CEILING | 1 | FALSE | FALSE | FALSE | 2023 | [19 empty] | DESKTOP-7EIEB7A\acont | 2023-08-03 09:40 | THOR\acont | 2024-09-08 17:27 | Cloned from Siemens SL2SWR-N | [Siemens] [NAC] [16.0 – 33.0 VDC] SL2SCR-A (C), SL2SCR-AL (C), SL2SCR-ALA (C), SL2SCR-ALB (C), SL2SCR-F (C), SL2SCR-FB (C), SL2SCR-N (C), SL2SCR-NA (C), SL2SCR-NB (C), SL2SCW-A (C), SL2SCW-AL (C), SL2SCW-ALA (C), SL2SCW-ALB (C), SL2SCW-EV (C), SL2SCW-F (
498ac426-9275-401d-a0a3-90afb647d3d1 |  |  |  | North | Edwards |  | Cards & Components |  |  |  | Card | TRUE | 2-3ANN/D |  | OBSOLETE - Gray Door for 3ANN - space for 1 LCD, 3 Ann. Modules | 1 | [6 empty] | TRUE | [5 empty] | #FFFFFFFF |  |  | FALSE | FALSE | FALSE | [14 empty] | FALSE | [7 empty] | THOR\acont | 2024-10-09 10:48
ac343720-6d32-47e4-8eb4-90b1457db66f | NFPA 170 FIRE ALARM CONTROL UNIT | RISER FACP |  | North | MIRCOM |  | Fire Alarm Control Unit |  |  |  | Assembly | TRUE | FX-2009-12NDS/BB-5008 |  | NETWORK FIRE ALARM CONTROL PANEL IN 36"H x 30"W x 7"D ENCLOSURE | 1 | [6 empty] | FALSE | [5 empty] | #FFFF0000 | FA-NFPA 170 FIRE ALARM CONTROL UNIT | 1 | FALSE | FALSE | FALSE | 202 | [8 empty] | 7,12,18 |  |  |  |  | TRUE | [7 empty] | THOR\acont | 2024-09-08 17:27
2432e0a1-cf93-4c54-98ae-90b3e5d7f910 | NFPA 170 MANUAL PULL |  |  | North | Siemens |  | Manual Station |  |  |  | Module | TRUE | MSM-K | 500-698215 | MSM-K - METAL MANUAL STATION / CAT 45 KEYLOCK | 1 | [12 empty] | #FFFF0000 | FA-NFPA 170 MANUAL PULL | 1 | FALSE | FALSE | FALSE | [20 empty] | DESKTOP-7SAL8M7\acont | 2019-08-13 09:04 | THOR\acont | 2024-09-08 17:27 |  | [Siemens] [IDC] 01 AW-1, CPYEC-2-24, CPY-MRS, CPY-MTS, MH-501, MSM-EXP, MSM-GR, MSM-INST, MSM-K, MSM-K-15, MSM-KD, MSM-KD-30, MSM-KD-WP, MSM-K-WP, SXL-EX Main Board, SZE-4X, XMH-501
25c5773e-d5d6-4982-8a23-90b9851a511b |  |  |  | North | Edwards |  | Cards & Components |  |  |  | Card | TRUE | QSC-CPU-2 |  | OBSOLETE - CPU/Display with 2 Annunciator Option Space | 1 | [6 empty] | TRUE | [5 empty] | #FFFFFFFF |  |  | FALSE | FALSE | FALSE | [14 empty] | FALSE | [7 empty] | THOR\acont | 2024-10-09 10:48
af58f416-9b3f-4959-83b7-90bab3efa18b | CADGEN MOTION DETECTOR WALL |  |  | North | Bosch |  | Motion Detector |  |  |  | Module | TRUE | ISC-BDL2-WP12HE | ++ | Motion detector, pet friendly, 12m, FR | 1 | 0.01 | 0.01 |  |  | 12 |  | FALSE | [5 empty] | #FFFF0000 | FA-CADGEN MOTION DETECTOR WALL | 1 | FALSE | FALSE | FALSE | [14 empty] | FALSE | [5 empty] | DESKTOP-7EIEB7A\acont | 2022-07-26 11:33 | THOR\acont | 2024-09-08 17:27 | Cloned from Bosch ISC-BDL2-WP12GE | [Bosch, Optex] [ACCESS CONTROL INPUT] [*] [INPUT] DS1101i, DS1102i, DS1103i, DS1108i, DS936 (C), DS9360 (C), DS936B (C), DS936-CHI (C), DS936-FRA (C), DS937 (C), DS9370 (C), DS9371 (C), DS939 (C), DS939-CHI (C), FX-360 (C), ISC-BDL2-W12G, ISC-BDL2-W12GE, [Bosch, Optex] [IDC] 01 [INPUT] DS1101i, DS1102i, DS1103i, DS1108i, DS936 (C), DS9360 (C), DS936B (C), DS936-CHI (C), DS936-FRA (C), DS937 (C), DS9370 (C), DS9371 (C), DS939 (C), DS939-CHI (C), FX-360 (C), ISC-BDL2-W12G, ISC-BDL2-W12GE, ISC-BDL2-W12HE, I [BluePoint, Bosch, Honeywell] [AUX POWER] [*] [12VDC ++] BP01-302, BP01-303, D125B, D185, DS1101i, DS1102i, DS1103i, DS1108i, DS936 (C), DS9360 (C), DS936B (C), DS936-CHI (C), DS936-FRA (C), DS937 (C), DS9370 (C), DS9371 (C), DS939 (C), DS939-CHI (C), EN
8e6e7d1f-65e9-4436-90be-90bad7534888 |  |  |  | North | Simplex | [5 empty] | Module | TRUE | 4007-6308 | ++ | ES Net NIC dual channel multi-mode fiber media card | 1 | 0.135 | 0.135 | [10 empty] | #FFFFFFFF |  |  | FALSE | FALSE | FALSE | [20 empty] | THOR\acont | 2024-02-23 06:06 | THOR\acont | 2024-10-09 10:48 | Cloned from Simplex 4100-6308 | [Autocall, Simplex] [Fiber Optic] [NETWORK ++] 4007-6307, 4007-6308, 4007-6309, 4010-6307, 4010-6308, 4100-6307, 4100-6308, 4190-9858, 4190-9859, A007-6307, A007-6308, A007-6309, A010-6307, A010-6308, A100-6307, A100-6308, A190-9858, A190-9859 | [Autocall, Simplex] 4007-6308, 4007-6309, 4010-6308, 4100-6308, 4190-9859, A007-6308, A007-6309, A010-6308, A100-6308, A190-9859
e807c7a9-0f3a-4aea-8ce8-90bbd7aadd26 |  |  |  | North | Potter | [5 empty] | Module | TRUE | EBP-401 |  | Long Range Door Annunciator System | 1 | [6 empty] | FALSE | [5 empty] | #FFFFFFFF |  |  | FALSE | FALSE | FALSE | [14 empty] | FALSE | [7 empty] | THOR\acont | 2024-10-09 10:48
d8d11323-6865-4a01-b140-90bf607df226 | NFPA 170 SPEAKER STROBE CEILING |  |  | North | Autocall |  | Speaker/Strobe |  |  |  | Module | TRUE | A49SV-APPLC | + | Ceiling Mount Addressable S/V Appliance only | 1 | 0 | 0 |  |  |  |  | TRUE | TRUE |  |  |  |  | #FF0070C0 | FA-NFPA 170 SPEAKER STROBE CEILING | 1 | FALSE | FALSE | FALSE | 2019 | [16 empty] | C |  |  | DESKTOP-7EIEB7A\acont | 2022-02-21 14:55 | THOR\acont | 2024-09-08 17:27 | Cloned from Autocall A49SV-APPLW | [Autocall, Simplex] [AUDIO 25v] [25V AUDIO] 49HF-APPLC (C), 49HF-APPLC-BA (C), 49HFV-APPLC (C), 49HFV-APPLC-BA (C), 49HFVH-APPLC (C), 49HFVH-APPLC-BA (C), 49SO-APPLC (C), 49SO-APPLC-BA (C), 49SO-APPLC-O (C), 49SO-APPLC-O-BA (C), 49SV-APPLC (C), 49SV-APPL [Autocall, Simplex] [IDNac] [23VDC] 49HFV-APPLC (C), 49HFV-APPLC-BA (C), 49SV-APPLC (C), 49SV-APPLC-BA (C), 49VO-APPLC (C), 49VO-APPLC-BA (C), A49HFV-APPLC (C), A49HFV-APPLC-BA (C), A49SV-APPLC (C), A49SV-APPLC-BA (C), A49VO-APPLC (C), A49VO-APPLC-BA (C) [Autocall, Simplex] [AUDIO 70.7v] [70V AUDIO] 49HF-APPLC (C), 49HF-APPLC-BA (C), 49HFV-APPLC (C), 49HFV-APPLC-BA (C), 49HFVH-APPLC (C), 49HFVH-APPLC-BA (C), 49SO-APPLC (C), 49SO-APPLC-BA (C), 49SO-APPLC-O (C), 49SO-APPLC-O-BA (C), 49SV-APPLC (C), 49SV-AP
ed1e63df-876b-4b02-9d3d-90c295d584f6 | CADGEN PANIC BUTTON |  |  | North | Bosch |  | Panic Button |  |  |  | Module | TRUE | RFPB-SB-CHI | ++ | Wireless, single-button panic. | 1 |  |  |  |  | 3 | [7 empty] | #FFFF0000 | FA-CADGEN PANIC BUTTON | 1 | FALSE | FALSE | FALSE | [17 empty] | RPT |  |  | DESKTOP-7EIEB7A\acont | 2022-07-27 07:13 | THOR\acont | 2024-09-08 17:27 | Cloned from Bosch RFPB-SB-A CLONED | [BluePoint, Bosch] [BOSCH WIRELESS] [ALL DEVICES ++] BP01-302, BP02-202M, BP02-202P, BP02-A202M, BP02-A202P, BP02-A202PH, BP03-302, BP03-A102M, BP03-A102P, RFBT-A, RFDL-11, RFDL-11-A, RFDL-11-CHI, RFDW-RM, RFDW-RM-A, RFDW-RM-CHI, RFDW-SM, RFDW-SM-A, RFDW
7dd4024f-b18f-4723-a277-90c4ed9dec9a |  |  |  | North | MIRCOM | [5 empty] | Module | TRUE | QPS-5000N | new | Audio Power Supply (120/240V) | 1 | [12 empty] | #FFFFFFFF |  |  | FALSE | FALSE | FALSE | [22 empty] | THOR\acont | 2024-10-09 10:48
1c662265-9eb8-498e-aaac-90c60399d855 | NFPA 170 HORN STROBE |  |  | North | Potter |  | Horn/Strobe |  |  |  | Module | TRUE | SH-1224WP-R |  | Weatherproof Horn Strobe, Wall, Red | 1 | 0 | 0.374 |  |  |  |  | FALSE | [5 empty] | #FF0070C0 | FA-NFPA 170 HORN STROBE | 1 | FALSE | FALSE | FALSE | 2012 | [13 empty] | FALSE | [7 empty] | THOR\acont | 2024-09-08 17:27 |  | [Potter] [NAC] [UL MAX, HIGH DB] SH-1224WP-R, SH-1224WP-W
34b0ddc3-cadc-40a2-898c-90cbd2a12904 | NFPA 170 HORN STROBE |  |  | North | System Sensor |  | Horn/Strobe |  |  |  | Module | TRUE | SPSWK-P | + | Plain Outdoor Speaker Strobe, Standard cd | 1 | 0 | 0.181 |  |  |  |  | FALSE | FALSE |  |  |  |  | #FF0070C0 | FA-NFPA 170 HORN STROBE | 1 | FALSE | FALSE | FALSE | 2012 | [13 empty] | FALSE |  |  | WP |  |  | DESKTOP-7EIEB7A\acont | 2021-05-05 16:02 | THOR\acont | 2024-09-08 17:27 | Cloned from System Sensor SPSWK | [BluePoint, System Sensor] [AUDIO 70.7v] [70V AUDIO] BP04-311P, SPCR (C), SPCW (C), SPCWK (C), SPRK, SPSCWH (C), SPSCWHK (C), SPSCWHK-P (C), SPSCWK (C), SPSCWK-CLR-ALERT (C), SPSRHK, SPSRK, SPSRK-P, SPSWK, SPSWK-CLR-ALERT, SPSWK-P, SPWK [BluePoint, System Sensor] [NAC] [VFWR, TEMPORAL HIGH] BP04-311P, SCRK (C), SCWK (C), SPSCWK (C), SPSCWK-CLR-ALERT (C), SPSRK, SPSRK-P, SPSWK, SPSWK-CLR-ALERT, SPSWK-P [BluePoint, System Sensor] [NAC] [VDC, TEMPORAL HIGH] BP04-311P, SCRK (C), SCWK (C), SPSCWK (C), SPSCWK-CLR-ALERT (C), SPSRK, SPSRK-P, SPSWK, SPSWK-CLR-ALERT, SPSWK-P [BluePoint, System Sensor] [AUDIO 25v] [25V AUDIO] BP04-311P, SPCR (C), SPCW (C), SPCWK (C), SPRK, SPSCWH (C), SPSCWHK (C), SPSCWHK-P (C), SPSCWK (C), SPSCWK-CLR-ALERT (C), SPSRHK, SPSRK, SPSRK-P, SPSWK, SPSWK-CLR-ALERT, SPSWK-P, SPWK
8a101a7d-2202-4560-8d97-90cce55d6b7e | NFPA 170 FIRE ALARM CONTROL UNIT | RISER FACP |  | North | Hochiki |  | Fire Alarm Control Unit |  |  |  | Assembly | TRUE | LA403K1-64 |  | FireNET L@TITUDE Analog Addressable Fire Alarm Control Panel, 4 Slot Deep Plex-Door Enclosure, 10.25 A Auto Voltage, 2-Loop Panel Module, Hochiki Protocol, Network Module, and Media Gateway™, Black, Printer / 48 Zone LEDs | 1 | [6 empty] | FALSE |  |  | *Refer to Install Sheet | 16.5in (W) x 23.2in (H) x 8in (D) | KM5FCRD (Optional Semi-Flush Mounting Kit) | #FFFF0000 | FA-NFPA 170 FIRE ALARM CONTROL UNIT | 1 | FALSE | FALSE | FALSE | 202 | [8 empty] | 7,12,18,28 |  |  | 10.25 |  | TRUE | [5 empty] | DESKTOP-GHR3H5U\Anthony | 2019-11-27 07:05 | THOR\acont | 2024-09-08 17:27
0ed1f742-4a18-4c0e-ae7f-90ce7a721811 | NFPA 170 SPEAKER WALL |  |  | North | Edwards |  | Speaker |  |  |  | Module | TRUE | G4SWN |  | Speaker, Wall, White, None | 1 | [6 empty] | FALSE | FALSE | GRSW-10 | G4WSB |  |  | #FF0070C0 | FA-NFPA 170 SPEAKER WALL | 1 | FALSE | FALSE | FALSE | 2021 | [13 empty] | FALSE |  |  | C |  |  | DESKTOP-7SAL8M7\acont | 2020-09-15 08:46 | THOR\acont | 2025-02-25 13:49 | Cloned from Edwards GCSWN | [Edwards, Hochiki, Kidde] [AUDIO 25v] [25V AUDIO] EG4SRF, EG4SRN, EG4SVRF, EG4SVRN, EG4SVWA, EG4SVWF, EG4SVWN, EG4SWA, EG4SWF, EG4SWN, G4SRF, G4SRN, G4SVRF, G4SVRN, G4SVWA, G4SVWF, G4SVWN, G4SWA, G4SWF, G4SWN, WGSRA, WGSRF, WGSRF-FR, WGSRF-SP, WGSRN, WGS [Edwards, Kidde] [AUDIO 25v] [25V AUDIO] EGCF-S2VMH (C), G4F-S2, G4F-S2V1575, G4F-S2VM, G4HFRF-S2, G4HFRF-S2VMC, G4HFRN-S2, G4HFRN-S2VMC, G4HFWA-S2, G4HFWA-S2VMA, G4HFWA-S2VMC, G4HFWF-S2, G4HFWF-S2VMC, G4HFWN-S2, G4HFWN-S2VMA, G4HFWN-S2VMC, G4RF-S2, G4RF [Edwards, Kidde] [AUDIO 70.7v] [70V AUDIO] G4F-S7, G4F-S7V1575, G4F-S7VM, G4HFRF-S7, G4HFRF-S7VMC, G4HFRN-S7, G4HFRN-S7VMC, G4HFWA-S7, G4HFWA-S7VMA, G4HFWA-S7VMC, G4HFWF-S7, G4HFWF-S7VMC, G4HFWN-S7, G4HFWN-S7VMA, G4HFWN-S7VMB, G4HFWN-S7VMC, G4RF-S7, G4RF [Edwards, Hochiki, Kidde] [AUDIO 70.7v] [70V AUDIO] EG4SRF, EG4SRN, EG4SVRF, EG4SVRN, EG4SVWA, EG4SVWF, EG4SVWN, EG4SWA, EG4SWF, EG4SWN, G4SRF, G4SRN, G4SVRF, G4SVRN, G4SVWA, G4SVWF, G4SVWN, G4SWA, G4SWF, G4SWN, WGSRA, WGSRF, WGSRF-FR, WGSRF-SP, WGSRN, W
6865cbf1-2a8c-4e97-affb-90cf56d73cf9 | NFPA 170 SPEAKER STROBE CEILING |  |  | North | Edwards |  | Speaker/Strobe |  |  |  | Module | TRUE | GCWA-S7VMG |  | 70V Speaker/Strobe white, ALERT, Standard cd, green | 1 | 0 | 0.318 |  |  |  |  | FALSE | TRUE |  |  |  |  | #FF0070C0 | FA-NFPA 170 SPEAKER STROBE CEILING | 1 | FALSE | FALSE | FALSE | 2020 | [13 empty] | FALSE |  |  | C |  |  |  |  | THOR\acont | 2024-09-08 17:27 |  | [Edwards, Kidde] [AUDIO 70.7v] [70V AUDIO] G4F-S7, G4F-S7V1575, G4F-S7VM, G4HFRF-S7, G4HFRF-S7VMC, G4HFRN-S7, G4HFRN-S7VMC, G4HFWA-S7, G4HFWA-S7VMA, G4HFWA-S7VMC, G4HFWF-S7, G4HFWF-S7VMC, G4HFWN-S7, G4HFWN-S7VMA, G4HFWN-S7VMB, G4HFWN-S7VMC, G4RF-S7, G4RF [Edwards, Kidde] [NAC] [16 VDC] EGCFR-VM (C), EGCF-VM (C), GCFR-S7VM (C), GCFR-VM (C), GCF-S2VM (C), GCF-S7VM (C), GCF-VM (C), GCHFRF-S2VMC (C), GCHFRF-S7VMC (C), GCHFRN-S2VMC (C), GCHFRN-S7VMC (C), GCHFWA-S2VMA (C), GCHFWA-S2VMC (C), GCHFWA-S7VMA (C), G [Edwards, Kidde] [NAC] [24 VDC] EGCFR-VM (C), EGCF-VM (C), GCFR-S7VM (C), GCFR-VM (C), GCF-S2VM (C), GCF-S7VM (C), GCF-VM (C), GCHFRF-S2VMC (C), GCHFRF-S7VMC (C), GCHFRN-S2VMC (C), GCHFRN-S7VMC (C), GCHFWA-S2VMA (C), GCHFWA-S2VMC (C), GCHFWA-S7VMA (C), G
93908442-8f19-47e5-ad34-90d5e30175c0 | NFPA 170 STROBE CEILING |  |  | North | Siemens |  | Strobe |  |  |  | Module | TRUE | SC-ST-CR-F |  | CEILING ACEND STROBE, RED, "FIRE" | 1 | [6 empty] | TRUE | TRUE |  |  |  |  | #FF0070C0 | FA-NFPA 170 STROBE CEILING | 1 | FALSE | FALSE | FALSE | [20 empty] | XPS-17-9710\August | 2024-10-11 06:38 | THOR\acont | 2024-11-20 14:53 | Cloned from Siemens SC-ST-WR-F | [Siemens] [NAC] [16.0 – 33.0 VDC] SC-ST-CR-F (C), SC-ST-CW-F (C), SC-ST-WR-F, SC-ST-WW-F
5552e1c1-a652-4cb1-9fd2-90d9b9d08cfa |  |  |  | North | HID | Security/Access Control |  |  |  |  | Module | TRUE | 5358A |  |  | 1 | [12 empty] | #FFFFFFFF |  |  | FALSE | FALSE | FALSE | [20 empty] | THOR\acont | 2024-03-12 21:20 | THOR\acont | 2024-10-09 10:48
70689a6a-c084-466a-b7d8-90da49815891 | NFPA 170 SPEAKER WALL |  |  | North | Edwards |  | Speaker |  |  |  | Module | TRUE | G4R-S7 |  | 70V Speaker, Red, running man, | 1 | [6 empty] | FALSE | [5 empty] | #FF0070C0 | FA-NFPA 170 SPEAKER WALL | 1 | FALSE | FALSE | FALSE | 2021 | [13 empty] | FALSE | [7 empty] | THOR\acont | 2024-09-08 17:27 |  | [Edwards, Kidde] [AUDIO 70.7v] [70V AUDIO] G4F-S7, G4F-S7V1575, G4F-S7VM, G4HFRF-S7, G4HFRF-S7VMC, G4HFRN-S7, G4HFRN-S7VMC, G4HFWA-S7, G4HFWA-S7VMA, G4HFWA-S7VMC, G4HFWF-S7, G4HFWF-S7VMC, G4HFWN-S7, G4HFWN-S7VMA, G4HFWN-S7VMB, G4HFWN-S7VMC, G4RF-S7, G4RF
b9d43547-1298-4743-8609-90dad175c2d1 | NFPA 170 STROBE WALL |  |  | North | Monaco Enterprises |  | Strobe |  |  |  | Module | TRUE | 367-066-00 |  | STROBE:12/24VDC,STANDARD CANDELA,WEATHERPROOF,RED BODY | 1 | 0 | 0.158 |  |  |  |  | FALSE | FALSE |  |  |  |  | #FF0070C0 | FA-NFPA 170 STROBE WALL | 1 | FALSE | FALSE | FALSE | 2023 | [13 empty] | FALSE |  |  | WP |  |  | DESKTOP-7SAL8M7\acont | 2020-02-20 16:36 | THOR\acont | 2024-09-08 17:27 | Cloned from System Sensor SRK | [Monaco Enterprises] [NAC] 367-066-00, 367-066-01, 367-066-02
29afa5e1-800f-497d-9f31-90dc878c2a82 |  |  |  | North | Siemens |  | Hardware |  |  |  | Hardware | TRUE | CAB-2 |  | CAB-2 Enclosure | 1 | [6 empty] | FALSE | [5 empty] | #FFFFFFFF |  |  | FALSE | FALSE | FALSE | [14 empty] | FALSE | [5 empty] | AULAPTOP-PC\Aulaptop | 2018-08-24 02:41 | THOR\acont | 2024-10-09 10:48 | Cloned from Siemens CLONED Part
d72dba12-9cc1-4152-9909-90e514c28136 | NFPA 170 FIRE ALARM CONTROL UNIT | RISER FACP |  | North | Potter |  | Fire Alarm Control Unit |  |  |  | Assembly | TRUE | IPA-60 | + | Fire Alarm Control Panel | 1 | [6 empty] | FALSE | [5 empty] | #FFFF0000 | FA-NFPA 170 FIRE ALARM CONTROL UNIT | 1 | FALSE | FALSE | FALSE | 202 | [8 empty] | 8,18,55 |  |  | 5 |  | TRUE | [7 empty] | THOR\acont | 2024-09-08 17:27
f72e776f-a151-494d-9702-90e58c83d6ce | NFPA 170 FIRE ALARM CONTROL UNIT | RISER FACP |  | North | MIRCOM |  | Fire Alarm Control Unit |  |  |  | Assembly | TRUE | FX-3500 | + | Single Loop, 318 Point Intelligent Fire Alarm Control Unit with built-in UDACT/Digital Communicator, expandable to 954 points with ALC-636 Dual Loop controller module. Includes UB-1024DS back box and DOX-1024DSR red door | 1 | [6 empty] | FALSE | [5 empty] | #FFFF0000 | FA-NFPA 170 FIRE ALARM CONTROL UNIT | 1 | FALSE | FALSE | FALSE | 202 | [8 empty] | 7,12,18 |  |  | 6 |  | TRUE | [7 empty] | THOR\acont | 2024-09-08 17:27
d2c5526b-cc4c-4aff-bfc9-90f4e76a7ed3 | NFPA 170 STROBE WALL |  |  | North | Hochiki |  | Strobe |  |  |  | Module | TRUE | HEC24-177WW |  | 177 Candela, Low Profile Evacuation Horn Strobe, White | 1 | 0 | 0.213 |  |  |  |  | FALSE |  |  | *Refer to Install Sheet |  |  | #FF0070C0 | FA-NFPA 170 STROBE WALL | 1 | FALSE | FALSE | FALSE | 2023 | [13 empty] | FALSE | [5 empty] | DESKTOP-7SAL8M7\acont | 2019-12-03 06:14 | THOR\acont | 2024-09-08 17:27 | Cloned from Hochiki HEC24-1575WW | [Hochiki] [NAC] [UL MAX] HEC24-177WR, HEC24-177WW [Hochiki] [NAC] [24 VDC] HEC24-177WR, HEC24-177WW
1ab45031-a4d0-4b5a-b5ce-90f4ef07ab9d | NFPA 170 SMOKE HEAT DETECTOR |  |  | North | Kidde |  | Smoke/Heat Detector |  |  |  | Module | TRUE | KIR-OSHD w/KI-ABST BASE | ++ | Intelligent Multisensor Smoke and Heat Detector | 1 | 4.3e-05 | 7e-05 |  |  |  |  | FALSE | TRUE |  |  |  |  | #FFFF0000 | FA-NFPA 170 SMOKE HEAT DETECTOR | 1 | FALSE | FALSE | FALSE | 1408 | [13 empty] | FALSE | [5 empty] | DESKTOP-7EIEB7A\acont | 2023-05-24 19:27 | THOR\acont | 2024-09-08 17:27 | Cloned from Kidde KIR-COD w/KI-ABST BASE | [Edwards, Kidde] [SLC EST MODULES/SENSORS] 01 [*] [iO64] DS-HFS (C), DS-PS (C), FX-HD w/IB4U BASE, FX-HD w/RB4U BASE, FX-HD w/SB4U BASE, FX-HD w/SB4U-LF BASE, FX-HD wB4U BASE, FX-PD w/B4U BASE (C), FX-PD w/IB4U BASE (C), FX-PD w/SB4U BASE (C), FX-PD w/SB [Kidde] [SLC EST SENSORS] [*] [#4 TYPE ADDR ¦ SENSORS] DS-HFS (C), DS-PS (C), FX-HD w/IB4U BASE, FX-HD w/RB4U BASE, FX-HD w/SB4U BASE, FX-HD w/SB4U-LF BASE, FX-HD wB4U BASE, FX-PD w/B4U BASE (C), FX-PD w/IB4U BASE (C), FX-PD w/SB4U BASE (C), FX-PD w/SB4U [Edwards, Kidde] [AUX POWER] FX-HD w/SB4U BASE, FX-PD w/SB4U BASE (C), FX-PHD w/SB4U BASE (C), KI-COD w/KI-ABST BASE (C), KI-HCD w/KI-ABST BASE, KI-HRD w/KI-ABST BASE, KI-PCD w/KI-ABST BASE (C), KI-PD w/KI-ABST BASE (C), KI-PHCD w/KI-ABST BASE (C), KI-PH [Edwards, Kidde] [SLC EST SENSORS] 01 [*] [EST3, iO1000] DS-HFS (C), DS-PS (C), FX-HD w/IB4U BASE, FX-HD w/RB4U BASE, FX-HD w/SB4U BASE, FX-HD w/SB4U-LF BASE, FX-HD wB4U BASE, FX-PD w/B4U BASE (C), FX-PD w/IB4U BASE (C), FX-PD w/SB4U BASE (C), FX-PD w/SB [Kidde] [SLC EST MODULES SENSORS] [*] [#2 SHARED ADDR ¦ SENSORS] DS-HFS (C), DS-PS (C), FX-HD w/IB4U BASE, FX-HD w/RB4U BASE, FX-HD w/SB4U BASE, FX-HD w/SB4U-LF BASE, FX-HD wB4U BASE, FX-PD w/B4U BASE (C), FX-PD w/IB4U BASE (C), FX-PD w/SB4U BASE (C), FX
577b30da-803f-4c42-95cf-90f65b08225b | NFPA 170 NOTIFICATION CIRCUIT EXTENDER PANEL | RISER NAC |  | North | Hochiki |  | Notification Circuit Extender Panel |  |  |  | Assembly | TRUE | FN-842-ULADA | ++ | 8-Amp, 24-Volt Power Supply | 1 | [6 empty] | FALSE | FALSE |  |  | 18” x 14.5” x 4.625” (457.2mm x 368.3mm x 117.5mm) |  | #FFFF0000 | FA-NFPA 170 NOTIFICATION CIRCUIT EXTENDER PANEL | 1 | FALSE | FALSE | FALSE | 212 | [8 empty] | 7,12,18,33 |  | 12 |  |  | TRUE | [5 empty] | DESKTOP-7EIEB7A\acont | 2022-09-29 11:16 | THOR\acont | 2024-09-08 17:27 | Cloned from Hochiki FN-1042-ULADA
75c24ff6-ed89-40cc-9f25-90f76e2b70df |  |  |  | North | Edwards |  | Hardware |  |  |  | Hardware | TRUE | VSMUSB |  | Vigilant Site Monitor Software & USB Software Key | 1 | [6 empty] | FALSE | [5 empty] | #FFFFFFFF |  |  | FALSE | FALSE | FALSE | [14 empty] | FALSE | [7 empty] | THOR\acont | 2024-10-09 10:48
407555df-1c6f-48da-a870-90f83243e410 | NFPA 170 HEAT DETECTOR |  |  | North | Firelite |  | Heat Detector |  |  |  | Module | TRUE | H365 w/B200S-WH | + | White, Low-profile 135°F fixed thermal sensor, Sounder Base | 1 | 0.0002 | 0.0045 |  |  |  |  | FALSE | TRUE |  |  |  |  | #FFFF0000 | FA-NFPA 170 HEAT DETECTOR | 1 | FALSE | FALSE | FALSE | 1403 | [13 empty] | FALSE |  |  | 135° |  |  | DESKTOP-7SAL8M7\acont | 2019-03-28 05:42 | THOR\acont | 2024-09-08 17:27 | 20191121 AC Detector with base | [Firelite] [AUX POWER] AD355 w/B200SR-WH (C), CP355 w/B200SR-WH (C), H355 w/B200SR (C), H355HT w/B200SR (C), H355R w/B200SR (C), H365 w/B200S-WH (C), H365HT w/B200S-WH (C), H365R w/B200S-WH (C), SD355 w/B200SR (C), SD355CO w/B200S-WH (C), SD355T w/B200SR [Firelite, System Sensor] [SLC MODULES SENSORS] [*] [#2 SHARED ADDR ¦ SENSORS] AD355 w/B200SR-LF-WH (C), AD355 w/B200SR-WH (C), AD355 w/B210LP (C), AD355 w/B224BI-WH (C), AD355 w/B224RB-WH (C), AD355 w/B501 (C), BEAM355 (C), BEAM355S (C), CP355 w/B200SR- [Firelite, System Sensor] [SLC SENSORS] [*] [#4 TYPE ADDR ¦ SENSORS] AD355 w/B200SR-LF-WH (C), AD355 w/B200SR-WH (C), AD355 w/B210LP (C), AD355 w/B224BI-WH (C), AD355 w/B224RB-WH (C), AD355 w/B501 (C), BEAM355 (C), BEAM355S (C), CP355 w/B200SR-WH (C), CP
2744d2b5-d89f-4817-aade-90fb5e1156d6 | NFPA 170 STROBE CEILING |  |  | North | MIRCOM |  | Strobe |  |  |  | Module | TRUE | FS-400C-RR | + | Ceiling Mount Strobe, Red | 1 | [6 empty] | FALSE | TRUE |  |  |  |  | #FF0070C0 | FA-NFPA 170 STROBE CEILING | 1 | FALSE | FALSE | FALSE | 2023 | [13 empty] | FALSE | [5 empty] | THOR\acont | 2024-11-15 13:12 | THOR\acont | 2024-11-15 13:13 | Cloned from MIRCOM FS-400-RR | [MIRCOM] [NAC] [24 VDC] FS-400C-RR (C), FS-400C-WW (C) [MIRCOM] [NAC] [24 VFWR] FS-400C-RR (C), FS-400C-WW (C)
7d13b80d-c9ba-4403-a4a6-90ff13432f8d | NFPA 170 SMOKE CO DETECTOR |  |  | North | Potter |  | Smoke/CO Detector |  |  |  | Module | TRUE | PAD300-PCD w/PAD300-SB | ++ | Photoelectric Smoke/CO Detector with 6" Base with Sounder Module Included | 1 | 0.0006 | 0.0006 |  |  |  |  | FALSE | TRUE |  |  |  |  | #FFFF0000 | FA-NFPA 170 SMOKE CO DETECTOR | 1 | FALSE | FALSE | FALSE | 1411 | [13 empty] | FALSE |  |  | SB |  |  | DESKTOP-7EIEB7A\acont | 2023-01-20 06:58 | THOR\acont | 2024-09-08 17:27 | Cloned from Potter PAD200-PCD w/PAD100-SB | [Potter] [AUX POWER] PAD300-CD w/PAD300-SB, PAD300-HD w/PAD300-SB, PAD300-PCD w/PAD300-SB (C), PAD300-PCD w/PAD300-SB (Split) (C), PAD300-PD w/PAD300-SB (C), PAD300-PHD w/PAD300-SB (C), PAD300-PHD w/PAD300-SB (Split) (C) [Potter] [SLC PAD] [*] [#2 SHARED ADDR ¦ SENSORS] PAD100-CD w/PAD100-4DB, PAD100-CD w/PAD100-6DB, PAD100-CD w/PAD100-IB, PAD100-CD w/PAD100-LFSB, PAD100-CD w/PAD100-RB, PAD100-CD w/PAD100-SB, PAD100-CD w/PAD100-SPKB, PAD100-DUCT (C), PAD100-DUCTR (C), PA
10fe87b7-3f13-43eb-a833-9101f27e77b1 |  |  |  | North | Simplex |  | Cards & Components |  |  |  | Card | TRUE | 4100-5311 | ++ | Expansion EPS with IDNet 2 Module | 1 | 0.225 | 0.49 |  |  |  |  | TRUE | [5 empty] | #FFFFFFFF |  |  | FALSE | FALSE | FALSE | [20 empty] | THOR\acont | 2024-01-08 16:43 | THOR\acont | 2024-10-09 10:48 | Cloned from Autocall A100-5311 |  | [Autocall, Simplex] 4007-9101(BA) CPU, 4007-9102(BA) CPU, 4007-9202 CPU, 4100-5311, A007-9101/9102 CPU, A007-9202 CPU, A010-9422 CPU, A010-9425 CPU, A010-9426 CPU, A010-9601 ESS, A010-9602 CPU, A010-9604 CPU, A100-5101, A100-5311, A100-5325, A100-9121 CPU [Autocall, Simplex] 4100-5311, A100-3110, A100-5111, A100-5311
f00de327-e07c-48ec-84ab-9109bb72ee2e | NFPA 170 HORN |  |  | North | Edwards |  | Horn |  |  |  | Module | TRUE | G1RF-P |  | Genesis Horn, 77.1 dBA, running man, red, FIRE | 1 | 0 | 0.019 |  |  |  |  | FALSE | [5 empty] | #FF0070C0 | FA-NFPA 170 HORN | 1 | FALSE | FALSE | FALSE | 2010 | [13 empty] | FALSE | [7 empty] | THOR\acont | 2024-09-08 17:27 |  | [Edwards, Kidde] [NAC] [16 VDC, LOW DB] EG1F-HD, EG1F-P, G1F-HD, G1F-P, G1-HD, G1-P, G1RF-HD, G1RF-P, G1R-HD, G1R-P [Edwards, Kidde] [NAC] [24 VDC, LOW DB] EG1F-HD, EG1F-P, G1F-HD, G1F-P, G1-HD, G1-P, G1RF-HD, G1RF-P, G1R-HD, G1R-P [Edwards, Kidde] [NAC] [24 VDC, HIGH DB] EG1F-HD, EG1F-P, G1F-HD, G1F-P, G1-HD, G1-P, G1RF-HD, G1RF-P, G1R-HD, G1R-P [Edwards, Kidde] [NAC] [16 VDC, HIGH DB] EG1F-HD, EG1F-P, G1F-HD, G1F-P, G1-HD, G1-P, G1RF-HD, G1RF-P, G1R-HD, G1R-P
dfa902ee-6c0f-4c1f-8f0a-910b8883c069 | NFPA 170 STROBE CEILING |  |  | North | Edwards |  | Strobe |  |  |  | Module | TRUE | GCWA-VMHC |  | Strobe, white, ALERT, 95, 115, 150, 177 cd, clear | 1 | 0 | 0.502 |  |  |  |  | FALSE | TRUE |  |  |  |  | #FF0070C0 | FA-NFPA 170 STROBE CEILING | 1 | FALSE | FALSE | FALSE | 2022 | [13 empty] | FALSE |  |  | C |  |  |  |  | THOR\acont | 2024-09-08 17:27 |  | [Edwards, Kidde] [NAC] [16 VDC] EGCF-S2VMH (C), EGCF-VMH (C), GCF-S2VMH (C), GCF-S7VMH (C), GCF-VMH (C), GCHFRF-S2VMCH (C), GCHFRF-S7VMCH (C), GCHFRN-S2VMCH (C), GCHFRN-S7VMCH (C), GCHFWA-S2VMAH (C), GCHFWA-S2VMCH (C), GCHFWA-S7VMAH (C), GCHFWA-S7VMCH (C [Edwards, Kidde] [NAC] [24 VDC] EGCF-S2VMH (C), EGCF-VMH (C), GCF-S2VMH (C), GCF-S7VMH (C), GCF-VMH (C), GCHFRF-S2VMCH (C), GCHFRF-S7VMCH (C), GCHFRN-S2VMCH (C), GCHFRN-S7VMCH (C), GCHFWA-S2VMAH (C), GCHFWA-S2VMCH (C), GCHFWA-S7VMAH (C), GCHFWA-S7VMCH (C
f22ffc42-006d-41b1-9cc3-910c656449aa | NFPA 170 ADDRESSABLE INPUT OUTPUT |  |  | North | Apollo |  | Addressable Module |  |  |  | Module | FALSE | A901-CTRL I/O-2 |  | CONTROL MODULE ( 2 SUPERVISED INPUTS AND 2 FORM C OUTPUT) | 1 | 0.00085 | 0.005 |  |  |  |  | FALSE | [5 empty] | #FFFF0000 | FA-NFPA 170 ADDRESSABLE INPUT OUTPUT | 1 | FALSE | FALSE | FALSE | 1200 | [13 empty] | FALSE |  |  | ID |  |  |  |  | THOR\acont | 2024-09-08 17:27 |  | [Advanced, Apollo] [SLC APOLLO MODULES SENSORS] [*] [#1 SHARED ADDR ¦ MODULES] 45681-800 (C), 45681-805 (C), 55000-001 (C), 55000-002 (C), 55000-005 (C), 55000-006 (C), 55000-009 (C), 55000-010 (C), 55000-765 (C), 55000-790ADV, 55000-805ADV, 55000-806ADV [Apollo] [SLC APOLLO MODULES/SENSORS] [#6] A901-CTRL I/O, A901-CTRL I/O-2, D900-CTRL I/O [Apollo] [SLC APOLLO MODULES/SENSORS] [#13] A901-CTRL I/O-2
18fd14ef-e16e-48d2-a86e-910cbcb8369e | NFPA 170 SYNC MODULE |  |  | North | Potter |  | Sync Module |  |  |  | Module | TRUE | AVSM-R |  | Gangable Synchronization Control Module | 1 | 0 | 0.047 |  |  |  |  | FALSE | [5 empty] | #FFFF0000 | FA-NFPA 170 SYNC MODULE | 1 | FALSE | FALSE | FALSE | 1300 |  |  | 7125-0328:0216 | [10 empty] | FALSE |  |  | SYNC |  |  |  |  | THOR\acont | 2024-09-08 17:27 |  | [Gentex, Potter] [NAC] [#1 NAC INPUT] AVS44-R, AVS44-W, AVSM-R, AVSM-R, AVSM-W, AVSM-W [Gentex, Potter] [NAC] [#2 NAC INPUT] AVS44-R, AVS44-W, AVSM-R, AVSM-R, AVSM-W, AVSM-W
f8c51973-83d5-480c-876d-910d603fbf5b |  |  |  | North | Siemens | [5 empty] | Module | TRUE | PBF-1191B | 500-695083 | SHORT DISTANCE FILTER (7-10M) | 1 | [12 empty] | #FFFFFFFF |  |  | FALSE | FALSE | FALSE | [20 empty] | DESKTOP-7SAL8M7\acont | 2019-08-13 09:04 | THOR\acont | 2024-10-09 10:48
29107130-2bb6-45be-ae38-910d6740b6c3 | NFPA 170 LOCAL OPERATOR CONSOLE | RISER LOC |  | North | MIRCOM |  | Local Operator Console |  |  |  | Module | TRUE | QX-MINI-LOC | + | Local Operating Console: Main Display, Microphone, RMIC PCB, Deadfront, Backbox, Red Door – UL Only | 1 | 0.023 | 0.04 |  |  |  |  | FALSE | [5 empty] | #FFFF0000 | FA-NFPA 170 LOCAL OPERATOR CONSOLE | 1 | FALSE | FALSE | FALSE | 211 | [8 empty] | 7,12,18 |  |  |  |  | FALSE | [7 empty] | THOR\acont | 2024-09-08 17:27 |  | [MIRCOM] [AUX POWER] [*] MGD-32 Card, QX-MINI-LOC, QX-MINI-LOCMAIN, QX-MINI-LOC-W, QX-MINI-RM, QX-MINI-RMMIC, QX-MINI-RM-W, RAM-208, RAM-216, RAM-300LCD, RAM-3318-LCD, RAM-3500-LCD Card
3c2045b2-1560-455b-86eb-9113d288d76f | NFPA 170 SPEAKER CEILING |  |  | North | Quam |  | Speaker |  |  |  | Module | TRUE | UL22/70 |  | 2' x 2' UL Listed Fire Signaling Device For Mass Notification & Emergency Communications | 1 | [6 empty] | FALSE | TRUE |  |  |  |  | #FF0070C0 | FA-NFPA 170 SPEAKER CEILING | 1 | FALSE | FALSE | FALSE | 2019 | [13 empty] | FALSE |  |  | C |  |  | DESKTOP-7SAL8M7\acont | 2019-09-26 12:16 | THOR\acont | 2024-09-08 17:27 | Cloned from Quam UL22/25 | [Quam] [AUDIO 70.7v] [70V AUDIO] UL22/70 (C)
29a2d08d-6278-4697-bcf0-9117f7942a82 | NFPA 170 STROBE WALL |  |  | North | Edwards |  | Strobe |  |  |  | Module | TRUE | 405-7A-T |  | 15/75cdWC Strobe, Red, Terminals | 1 | [6 empty] | FALSE | FALSE |  |  |  |  | #FF0070C0 | FA-NFPA 170 STROBE WALL | 1 | FALSE | FALSE | FALSE | 2023 | [13 empty] | FALSE |  |  | C |  |  |  |  | THOR\acont | 2024-09-08 17:27 |  | [Edwards] [NAC] [24 VDC] 405-7A-T, 405-7A-TW, CS405-7A-T [Edwards] [NAC] [24 VFWR] 405-7A-T, 405-7A-TW, CS405-7A-T
17d402d4-f133-43d0-bc58-911a8c213f7f |  |  |  | North | Bosch | [5 empty] | Module | TRUE | DDH-3532-200N00 | * | DIVAR HYBRID 3000 16AN16IP | 1 | [12 empty] | #FFFFFFFF |  |  | FALSE | FALSE | FALSE | [20 empty] | DESKTOP-7EIEB7A\acont | 2021-08-13 06:25 | THOR\acont | 2024-10-09 10:48
7f38e94c-9d14-4862-bb95-911c172f877a | NFPA 170 HEAT DETECTOR |  |  | North | Hochiki |  | Heat Detector |  |  |  | Module | TRUE | DFE-135 w/HSC-224R - 2 WIRE RELAY BASE | DFE-135 w/HSC-224R - 2 WIRE RELAY BASE | HEAT DETECTOR w/ 2 WIRE RELAY BASE | 1 |  | 0.193 |  |  |  |  | TRUE | TRUE |  | *Refer to Install Sheet |  |  | #FFFF0000 | FA-NFPA 170 HEAT DETECTOR | 1 | FALSE | FALSE | FALSE | 1403 | [16 empty] | R |  |  | DESKTOP-0D6CQVA\lousc | 2019-10-12 07:53 | THOR\acont | 2024-09-08 17:27 | Cloned from Hochiki DCD-135 w/HSC-224R - 2 WIRE RELAY BASE | [Hochiki] [IDC] 01 [IDC] DCD-135 w/HSC-220L LATCHING LED BASE (C), DCD-135 w/HSC-220R - 2 WIRE RELAY BASE (C), DCD-135 w/HSC-221L LATCHING LED BASE (C), DCD-135 w/HSC-221R - 2 WIRE RELAY BASE (C), DCD-135 w/HSC-224L LATCHING LED BASE (C), DCD-135 w
575b1fa2-4f6f-4ca0-949c-9121968e115c |  |  |  | North | Notifier |  | Hardware |  |  |  | Hardware | TRUE | BEAMSMK | ++ | Surface-mount kit for BEAM1224 and BEAM200 | 1 | [6 empty] | FALSE | FALSE |  |  |  |  | #FFFFFFFF |  |  | FALSE | FALSE | FALSE | [14 empty] | FALSE | [7 empty] | THOR\acont | 2024-10-09 10:48
cca16dbc-614f-414d-88f2-912a223b078c | NFPA 170 EMERGENCY TEXTUAL VISUAL | NFPA 170 EMERGENCY TEXTUAL VISUAL |  | North | Capsol |  | Emergency Visual |  |  |  | Module | TRUE | CC-LED-01 | ++ | LED Text Display w/CC-LED0lBB-10/1005 Backbox | 1 | 0.3 | 1 |  |  |  |  | TRUE | [5 empty] | #FFFF0000 | FA-NFPA 170 EMERGENCY TEXTUAL VISUAL | 1 | FALSE | FALSE | FALSE | 258 | [19 empty] | DESKTOP-7EIEB7A\acont | 2023-05-11 08:36 | THOR\acont | 2024-09-08 17:27 | Cloned from Monaco Enterprises 710-075-01 | [Capsol, Monaco Enterprises] [RS-485] 710-075-01, CC-LED-01 [Capsol, Light Engineered Displays, Monaco Enterprises] [AUX POWER] [*] 176-268-03, 710-075-01, CC-LED-01, LED-4000 UL24V MNS, MNS-CNTRL, MNS-SUPERVISOR [Capsol, Light Engineered Displays, Monaco Enterprises] [RS-485] 710-075-01, CC-LED-01, LED-4000 UL24V MNS
80dcb457-bd43-4a74-92f6-912c7875e6b3 |  |  |  | North | Edwards |  | Hardware |  |  |  | Hardware | TRUE | 74347U |  | Surface mount box, 4' square, oudoor rated, red | 1 | [6 empty] | FALSE | [5 empty] | #FFFFFFFF |  |  | FALSE | FALSE | FALSE | [14 empty] | FALSE | [7 empty] | THOR\acont | 2024-10-09 10:48
0bb94621-bfb0-485d-877c-9135f9af9333 | NFPA 170 HEAT DETECTOR |  |  | North | Notifier |  | Heat Detector |  |  |  | Module | TRUE | FWH-200FIX135 | + | Addressable Wireless Fixed-Temperature (135 Degrees) Heat Detector | 1 | [6 empty] | FALSE | [5 empty] | #FFFF0000 | FA-NFPA 170 HEAT DETECTOR | 1 | FALSE | FALSE | FALSE | 1403 | [13 empty] | FALSE |  |  | W |  |  | DESKTOP-7SAL8M7\acont | 2019-06-14 10:34 | THOR\acont | 2024-09-08 17:27 | 20191121 AC Detector without base | [Honeywell, Notifier, System Sensor] [SLC MODULES SENSORS] [*] [#2 SHARED ADDR ¦ SENSORS] 2251B (C), 2251-COPTIR (C), 2251-COPTIR w/B200S-WH (C), 2251TB (C), 2251TMB (C), 5251B (C), 5251B-WP (C), 5251H (C), 5251RB (C), 5251RB-WP (C), 7251 (C), 7251DH (C) [Honeywell, Notifier, System Sensor] [SLC SENSORS] [*] [#4 TYPE ADDR ¦ SENSORS] 2251B (C), 2251-COPTIR (C), 2251-COPTIR w/B200S-WH (C), 2251TB (C), 2251TMB (C), 5251B (C), 5251B-WP (C), 5251H (C), 5251RB (C), 5251RB-WP (C), 7251 (C), 7251DH (C), DH200LP [Farenhyt, Firelite, Gamewell FCI, Notifier, Silent Knight] [SWIFT MESH DEVICES] 01 FWH-200FIX135, FWH-200ROR135, FW-MM, FW-RM, NBG-12WL, WAM-MM, WAM-RC, W-BG12LX, W-CRF, W-H355, W-H355R, WIDP-HEAT w/B210W, WIDP-HEAT-ROR w/B210W, WIDP-MONITOR, WIDP-PULL-
5519ea72-065d-462a-b446-9147d5805d35 | NFPA 170 STROBE CEILING |  |  | North | Gentex |  | Strobe |  |  |  | Module | TRUE | GCSR24PCW |  | GCS Colored Lens, Selectable Candela, Ceiling, White, Plain, Red Lens | 1 | 0 | 0.139 |  |  |  |  | FALSE | TRUE |  |  |  |  | #FF0070C0 | FA-NFPA 170 STROBE CEILING | 1 | FALSE | FALSE | FALSE | 2022 | [13 empty] | FALSE |  |  | C |  |  |  |  | THOR\acont | 2024-09-08 17:27 |  | [Gentex] [NAC] [UL MAX] GCSB24PCR (C), GCSB24PCW (C), GCSG24PCR (C), GCSG24PCW (C), GCSR24PCR (C), GCSR24PCW (C)
9327e9bb-5f29-4f81-b1be-914ab04a8876 |  |  |  | North | Potter | [5 empty] | Module | TRUE | TSW-2T |  | Mechanical Tamper Switch | 1 | [6 empty] | FALSE | [5 empty] | #FFFFFFFF |  |  | FALSE | FALSE | FALSE | [14 empty] | FALSE | [7 empty] | THOR\acont | 2024-10-09 10:48
7f1118fd-3228-4964-bed0-914f2199b62b |  |  |  | North | Monaco Enterprises |  | Cards & Components |  |  |  | Card | TRUE | 176-193-01 |  | Analog Addressable Controller (AAC). The AAC supports eight ADCs. | 1 | [6 empty] | TRUE | [5 empty] | #FFFFFFFF |  |  | FALSE | FALSE | FALSE | [20 empty] | AULAPTOP-PC\Aulaptop | 2019-04-20 02:23 | THOR\acont | 2024-10-09 10:48
5a2cffb6-f053-4d08-9ff4-91503ba5bdad | NFPA 170 SMOKE DETECTOR |  |  | North | Silent Knight |  | Smoke Detector |  |  |  | Module | TRUE | WSK-PHOTO | + | Addressable Wireless Photo Detector | 1 | [6 empty] | FALSE | TRUE |  |  |  |  | #FFFF0000 | FA-NFPA 170 SMOKE DETECTOR | 1 | FALSE | FALSE | FALSE | 1408 | [13 empty] | FALSE |  |  | W |  |  | DESKTOP-7SAL8M7\acont | 2019-07-13 08:52 | THOR\acont | 2024-09-08 17:27 | 20191121 AC Detector without base | [Farenhyt, Silent Knight] [SLC MODULES SENSORS] [*] [#2 SHARED ADDR ¦ SENSORS] CO1224TR w/ IDP-MINIMON, CO1224TR w/ IDP-MONITOR, DNR w/IDP-PHOTO-R-W (C), DNR w/SK-PHOTO-R-W (C), DNRW w/IDP-PHOTO-R-W (C), DNRW w/SK-PHOTO-R-W (C), HFS-D (C), HFS-P (C), HFS [Farenhyt, Firelite, Gamewell FCI, Notifier, Silent Knight] [SWIFT MESH DEVICES] 02 FWD-200 ACCLIMATE (C), FWD-200P (C), WIDP-PHOTO w/B210W (C), WIDP-PHOTO-T w/B210W (C), W-SD355 (C), W-SD355T (C), WSD-ACCLIMATE (C), WSD-P (C), WSK-PHOTO (C), WSK-PHOTO-T [Silent Knight, System Sensor] [SLC SK SENSORS] [*] [#4 TYPE ADDR ¦ SENSORS] DNR w/SK-PHOTO-R-W (C), DNRW w/SK-PHOTO-R-W (C), HFS-D (C), HFS-P (C), HFS-PT (C), HFS-T (C), OSI-RI-SK (C), SK-ACCLIMATE (C), SK-BEAM (C), SK-DUCT-W w/SK-PHOTO-R-W (C), SK-FIRE
b1602068-7f61-48fc-8dd3-9152bc324c43 | NFPA 170 SMOKE HEAT DETECTOR |  |  | North | Silent Knight |  | Smoke/Heat Detector |  |  |  | Module | TRUE | WSK-PHOTO-T | + | Addressable Wireless Photo/Heat Detector | 1 | [6 empty] | FALSE | TRUE |  |  |  |  | #FFFF0000 | FA-NFPA 170 SMOKE HEAT DETECTOR | 1 | FALSE | FALSE | FALSE | 1411 | [13 empty] | FALSE |  |  | W |  |  | DESKTOP-7SAL8M7\acont | 2019-07-13 08:52 | THOR\acont | 2024-09-08 17:27 | 20191121 AC Detector without base | [Farenhyt, Firelite, Gamewell FCI, Notifier, Silent Knight] [SWIFT MESH DEVICES] 02 FWD-200 ACCLIMATE (C), FWD-200P (C), WIDP-PHOTO w/B210W (C), WIDP-PHOTO-T w/B210W (C), W-SD355 (C), W-SD355T (C), WSD-ACCLIMATE (C), WSD-P (C), WSK-PHOTO (C), WSK-PHOTO-T [Silent Knight, System Sensor] [SLC SK SENSORS] [*] [#4 TYPE ADDR ¦ SENSORS] DNR w/SK-PHOTO-R-W (C), DNRW w/SK-PHOTO-R-W (C), HFS-D (C), HFS-P (C), HFS-PT (C), HFS-T (C), OSI-RI-SK (C), SK-ACCLIMATE (C), SK-BEAM (C), SK-DUCT-W w/SK-PHOTO-R-W (C), SK-FIRE [Farenhyt, Silent Knight] [SLC MODULES SENSORS] [*] [#2 SHARED ADDR ¦ SENSORS] CO1224TR w/ IDP-MINIMON, CO1224TR w/ IDP-MONITOR, DNR w/IDP-PHOTO-R-W (C), DNR w/SK-PHOTO-R-W (C), DNRW w/IDP-PHOTO-R-W (C), DNRW w/SK-PHOTO-R-W (C), HFS-D (C), HFS-P (C), HFS
d50aaffe-74c9-45dd-83e7-9154bcce3d54 | NFPA 170 AMPLIFIER RACK | RISER AMP |  | North | Potter |  | Amplifier |  |  |  | Assembly | TRUE | SCA-5025 (25V) | + | SINGLE CHANNEL 50W, 25V AMPLIFIER | 1 | [6 empty] | FALSE | [5 empty] | #FFFF0000 | FA-NFPA 170 AMPLIFIER RACK | 1 | FALSE | FALSE | FALSE | 300 | [8 empty] | 12 |  |  |  | 50 | TRUE | [5 empty] | DESKTOP-7EIEB7A\acont | 2021-12-13 22:21 | THOR\acont | 2024-09-08 17:27 | Cloned from Potter SCA-2525
e38d385b-b863-417d-8db6-91571b85a71c | NFPA 170 NON ADDRESSABLE RELAY |  |  | North | Space Age Electronics |  | Non-Addressable Relay |  |  |  | Module | TRUE | SSU-PAM-4 | ++ | Polarized Relay Module 12 to 40VDC | 1 | 0.02 | 0.02 |  |  |  |  | FALSE | [5 empty] | #FFFF0000 | FA-NFPA 170 NON ADDRESSABLE RELAY | 1 | FALSE | FALSE | FALSE | 1300 | [13 empty] | FALSE | [5 empty] | DESKTOP-7EIEB7A\acont | 2022-07-29 13:43 | THOR\acont | 2024-09-08 17:27 | Cloned from Space Age Electronics SSU-PAM-1 CLONED | [Space Age, Space Age Electronics] [AUX POWER, NAC] [*] SSU-MR-199X-14, SSU-PAM-1, SSU-PAM-2, SSU-PAM-4, SSU-PAM-SD [Space Age, Space Age Electronics] [IDC] 01 SSU-MR-199X-14, SSU-PAM-1, SSU-PAM-2, SSU-PAM-4, SSU-PAM-SD | [Edwards, Firelite, Functional Devices, Notifier, Potter, Space Age Electronics] PAM1, PAM-1, PAM-4, RIB21CDC, RIBU1C, SSU-PAM-1, SSU-PAM-2, SSU-PAM-4, SSU-PAM-SD [Edwards, Firelite, Functional Devices, Notifier, Potter, Space Age Electronics] PAM1, PAM-1, PAM-4, RIB21CDC, RIBU1C, SSU-PAM-1, SSU-PAM-2, SSU-PAM-4, SSU-PAM-SD
80d2a5b7-b268-495b-818e-91583bc06b95 | NFPA 170 ADDRESSABLE OUTPUT MODULE |  |  | North | Farenhyt |  | Addressable Control/Relay |  |  |  | Module | TRUE | IDP-RELAY | ++ | Relay Module | 1 | 0.000255 | 0.000255 |  |  |  |  | FALSE | [5 empty] | #FFFF0000 | FA-NFPA 170 ADDRESSABLE OUTPUT MODULE | 1 | FALSE | FALSE | FALSE | 1100 | [13 empty] | FALSE | [5 empty] | DESKTOP-7EIEB7A\acont | 2023-02-27 07:10 | THOR\acont | 2024-09-08 17:27 | Cloned from Silent Knight SK-RELAY | [Farenhyt] [SLC IDP MODULES] [*] [#3 TYPE ADDR ¦ MODULES] CO1224TR w/ IDP-MINIMON, CO1224TR w/ IDP-MONITOR, Hood System/IDP-MINIMON, IDP-CONTROL, IDP-CONTROL-6, IDP-MINIMON, IDP-MON-10, IDP-MONITOR, IDP-MONITOR-2, IDP-PULL-DA, IDP-PULL-SA, IDP-RELAY, IDP [Farenhyt, Silent Knight] [SLC MODULES SENSORS] [*] [#1 SHARED ADDR ¦ MODULES] HFS-MM, Hood System/IDP-MINIMON, IDP-CONTROL, IDP-CONTROL-6, IDP-MINIMON, IDP-MON-10, IDP-MONITOR, IDP-MONITOR-2, IDP-PULL-DA, IDP-PULL-SA, IDP-RELAY, IDP-RELAY-6, IDP-RELAYMO [Farenhyt, Silent Knight] [AUX POWER, RELAY] [RISER INPUT] IDP-RELAY, IDP-RELAY-6, SK-RELAY, SK-RELAY-6 | [Farenhyt, Silent Knight] IDP-RELAY, SK-RELAY
9615cd29-63fa-4c39-989a-915abdff37c8 |  |  |  | North | Edwards |  | Hardware |  |  |  | Hardware | TRUE | MN-HSBHK1X |  | Battery compliment heating blankets (set of 2) for use with MN-HSBX1 Extended Battery Enclosure. 120 VAC. Requires MN-HSECCH1. | 1 | [6 empty] | FALSE | [5 empty] | #FFFFFFFF |  |  | FALSE | FALSE | FALSE | [14 empty] | FALSE | [7 empty] | THOR\acont | 2024-10-09 10:48
6ed6d838-e435-4c0b-8474-915c081c36b9 | NFPA 170 HEAT DETECTOR |  |  | North | MIRCOM |  | Heat Detector |  |  |  | Module | TRUE | MIX-5351AP w/B501-WHITE | ++ | Intelligent Heat Detector, Fixed Temperature, White - UL, 4" Flangeless mounting base | 1 | 0.0002 | 0.0045 |  |  |  |  | FALSE | TRUE |  |  |  |  | #FFFF0000 | FA-NFPA 170 HEAT DETECTOR | 1 | FALSE | FALSE | FALSE | 1403 | [13 empty] | FALSE |  |  | 135° FT |  |  | DESKTOP-7EIEB7A\acont | 2023-05-25 09:26 | THOR\acont | 2024-09-08 17:27 | Cloned from MIRCOM MIX-5251AP w/B210LP | [MIRCOM] [SLC SENSORS] [*] [#4 TYPE ADDR ¦ SENSORS] DNR w/MIX-2251BR (C), DNR w/MIX-2351RAP (C), MIX-1251AP w/B200SR-LF-WH (C), MIX-1251AP w/B200SR-WH (C), MIX-1251AP w/B210LP (C), MIX-1251AP w/B224RB-WH (C), MIX-1251AP w/B501 (C), MIX-1251B w/B200SR-LF- [MIRCOM] [SLC MODULES SENSORS] [*] [#2 SHARED ADDR ¦ SENSORS] DNR w/MIX-2251BR (C), DNR w/MIX-2351RAP (C), MIX-1251AP w/B200SR-LF-WH (C), MIX-1251AP w/B200SR-WH (C), MIX-1251AP w/B210LP (C), MIX-1251AP w/B224RB-WH (C), MIX-1251AP w/B501 (C), MIX-1251B w/
fdd1422a-4ba0-45de-ab59-916058d346d0 |  |  |  | North | Edwards |  | Cards & Components |  |  |  | Card | TRUE | ZR8 |  | Relay Module, 8 Programmable Relays, Form A or Form B | 1 | [6 empty] | TRUE | [5 empty] | #FFFFFFFF |  |  | FALSE | FALSE | FALSE | [14 empty] | FALSE | [7 empty] | THOR\acont | 2024-10-09 10:48
853e0c12-882b-45ad-b21e-9160a6587382 |  |  |  | North | Edwards |  | Hardware |  |  |  | Hardware | TRUE | LKW-9 |  | FUEGO - Wall Orientation | 1 | [6 empty] | FALSE | [5 empty] | #FFFFFFFF |  |  | FALSE | FALSE | FALSE | [14 empty] | FALSE | [7 empty] | THOR\acont | 2024-10-09 10:48
761e69a8-67ff-4212-ad64-9162f5b056e4 |  |  |  | North | Notifier |  | Cards & Components |  |  |  | Card | TRUE | SEISKIT-BB25 |  | Seismic mounting kit for the BB-25. Includes battery bracket for two 26 AH batteries. | 1 | [6 empty] | FALSE | FALSE |  |  |  |  | #FFFFFFFF |  |  | FALSE | FALSE | FALSE | [14 empty] | FALSE | [7 empty] | THOR\acont | 2024-10-09 10:48
dca35851-b9bb-4a2b-ac59-916e49049206 |  |  |  | North | NAPCO |  | Cards & Components |  |  |  | Card | TRUE | SLE-MAX2-CFBPS MAIN BOARD |  |  | 1 | 0.2 | 0.2 |  |  |  |  | TRUE | [5 empty] | #FFFFFFFF |  |  | FALSE | FALSE | FALSE | [20 empty] | XPS-17-9710\August | 2024-04-27 06:24 | XPS-17-9710\August | 2024-10-18 11:08 | Cloned from NAPCO SLE-MAX2-FIRE MAIN BOARD CLONED | [NAPCO] [IDC] 05 [INPUT #2] SLE-MAX2-CFB MAIN BOARD, SLE-MAX2-CFBPS MAIN BOARD, SLE-MAX2-FIRE MAIN BOARD [NAPCO, Potter] [DACT] [#2 DACT] IntelliCom-5GA, IntelliCom-5GV, SLE/4G-CDMA-CFB, SLE/4G-CDMA-CFB-PS, SLE/4G-CDMA-FIRE, SLE/4G-CDMAI-FIRE, SLE-CDMA-CFB, SLE-CDMA-CFB-PS, SLE-CDMA-FIRE, SLE-CDMAI-FIRE, SLE-LTEA-CFB-PS Main Card, SLE-LTEAI-CFB-PS Main Card [NAPCO, Potter] [DACT] [#1 DACT] IntelliCom-5GA, IntelliCom-5GV, SLE/4G-CDMA-CFB, SLE/4G-CDMA-CFB-PS, SLE/4G-CDMA-FIRE, SLE/4G-CDMAI-FIRE, SLE-CDMA-CFB, SLE-CDMA-CFB-PS, SLE-CDMA-FIRE, SLE-CDMAI-FIRE, SLE-LTEA-CFB-PS Main Card, SLE-LTEAI-CFB-PS Main Card [NAPCO] [IDC] 04 [INPUT #2] SLE-MAX2-CFB MAIN BOARD, SLE-MAX2-CFBPS MAIN BOARD, SLE-MAX2-FIRE MAIN BOARD [NAPCO] [NAC Trigger] SLE-MAX2-CFB MAIN BOARD, SLE-MAX2-CFBPS MAIN BOARD, SLE-MAX2-FIRE MAIN BOARD [NAPCO] [IDC] 06 [INPUT #2] SLE-MAX2-CFB MAIN BOARD, SLE-MAX2-CFBPS MAIN BOARD, SLE-MAX2-FIRE MAIN BOARD [NAPCO] [IDC] 07 [INPUT #2] SLE-MAX2-CFB MAIN BOARD, SLE-MAX2-CFBPS MAIN BOARD, SLE-MAX2-FIRE MAIN BOARD [NAPCO] [VAC ] FL-255FACP Main Board, FL-32FACP Main Board, FL-FACP-LTE Main Board, FL-X2-32 Main Board, GEM-ACM1D Main Board, GEMC-128MB, GEMC-12V2APS-CF Main Board, GEMC-12V2APS-R Main Board, GEMC-255MB, GEMC-32MB, GEMC-96MB, GEMC-NAC6 Main Board, GEMC
57d4aba0-b19f-45a9-9a3b-916f50df669f | NFPA 170 SMOKE DETECTOR |  |  | North | MIRCOM |  | Smoke Detector |  |  |  | Module | TRUE | MIX-2251TMAP w/B224RB-WH | + | Intelligent AcclimateTM Multicriteria Smoke Sensor, Relay Base | 1 | 0.0003 | 0.0065 |  |  |  |  | FALSE | TRUE |  |  |  |  | #FFFF0000 | FA-NFPA 170 SMOKE DETECTOR | 1 | FALSE | FALSE | FALSE | 1408 | [13 empty] | FALSE |  |  | MC, R |  |  | DESKTOP-7SAL8M7\acont | 2019-04-12 12:42 | THOR\acont | 2024-09-08 17:27 | 20191121 AC Detector with base | [MIRCOM] [SLC MODULES SENSORS] [*] [#2 SHARED ADDR ¦ SENSORS] DNR w/MIX-2251BR (C), DNR w/MIX-2351RAP (C), MIX-1251AP w/B200SR-LF-WH (C), MIX-1251AP w/B200SR-WH (C), MIX-1251AP w/B210LP (C), MIX-1251AP w/B224RB-WH (C), MIX-1251AP w/B501 (C), MIX-1251B w/ [MIRCOM] [SLC SENSORS] [*] [#4 TYPE ADDR ¦ SENSORS] DNR w/MIX-2251BR (C), DNR w/MIX-2351RAP (C), MIX-1251AP w/B200SR-LF-WH (C), MIX-1251AP w/B200SR-WH (C), MIX-1251AP w/B210LP (C), MIX-1251AP w/B224RB-WH (C), MIX-1251AP w/B501 (C), MIX-1251B w/B200SR-LF-
e733963a-141d-4415-86fc-91705ce9f05d |  |  |  | North | Firelite |  | Cards & Components |  |  |  | Card | TRUE | ACC-25/50 Main Board | ++ | Main Board | 1 | 0.225 | 0.385 |  |  | 24 |  | TRUE | FALSE |  |  |  |  | #FFFFFFFF |  |  | FALSE | FALSE | FALSE | [14 empty] | FALSE | [5 empty] | DESKTOP-7EIEB7A\acont | 2022-12-07 12:22 | THOR\acont | 2024-10-09 10:48 | Cloned from Firelite ECC-50/100 Main Board (50W, 25V) | [Ditek, Monaco Enterprises, Spectronix, WBOX] [VAC ] [VAC] 0E-SPROACHW, 210-524-00, DTK-120HW, DTK-120HWLOK, DTK-120HW-SS, DTK-1F, DTK-1FF, SA400 Main Board [ADT Unimode, AES, Firelite, NAPCO, Notifier] [VAC ] [VAC] 1640, 200UDLS Main Board, 411UDAC Main Board, ACC-25/50 Main Board, BE-500 CPU, CPU-N16LD, CPU-N16LND, ECC-125DA (25V) Main Board, ECC-50/100 Main Board (100W, 25V), ECC-50/100 Main Board (100W, [Firelite] [RS-485] [ACS CONTROL] ACC-25/50 Main Board [Firelite] [NAC Trigger] [CMD INPUT] ACC-25/50 Main Board | [Firelite] ACC-25/50 Main Board
64729b87-42f3-4bc1-8979-917d562783f7 | NFPA 170 NOTIFICATION CIRCUIT EXTENDER PANEL | RISER NAC |  | North | Altronix |  | Notification Circuit Extender Panel |  |  |  | Assembly | TRUE | AL1002ULADA | + | 10-Amp, 24-Volt Power Supply | 1 | [6 empty] | FALSE | FALSE |  |  |  |  | #FFFF0000 | FA-NFPA 170 NOTIFICATION CIRCUIT EXTENDER PANEL | 1 | FALSE | FALSE | FALSE | 212 | [8 empty] | 7,12,18,40 |  |  | 10 |  | TRUE | [7 empty] | THOR\acont | 2024-09-08 17:27
dfc60ab7-589a-4ff9-8585-917f7914a6de | ASD ENDCAP |  |  | North | Edwards |  | Air Sampling Detection |  |  |  | Module | TRUE | ASD ENDCAP | ++ | ASD ENDCAP | 1 | [6 empty] | TRUE | [5 empty] | #FFFF0000 | FA-ASD ENDCAP | 1 | FALSE | FALSE | FALSE | [20 empty] | DESKTOP-EUPOT3B\aucon | 2022-01-20 05:31 | THOR\acont | 2024-09-08 17:27 | Cloned from Edwards New Part | [Edwards] [AIR SAMPLING] [Air Sampling] ASD ENDCAP, ASD HOLE [Edwards] [AIR SAMPLING] [Pipe] ASD ENDCAP, ASD HOLE
44b94e64-fdbf-41cf-9acf-917fcd1c9162 | NFPA 170 SPEAKER STROBE |  |  | North | Edwards |  | Speaker/Strobe |  |  |  | Module | TRUE | G4WN-S2 |  | 25V Speaker/Strobe, White, no markings | 1 | 0 | 0.294 |  |  |  |  | FALSE | [5 empty] | #FF0070C0 | FA-NFPA 170 SPEAKER STROBE | 1 | FALSE | FALSE | FALSE | 2019 | [13 empty] | FALSE | [7 empty] | THOR\acont | 2024-09-08 17:27 |  | [Edwards, Kidde] [NAC] [16 VDC] G4ERA-A, G4ERA-B, G4ERA-G, G4ERA-R, G4ERF-C, G4ERN-A, G4ERN-B, G4ERN-C, G4ERN-G, G4ERN-R, G4EWA-A, G4EWA-B, G4EWA-G, G4EWA-R, G4EWF-C, G4EWN-A, G4EWN-B, G4EWN-C, G4EWN-G, G4EWN-R, G4F-S2V1575, G4F-S2VM, G4F-S7V1575, G4F-S7 [Edwards, Kidde] [NAC] [24 VDC] G4ERA-A, G4ERA-B, G4ERA-G, G4ERA-R, G4ERF-C, G4ERN-A, G4ERN-B, G4ERN-C, G4ERN-G, G4ERN-R, G4EWA-A, G4EWA-B, G4EWA-G, G4EWA-R, G4EWF-C, G4EWN-A, G4EWN-B, G4EWN-C, G4EWN-G, G4EWN-R, G4F-S2V1575, G4F-S2VM, G4F-S7V1575, G4F-S7 [Edwards, Kidde] [AUDIO 25v] [25V AUDIO] EGCF-S2VMH (C), G4F-S2, G4F-S2V1575, G4F-S2VM, G4HFRF-S2, G4HFRF-S2VMC, G4HFRN-S2, G4HFRN-S2VMC, G4HFWA-S2, G4HFWA-S2VMA, G4HFWA-S2VMC, G4HFWF-S2, G4HFWF-S2VMC, G4HFWN-S2, G4HFWN-S2VMA, G4HFWN-S2VMC, G4RF-S2, G4RF
fcdb2adb-952c-49f8-9d36-91810178b24a | NFPA 170 SMOKE HEAT DETECTOR |  |  | North | Potter |  | Smoke/Heat Detector |  |  |  | Module | TRUE | PAD300-PHD w/PAD300-6DB (Split) | ++ | Photoelectric Smoke/Heat Detector with 6" Standard Base | 1 | 0.0003 | 0.0003 |  |  |  |  | FALSE | TRUE |  |  |  |  | #FFFF0000 | FA-NFPA 170 SMOKE HEAT DETECTOR | 1 | FALSE | FALSE | FALSE | 1411 | [13 empty] | FALSE |  |  | 6DB |  |  | THOR\acont | 2025-02-13 10:25 |  |  | Cloned from Potter PAD300-PHD w/PAD300-6DB | [Potter] [SLC PAD] [*] [#2 SHARED ADDR ¦ SENSORS] PAD100-CD w/PAD100-4DB, PAD100-CD w/PAD100-6DB, PAD100-CD w/PAD100-IB, PAD100-CD w/PAD100-LFSB, PAD100-CD w/PAD100-RB, PAD100-CD w/PAD100-SB, PAD100-CD w/PAD100-SPKB, PAD100-DUCT (C), PAD100-DUCTR (C), PA
5c65cdd1-cf2f-49ff-88a0-918875dbab64 |  |  |  | North | Gamewell FCI |  | Cards & Components |  |  |  | Card | TRUE | INI-VGX | + | Transponder Voice Gateway (UTP only) | 1 | 0.15 | 0.15 |  |  |  |  | TRUE | [5 empty] | #FFFFFFFF |  |  | FALSE | FALSE | FALSE | [14 empty] | FALSE | [5 empty] | DESKTOP-7SAL8M7\acont | 2019-04-25 16:31 | THOR\acont | 2024-10-09 10:48 | Cloned from Gamewell 1100-1326 CLONED | [Gamewell FCI] [AUX POWER] [*] 1100-0455, 1100-0503, 1100-0505, 1100-1321, 1100-1322, 1100-1323, 1100-1324, 1100-1325, 1100-1326, ANU-48, ASM-16, INI-VGC, INI-VGE, INI-VGX, LCD-7100 MAIN CARD, LCD-E3, LCD-SLP, LCD-SLP MAIN BOARD, M34-110, M34-56, NGA, RA [Gamewell FCI] [ARCNET] 1100-1322, 1100-1324, 1100-1326, INI-VGC, INI-VGE, INI-VGX | [Gamewell FCI] 1100-1321, 1100-1322, 1100-1323, 1100-1324, 1100-1325, 1100-1326, INI-VGC, INI-VGE, INI-VGX
65778155-4015-434e-8fdc-918b555377ec | NFPA 170 SPEAKER STROBE |  |  | North | Edwards |  | Speaker/Strobe |  |  |  | Module | TRUE | 757-8A-SS70W |  | 110cdW, 60cdC Strobe, Cone Speaker, 70V .25 .5, 1, 2w | 1 | [6 empty] | FALSE | [5 empty] | #FF0070C0 | FA-NFPA 170 SPEAKER STROBE | 1 | FALSE | FALSE | FALSE | 2019 | [13 empty] | FALSE | [5 empty] | DESKTOP-7EIEB7A\acont | 2023-03-13 15:38 | THOR\acont | 2024-09-08 17:27 | Cloned from Edwards 757-8A-SS70 | [Edwards] [NAC] [16 VDC] 757-8A-SS25, 757-8A-SS25W, 757-8A-SS70, 757-8A-SS70W [Edwards] [AUDIO 70.7v] [70V AUDIO] 757-8A-SS70, 757-8A-SS70W [Edwards] [NAC] [24 VDC] 757-8A-SS25, 757-8A-SS25W, 757-8A-SS70, 757-8A-SS70W
814e9f1c-3939-4d6f-a793-9195c4b3fcc4 | NFPA 170 HORN STROBE |  |  | North | Autocall |  | Horn/Strobe |  |  |  | Module | TRUE | A59AV-APPLWR-O |  | Visible Notification Appliances, Wall Mount Multi-Candela Horn Strobe, Red, Weatherproof | 1 | 0 | 0 |  |  |  |  | TRUE | [5 empty] | #FF0070C0 | FA-NFPA 170 HORN STROBE | 1 | FALSE | FALSE | FALSE | 2012 | [19 empty] | DESKTOP-7SAL8M7\acont | 2020-06-02 14:04 | THOR\acont | 2024-09-08 17:27 | Cloned from AutoCall A59AV-APPLWR | [Autocall] [IDNac] [23 VDC RMS, CONTINUOUS HIGH] A59AV-APPLWR-O, A59AV-APPLWW-O
86daee95-60e6-42f2-a08d-919c49979e7b | NFPA 170 EMERGENCY TEXTUAL VISUAL | NFPA 170 EMERGENCY TEXTUAL VISUAL |  | North | Light Engineered Displays |  | Emergency Visual |  |  |  | Module | TRUE | LED-4000 UL24V MNS |  | LED TEXT DISPLAY | 1 | 0.16 | 0.8 |  |  |  |  | TRUE | [5 empty] | #FFFF0000 | FA-NFPA 170 EMERGENCY TEXTUAL VISUAL | 1 | FALSE | FALSE | FALSE | 258 | [19 empty] | DESKTOP-7SAL8M7\acont | 2020-09-24 08:59 | THOR\acont | 2024-09-08 17:27 |  | [Capsol, Light Engineered Displays, Monaco Enterprises] [RS-485] 710-075-01, CC-LED-01, LED-4000 UL24V MNS [Capsol, Light Engineered Displays, Monaco Enterprises] [AUX POWER] [*] 176-268-03, 710-075-01, CC-LED-01, LED-4000 UL24V MNS, MNS-CNTRL, MNS-SUPERVISOR
1836ed64-7db0-4b64-9a11-91ace54174aa | NFPA 170 SPEAKER WALL |  |  | North | Siemens |  | Speaker |  |  |  | Module | TRUE | SLSPWR-F | S54329-F38-A1 | SLSPWR-F SPK,WALL,RED | 1 | [12 empty] | #FF0070C0 | FA-NFPA 170 SPEAKER WALL | 1 | FALSE | FALSE | FALSE | 2021 | [19 empty] | DESKTOP-7SAL8M7\acont | 2019-08-13 09:04 | THOR\acont | 2024-09-08 17:27 |  | [Siemens] [AUDIO 25v] [25V AUDIO] SL2SPSCW-F (C), SLSPCR-A (C), SLSPCR-AL (C), SLSPCR-F (C), SLSPCR-N (C), SLSPCW-A (C), SLSPCW-AL (C), SLSPCW-F (C), SLSPCW-N (C), SLSPSCR-A (C), SLSPSCR-AL (C), SLSPSCR-ALA (C), SLSPSCR-F (C), SLSPSCR-N (C), SLSPSCR-NA ( [Siemens] [AUDIO 70.7v] [70V AUDIO] SL2SPSCW-F (C), SLSPCR-A (C), SLSPCR-AL (C), SLSPCR-F (C), SLSPCR-N (C), SLSPCW-A (C), SLSPCW-AL (C), SLSPCW-F (C), SLSPCW-N (C), SLSPSCR-A (C), SLSPSCR-AL (C), SLSPSCR-ALA (C), SLSPSCR-F (C), SLSPSCR-N (C), SLSPSCR-NA
fd79e92f-5f12-4675-a6e9-91b1f983adca |  |  |  | North | Edwards |  | Cards & Components |  |  |  | Card | TRUE | SIGA-MIO | ++ | Input/Output Module- UIO Mount | 1 | 0.00025 | 0.00043 |  |  |  |  | TRUE | [5 empty] | #FFFFFFFF |  |  | FALSE | FALSE | FALSE | [14 empty] | FALSE | [7 empty] | THOR\acont | 2024-10-09 10:48 |  | [Edwards, Kidde] [SLC EST MODULES] 03 [*] [EST3, iO1000] 76-330002-101, 84-330002-001, FX-270, FX-278, GSA-M270, GSA-M270P, GSA-M278, SIGA-270, SIGA-278, SIGA-CT1, SIGA-CT1I, SIGA-IO, SIGA-MIO, SIGA-MM1, SIGI-271 [Edwards, Kidde] [SLC EST MODULES SENSORS] [*] [#1 SHARED ADDR ¦ MODULES] GSA-UIO2R, GSA-UIO6, GSA-UIO6R, RZI16-2, SIGA-270, SIGA-270P, SIGA-278, SIGA-AA30, SIGA-AA50, SIGA-CC1, SIGA-CC1S, SIGA-CC2, SIGA-CC2A, SIGA-CR, SIGA-CR2, SIGA-CRH, SIGA-CRR, SIGA- [Edwards, Kidde] [SLC EST MODULES] [*] [#3 TYPE ADDR ¦ MODULES] GSA-UIO2R, GSA-UIO6, GSA-UIO6R, RZI16-2, SIGA-270, SIGA-270P, SIGA-278, SIGA-AA30, SIGA-AA50, SIGA-CC1, SIGA-CC1S, SIGA-CC2, SIGA-CC2A, SIGA-CR, SIGA-CR2, SIGA-CRH, SIGA-CRR, SIGA-CT1, SIGA- [Edwards, Kidde] [SLC EST MODULES] 01 [*] [EST3, iO1000 ] FX-2WIRE, FX-IDC1A, FX-IDC1B, FX-IDC2B, FX-IDCWS, FX-ISO, FX-NAC, GSA-CC1, GSA-CC1S, GSA-CC2, GSA-CT1, GSA-CT2, GSA-IO, GSA-MAB, GSA-MCC1, GSA-MCC1S, GSA-MCC2, GSA-MCT2, GSA-MIO, GSA-MM1, GSA-MRM1 [Edwards, Kidde] [SLC EST MODULES/SENSORS] 03 [*] [iO64] 76-330002-101, 84-330002-001, FX-270, FX-278, GSA-M270, GSA-M270P, GSA-M278, SIGA-270, SIGA-278, SIGA-CT1, SIGA-CT1I, SIGA-IO, SIGA-MIO, SIGA-MM1, SIGI-271
fc468f6a-5b45-4e57-9c46-91bf771d02b3 |  |  |  | North | Siemens | [5 empty] | Module | TRUE | SBBS-W | 500-636120 | SURFACE BACK BOX WHITE | 1 | [12 empty] | #FFFFFFFF |  |  | FALSE | FALSE | FALSE | [20 empty] | DESKTOP-7SAL8M7\acont | 2019-08-13 09:04 | THOR\acont | 2024-10-09 10:48
3c207a3c-b68f-4f64-85a3-91c08e585678 |  |  |  | North | Potter | [5 empty] | Module | TRUE | ADPS |  | Adjustable Deadband Pressure Switch | 1 | [6 empty] | FALSE | [5 empty] | #FFFFFFFF |  |  | FALSE | FALSE | FALSE | [14 empty] | FALSE | [7 empty] | THOR\acont | 2024-10-09 10:48
0c61d9aa-9b85-43ca-8437-91ce798f94fe |  |  |  | North | Edwards |  | Hardware |  |  |  | Hardware | TRUE | 443754B |  | 14/2 Solid Twisted No-Jacket TFN-THHN (Yel/Br) | 1 | [6 empty] | FALSE | [5 empty] | #FFFFFFFF |  |  | FALSE | FALSE | FALSE | [14 empty] | FALSE | [7 empty] | THOR\acont | 2024-10-09 10:48
e2336ef9-eea7-4439-a073-91d1d45203aa | NFPA 170 STROBE CEILING |  |  | North | Edwards |  | Strobe |  |  |  | Module | TRUE | GCVHRF-FR |  | Strobe, running man, red, FEU/FIRE, high cd | 1 | [6 empty] | FALSE | TRUE |  |  |  |  | #FF0070C0 | FA-NFPA 170 STROBE CEILING | 1 | FALSE | FALSE | FALSE | 2022 | [13 empty] | FALSE |  |  | C |  |  | THOR\acont | 2024-09-17 12:33 | THOR\acont | 2024-10-09 10:48 | Cloned from Edwards GCVHRF | [Edwards, Kidde] [NAC] [24 FWR] EGCSVHRF (C), EGCSVHRF-FR (C), EGCSVHRF-SP (C), EGCSVHRN (C), EGCSVHWA (C), EGCSVHWF (C), EGCSVHWF-FR (C), EGCSVHWF-SP (C), EGCSVHWN (C), EGCVHRF (C), EGCVHRF-FR (C), EGCVHRF-SP (C), EGCVHRN (C), EGCVHWA (C), [Edwards, Kidde] [NAC] [24 VDC] EGCSVHRF (C), EGCSVHRF-FR (C), EGCSVHRF-SP (C), EGCSVHRN (C), EGCSVHWA (C), EGCSVHWF (C), EGCSVHWF-FR (C), EGCSVHWF-SP (C), EGCSVHWN (C), EGCVHRF (C), EGCVHRF-FR (C), EGCVHRF-SP (C), EGCVHRN (C), EGCVHWA (C),
e1cb6412-9c5c-4116-bca6-91da4a790b1e | NFPA 170 ADDRESSABLE INPUT MONITOR MODULE |  |  | North | Hochiki |  | Addressable Module |  |  |  | Module | TRUE | FRCME-M FAST RESPONSE CONTACT MODULE | FAST RESPONSE CONTACT MODULE | FAST RESPONSE CONTACT MODULE | 1 | 0.00034 | 0.00036 |  |  |  |  | TRUE |  |  | *Refer to Install Sheet |  |  | #FFFF0000 | FA-NFPA 170 ADDRESSABLE INPUT MONITOR MODULE | 1 | FALSE | FALSE | FALSE | 1000 | [19 empty] | DESKTOP-0D6CQVA\lousc | 2019-10-12 09:11 | THOR\acont | 2024-09-08 17:27 | Cloned from Hochiki DCP-FRCMA FAST RESPONSE CONTACT MODULE | [Hochiki, VES] [SLC HOCHIKI] 02 [*] [SLC] CZM CONVENTIONAL ZONE MODULE, DCP-AMS Single Action Hex Key Lock, DCP-AMS-KL Single Action Key Lock, DCP-AMS-KL-LP Dual Action Key Lock, DCP-AMS-LP Dual Action Hex Key Lock, DIMM - DUAL INPUT MONITOR MODULE, DIMM | [Hochiki] FRCMA FAST RESPONSE CONTACT MODULE, FRCMA-I FAST RESPONSE CONTACT MODULE, FRCME-M FAST RESPONSE CONTACT MODULE, FRCME-P FAST RESPONSE CONTACT MODULE
410a3cd1-ffcf-4424-b39b-91daf6662dee | NFPA 170 DUCT SMOKE DETECTOR |  |  | North | Potter |  | Duct Smoke Detector |  |  |  | Module | TRUE | PAD100-DUCT | + | Analog Addressable Duct Detector | 1 | 0.0003 | 0.0003 |  |  |  |  | FALSE | TRUE |  |  |  |  | #FFFF0000 | FA-NFPA 170 DUCT SMOKE DETECTOR | 1 | FALSE | FALSE | FALSE | 1400 | [13 empty] | FALSE | [7 empty] | THOR\acont | 2024-09-08 17:27 | 20191121 AC Detector without base | [Potter] [SLC PAD] [*] [#2 SHARED ADDR ¦ SENSORS] PAD100-CD w/PAD100-4DB, PAD100-CD w/PAD100-6DB, PAD100-CD w/PAD100-IB, PAD100-CD w/PAD100-LFSB, PAD100-CD w/PAD100-RB, PAD100-CD w/PAD100-SB, PAD100-CD w/PAD100-SPKB, PAD100-DUCT (C), PAD100-DUCTR (C), PA
f42b253a-4da8-434a-a982-91dc85e08d5d |  |  |  | North | Siemens | [5 empty] | Module | TRUE | REMBOX2-MP | 500-634211 | OPTIONAL MOUNTING PLATE FOR REMBOX2 -REQ. TO MOUNT UP TO (4) SIM-16 OR OCM-16 MOUNTS IN REMBOX2 | 1 | [12 empty] | #FFFFFFFF |  |  | FALSE | FALSE | FALSE | [20 empty] | DESKTOP-7SAL8M7\acont | 2019-08-13 09:04 | THOR\acont | 2024-10-09 10:48
ba3442d8-19b2-4dbc-8a60-91de39d4deb1 |  |  |  | North | Bosch | [5 empty] | Module | TRUE | VEZ-A2-JC | * | Wall Mount Adapter | 1 | [12 empty] | #FFFFFFFF |  |  | FALSE | FALSE | FALSE | [20 empty] | DESKTOP-7EIEB7A\acont | 2021-08-13 06:25 | THOR\acont | 2024-10-09 10:48
0a62244f-13c4-4759-be50-91de92d25bd5 | NFPA 170 DUCT SMOKE DETECTOR |  |  | North | Notifier |  | Duct Smoke Detector |  |  |  | Module | TRUE | FSL-751D w/B210LP | ++ | High Sensitivity Duct Smoke Detector | 1 | 0.00033 | 0.0065 |  |  |  |  | FALSE | TRUE |  |  |  |  | #FFFF0000 | FA-NFPA 170 DUCT SMOKE DETECTOR | 1 | FALSE | FALSE | FALSE | 1400 | [13 empty] | FALSE | [7 empty] | THOR\acont | 2024-09-08 17:27 | 20191121 AC Detector without base | [Honeywell, Notifier, System Sensor] [SLC SENSORS] [*] [#4 TYPE ADDR ¦ SENSORS] 2251B (C), 2251-COPTIR (C), 2251-COPTIR w/B200S-WH (C), 2251TB (C), 2251TMB (C), 5251B (C), 5251B-WP (C), 5251H (C), 5251RB (C), 5251RB-WP (C), 7251 (C), 7251DH (C), DH200LP [Honeywell, Notifier, System Sensor] [SLC MODULES SENSORS] [*] [#2 SHARED ADDR ¦ SENSORS] 2251B (C), 2251-COPTIR (C), 2251-COPTIR w/B200S-WH (C), 2251TB (C), 2251TMB (C), 5251B (C), 5251B-WP (C), 5251H (C), 5251RB (C), 5251RB-WP (C), 7251 (C), 7251DH (C)
3a9b83cc-04ef-4d2c-bc4e-91ded44c2115 | CADGEN DOOR CONTACT |  |  | North | NASCOM |  | Door Contact |  |  |  | Module | TRUE | N707AU/SW | ++ | Switch only | 1 |  |  |  |  | 1.5 | [7 empty] | #FFFF0000 | FA-CADGEN DOOR CONTACT | 1 | FALSE | FALSE | FALSE | [17 empty] | REX |  |  | THOR\acont | 2023-11-10 12:48 | THOR\acont | 2024-09-08 17:27 | Cloned from NASCOM N707AU/ST CLONED | [NASCOM] [IDC] 01 [INPUT] C CONTACT, D CONTACT, MET-200, MET-200 AR, MET-201B, MET-201B AR, MET-202C, MET-202C AR, MET-202C AR-WP18, MET-204C, MET-204C AR, N1178CGSHK/STO36W1, N200AU/ST036, N200AU/ST036 x 2, N505AUTMC, N707AU/M, N707AU/ST, N707AU/STATS, [NASCOM] [ACCESS CONTROL INPUT] [*] [INPUT] C CONTACT, D CONTACT, MET-200, MET-200 AR, MET-201B, MET-201B AR, MET-202C, MET-202C AR, MET-202C AR-WP18, MET-204C, MET-204C AR, N1178CGSHK/STO36W1, N200AU/ST036, N200AU/ST036 x 2, N505AUTMC, N707AU/M, N707AU/
54980138-8da2-4a15-9089-91e0a699cca6 | NFPA 170 AMPLIFIER RACK |  |  | North | Edwards |  | Amplifier |  |  |  | Assembly | TRUE | AMP-RACK |  | 19" rack /w space for three 3-EVDVRAs | 1 | [6 empty] | TRUE | [5 empty] | #FFFF0000 | FA-NFPA 170 AMPLIFIER RACK | 1 | FALSE | FALSE | FALSE | [14 empty] | FALSE | [5 empty] | DESKTOP-GMPDMH3\14022 | 2021-01-28 13:02 | THOR\acont | 2024-09-08 17:27 | Cloned from Edwards 3-EVDVRX
9d74ed0f-f235-42e6-aed6-91e1c18d1614 | NFPA 170 SMOKE DETECTOR |  |  | North | DMP |  | Smoke Detector |  |  |  | Module | TRUE | 1164NS | ++ | Wireless Residential/Commercial Smoke Detector with No Sounder | 1 | [6 empty] | TRUE | TRUE |  |  |  |  | #FFFF0000 | FA-NFPA 170 SMOKE DETECTOR | 1 | FALSE | FALSE | FALSE | 1411 | [19 empty] | DESKTOP-7EIEB7A\acont | 2021-04-05 15:56 | THOR\acont | 2024-09-08 17:27 | Cloned from DMP 1164 | [BluePoint, DMP] [DMP WIRELESS] [WIRELESS] 1103, 1126R, 1135, 1164 (C), 1164NS (C), 1165H (C), 1168 (C), 1181-R, 1182, 1183-135F, 1183-135R, 1184-W (C), BP01-303, BP02-203M, BP02-203P, BP02-A203M, BP02-A203P, BP02-A203PH, BP03-303, BP03-A103M, BP03-A103P
ec2e6d21-a46b-416e-a396-91e3d76b7426 |  |  |  | North | Firelite |  | Hardware |  |  |  | Hardware | TRUE | BB-6F | + | Optional cabinet for up to six modules mounted on CHS-6 chassis | 1 | [6 empty] | TRUE | [5 empty] | #FFFFFFFF |  |  | FALSE | FALSE | FALSE | [20 empty] | DESKTOP-7SAL8M7\acont | 2019-03-28 05:04 | THOR\acont | 2024-10-09 10:48 | Cloned from Firelite BB-2F
2f6813e3-338b-46eb-af4a-91e7a14a921e | NFPA 170 HORN STROBE |  |  | North | System Sensor |  | Horn/Strobe |  |  |  | Module | TRUE | P2WL-P | + | 2-Wire, Horn Strobe, White, Plain | 1 | 0 | 0.119 |  |  |  |  | FALSE | [5 empty] | #FF0070C0 | FA-NFPA 170 HORN STROBE | 1 | FALSE | FALSE | FALSE | 2012 | [13 empty] | FALSE | [7 empty] | THOR\acont | 2024-09-08 17:27 |  | [System Sensor] [NAC] [12VDC, TEMPORAL HIGH] P2GRL, P2GWL, P2RL, P2RL w/WAV-RL, P2RL-P, P2RL-SP, P2WL, P2WL w/ WAV-WL, P2WL-P, P2WL-SP [System Sensor] [NAC] [24VDC, TEMPORAL HIGH] P2GRL, P2GWL, P2RL, P2RL w/WAV-RL, P2RL-P, P2RL-SP, P2WL, P2WL w/ WAV-WL, P2WL-P, P2WL-SP [System Sensor] [NAC] [24VFWR, TEMPORAL HIGH] P2GRL, P2GWL, P2RL, P2RL w/WAV-RL, P2RL-P, P2RL-SP, P2WL, P2WL w/ WAV-WL, P2WL-P, P2WL-SP
786e0046-361e-411d-986c-91e90e09bf1f | NFPA 170 SPEAKER WALL |  |  | North | Simplex |  | Speaker |  |  |  | Module | TRUE | 4902-9717 |  | SPEAKER LOW FREQUENCY | 1 | [6 empty] | TRUE | [5 empty] | #FF0070C0 | FA-NFPA 170 SPEAKER WALL | 1 | FALSE | FALSE | FALSE | 2021 | [16 empty] | LF |  |  | ALIENWIN10\AugWin7 | 2019-07-01 11:52 | THOR\acont | 2024-09-08 17:27 | Cloned from New Part
058d275b-3267-4215-9ac7-91f12f60df4b |  |  |  | North | Bosch | [5 empty] | Module | TRUE | NDA-ADTVEZ-DOME | * | ADAPTOR TO MATE WITH SPECIFIED | 1 | [12 empty] | #FFFFFFFF |  |  | FALSE | FALSE | FALSE | [20 empty] | DESKTOP-7EIEB7A\acont | 2021-08-13 06:25 | THOR\acont | 2024-10-09 10:48
ed6ab40e-c647-49be-baa3-91fb66d18206 | NFPA 170 SURGE SUPPRESSOR |  |  | North | Autocall |  | Surge Supressor |  |  |  | Module | TRUE | A2081-9044 |  | Overvoltage Protector Circuit Protection | 1 | 0 | 0 |  |  |  |  | TRUE | [5 empty] | #FFFF0000 | FA-NFPA 170 SURGE SUPPRESSOR | 1 | FALSE | FALSE | FALSE | 6001 | [16 empty] | 24v |  |  | DESKTOP-0D6CQVA\lousc | 2019-07-06 10:02 | THOR\acont | 2024-09-08 17:27 |  | [Autocall] [SURGE PROTECTION] 2081-9062, 2081-9063, A2081-9044
db94790a-7294-4eb6-9bee-9204104e64ce | NFPA 170 HORN STROBE CEILING |  |  | North | Concealite |  | Horn/Strobe |  |  |  | Module | TRUE | FAFX-C-ELHSRC | + | CEILING HORN STROBE, RED, FIRE | 1 | [6 empty] | TRUE | TRUE |  |  |  |  | #FF0070C0 | FA-NFPA 170 HORN STROBE CEILING | 1 | FALSE | FALSE | FALSE | 2020 | [16 empty] | C |  |  | THOR\acont | 2024-01-29 09:05 | THOR\acont | 2024-09-08 17:27 | Cloned from Eaton Wheelock ELHSRC | [Concealite] [NAC] [24VDC, HIGH CONT.] FAFX-C-ELHSRC (C), FAFX-C-ELHSWC (C) [Concealite] [AUX POWER] [AUX] FA900-W-ELHNR, FA900-W-ELHSR, FA900-W-ELHSW, FA900-W-ELSPKR, FA900-W-ELSPKW, FA900-W-ELSPSTR, FA900-W-ELSPSTW, FA900-W-ELSTR, FA900-W-ELSTW, FAFX-C-ELHNWC (C), FAFX-C-ELHSRC (C), FAFX-C-ELHSWC (C), FAFX-C-ELSPKWC (C), FAFX- [Concealite] [NAC] [24VDC, LOW CONT.] FAFX-C-ELHSRC (C), FAFX-C-ELHSWC (C)
098bc3ff-b235-4eaf-b264-92061eaa81ea |  |  |  | North | Silent Knight |  | Cards & Components |  |  |  | Card | TRUE | SK-5210 | ++ | PANEL COMPONENT, ZONE EXPANDER FOR 5207 | 1 | 0.03 | 1 |  |  |  |  | TRUE | [5 empty] | #FFFFFFFF |  |  | FALSE | FALSE | FALSE | [14 empty] | FALSE | [5 empty] | XPS-17-9710\August | 2024-04-25 09:02 | THOR\acont | 2024-10-09 10:48 | Cloned from Silent Knight SK-5217 | [Silent Knight] [SBUS] [*] [SBUS ++] 5635R, 5635W, 5815XL, 5860, 5860R, 5865-3, 5865-4, 6815, 6855, 6860, EVS-LOC, EVS-RCU, RA-100, RA-1000, RA-1000R, RA-2000, SK-5210, SK-5217 | [Silent Knight] SK-5210, SK-5217
e9b53c12-a23e-4cbe-8b82-9207ad9cd9a6 | CADGEN MOTION DETECTOR CEILING |  |  | North | Bosch |  | Motion Detector |  |  |  | Module | TRUE | DS9371 | ++ | Motion detector 360° ceiling 70ft (15m) | 1 | 0.017 | 0.017 | [5 empty] | TRUE |  |  |  |  | #FFFF0000 | FA-CADGEN MOTION DETECTOR CEILING | 1 | FALSE | FALSE | FALSE | [20 empty] | DESKTOP-7EIEB7A\acont | 2022-08-24 08:44 | THOR\acont | 2024-09-08 17:27 | Cloned from Bosch DS9370 | [Bosch, Optex] [ACCESS CONTROL INPUT] [*] [INPUT] DS1101i, DS1102i, DS1103i, DS1108i, DS936 (C), DS9360 (C), DS936B (C), DS936-CHI (C), DS936-FRA (C), DS937 (C), DS9370 (C), DS9371 (C), DS939 (C), DS939-CHI (C), FX-360 (C), ISC-BDL2-W12G, ISC-BDL2-W12GE, [BluePoint, Bosch, Honeywell] [AUX POWER] [*] [12VDC ++] BP01-302, BP01-303, D125B, D185, DS1101i, DS1102i, DS1103i, DS1108i, DS936 (C), DS9360 (C), DS936B (C), DS936-CHI (C), DS936-FRA (C), DS937 (C), DS9370 (C), DS9371 (C), DS939 (C), DS939-CHI (C), EN [Bosch, Optex] [IDC] 01 [INPUT] DS1101i, DS1102i, DS1103i, DS1108i, DS936 (C), DS9360 (C), DS936B (C), DS936-CHI (C), DS936-FRA (C), DS937 (C), DS9370 (C), DS9371 (C), DS939 (C), DS939-CHI (C), FX-360 (C), ISC-BDL2-W12G, ISC-BDL2-W12GE, ISC-BDL2-W12HE, I
1d75ebf1-5c10-492d-990c-920fd6651a8e | NFPA 170 FIRE ALARM CONTROL UNIT | RISER FACP |  | North | Hochiki |  | Fire Alarm Control Unit |  |  |  | Assembly | TRUE | LA101K3-10 |  | FireNET L@TITUDE Analog Addressable Fire Alarm Control Panel, 4 Slot Standard Enclosure, 5.25 A 115V, 6-Loop Panel Module, Hochiki Protocol, Network Module, and Media Gateway™, Red, 48 Zone LEDs | 1 | [6 empty] | FALSE |  |  | *Refer to Install Sheet | 16.5in (W) x 23.2in (H) x 6in (D) | KM5FCRD (Optional Semi-Flush Mounting Kit) | #FFFF0000 | FA-NFPA 170 FIRE ALARM CONTROL UNIT | 1 | FALSE | FALSE | FALSE | 202 | [8 empty] | 7,12,18,28 |  |  | 5.25 |  | TRUE | [5 empty] | DESKTOP-7SAL8M7\acont | 2019-12-04 15:59 | THOR\acont | 2024-09-08 17:27 | Cloned from Hochiki LA101K1-10
3d284518-a4ce-4596-8b2d-9216e9a06d07 |  |  |  | North | Simplex |  | Hardware |  |  |  | Hardware | TRUE | 4100-2153 |  | INDICATOR ONLY 3 BAY GLASS | 1 | [12 empty] | #FFFFFFFF |  |  | FALSE | FALSE | FALSE | [20 empty] | AULAPTOP-PC\Aulaptop | 2019-07-04 04:36 | THOR\acont | 2024-10-09 10:48
49903cc4-35ce-4546-9a8f-921a123eb696 | NFPA 170 SMOKE HEAT DETECTOR |  |  | North | Fike |  | Smoke/Heat Detector |  |  |  | Module | TRUE | FIK-2351T w/B200S-WH | ++ | White, low‐profile intelligent photoelectric sensor, Thermal, Sounder Base | 1 | 0.0002 | 0.0045 |  |  |  |  | FALSE | TRUE |  |  |  |  | #FFFF0000 | FA-NFPA 170 SMOKE HEAT DETECTOR | 1 | FALSE | FALSE | FALSE | 1408 | [13 empty] | FALSE | [5 empty] | DESKTOP-7EIEB7A\acont | 2023-01-02 16:02 | THOR\acont | 2024-09-08 17:27 | Cloned from Firelite SD365T w/B200S-WH | [Fike] [SLC IDP SENSORS] [*] [#4 TYPE ADDR ¦ SENSORS] DNR w/FIK‐2351R (C), FIK-2351 w/B200S-LF-WH (C), FIK-2351 w/B200S-WH (C), FIK-2351 w/B224RB-WH (C), FIK-2351 w/B300-6 (C), FIK-2351T w/B200S-LF-WH (C), FIK-2351T w/B200S-WH (C), FIK-2351T w/B224RB-WH [Fike] [AUX POWER] [SOUNDER ++] FIK-2351 w/B200S-WH (C), FIK-2351T w/B200S-WH (C), FIK-2351TIR w/B200S-WH (C), FIK-5351 w/B200S-WH (C), FIK-5351H w/B200S-WH (C), FIK-5351R w/B200S-WH (C), FIK-FC351 w/B200S-WH (C)
052c43f0-a93d-4e07-b2d5-921ab1084cfd | NFPA 170 SMOKE CO DETECTOR |  |  | North | Potter |  | Smoke/CO Detector |  |  |  | Module | TRUE | PAD300-PCD w/PAD300-4DB (Split) | ++ | Photoelectric Smoke/CO Detector with 4" Standard Base | 1 | 0.0003 | 0.0003 |  |  |  |  | FALSE | TRUE |  |  |  |  | #FFFF0000 | FA-NFPA 170 SMOKE CO DETECTOR | 1 | FALSE | FALSE | FALSE | 1411 | [13 empty] | FALSE |  |  | 4DB |  |  | THOR\acont | 2025-02-13 10:27 |  |  | Cloned from Potter PAD300-PCD w/PAD300-4DB | [Potter] [SLC PAD] [*] [#2 SHARED ADDR ¦ SENSORS] PAD100-CD w/PAD100-4DB, PAD100-CD w/PAD100-6DB, PAD100-CD w/PAD100-IB, PAD100-CD w/PAD100-LFSB, PAD100-CD w/PAD100-RB, PAD100-CD w/PAD100-SB, PAD100-CD w/PAD100-SPKB, PAD100-DUCT (C), PAD100-DUCTR (C), PA
0bfb7e56-ec61-43e6-ae27-9222540dc16d |  |  |  | North | Monaco Enterprises |  | Cards & Components |  |  |  | Card | TRUE | 227-869-xx MAIN BOARD |  | 227-869-xx MAIN BOARD | 1 | [6 empty] | TRUE | [5 empty] | #FFFFFFFF |  |  | FALSE | FALSE | FALSE | [20 empty] | AULAPTOP-PC\Aulaptop | 2019-04-20 02:49 | THOR\acont | 2024-10-09 10:48 |  |  | [Monaco Enterprises] 227-869-xx MAIN BOARD
951cceb8-71a3-4713-bfe0-92243931bb04 | NFPA 170 STROBE WALL |  |  | North | Kidde |  | Strobe |  |  |  | Module | TRUE | WGVWF | ++ | Outdoor rated strobe, white, fire | 1 | [6 empty] | FALSE | [5 empty] | #FF0070C0 | FA-NFPA 170 STROBE WALL | 1 | FALSE | FALSE | FALSE | 2023 | [13 empty] | FALSE |  |  | WP |  |  | THOR\acont | 2024-12-19 13:51 | THOR\acont | 2024-12-19 13:57 | Cloned from Edwards WGVWF | [Edwards, Kidde] [NAC] [VDC] WGSVRA, WGSVRF, WGSVRF-FR, WGSVRF-SP, WGSVRN, WGSVWA, WGSVWF, WGSVWF-FR, WGSVWF-SP, WGSVWN, WGVRA, WGVRF, WGVRF-FR, WGVRF-SP, WGVRN, WGVWA, WGVWF, WGVWF-FR, WGVWF-SP, WGVWN
7c93ffaa-9107-435e-bc46-9225956a305d | GAS DETECTOR CONTROLLER |  |  | North | Honeywell |  | Gas Detection |  |  |  | Assembly | TRUE | VA301C |  | Gas Detector Controller | 1 | [6 empty] | TRUE | [5 empty] | #FFFF0000 | FA-GAS DETECTOR CONTROLLER | 1 | FALSE | FALSE | FALSE | [20 empty] | DESKTOP-7EIEB7A\acont | 2021-10-12 11:13 | THOR\acont | 2024-09-08 17:27
99538f54-11bd-49de-a807-92266a07f004 |  |  |  | North | Notifier |  | Cards & Components |  |  |  | Card | TRUE | LIB-200 | + | Loop Control Module | 1 | 0.049 | 0.1 |  |  |  |  | TRUE |  | SURFACE |  | PROVIDED ("WX"HX"D) | N/A | #FFFFFFFF |  |  | FALSE | FALSE | FALSE |  |  |  | 7165-0028:0224 | [10 empty] | FALSE | [5 empty] | DESKTOP-7EIEB7A\acont | 2022-03-30 08:39 | THOR\acont | 2024-10-09 10:48 | Cloned from Notifier LCM-320 |  | [Notifier] LIB-200
d5096197-d259-4395-8ea2-922b9cd01481 | NFPA 170 ADDRESSABLE INPUT MONITOR MODULE |  |  | North | MIRCOM |  | Addressable Module |  |  |  | Module | TRUE | MIX-4040M | ++ | 4000 Series Multi Input Module (6 class A / 12 class B) | 1 | 0.004 | 0.0083 |  |  | 30 | 15 | FALSE |  |  |  | 110 mm x 93 mm (4 5/16 x 3 11/16 in) |  | #FFFF0000 | FA-NFPA 170 ADDRESSABLE INPUT MONITOR MODULE | 1 | FALSE | FALSE | FALSE | 1000 | [13 empty] | FALSE |  |  | 2 |  |  | THOR\acont | 2023-12-07 16:24 | THOR\acont | 2024-09-08 17:27 | Cloned from MIRCOM MIX-4040 | [MIRCOM] [SLC MODULES] [*] [#3 TYPE ADDR ¦ MODULES] CR-6, CZ-6, IM-10, MIX-100P, MIX-100R, MIX-100S, MIX-101P, MIX-4040, MIX-4040M, MIX-4041, MIX-4045, MIX-4045-M, MIX-4046, MIX-M500DM, MIX-M500DMAP, MIX-M500FP, MIX-M500M, MIX-M500MAP, MIX-M500R, MIX-M50 [MIRCOM] [SLC MODULES SENSORS] [*] [#1 SHARED ADDR ¦ MODULES] CR-6, CZ-6, IM-10, MIX-100P, MIX-100R, MIX-100S, MIX-100X, MIX-101P, MIX-4040, MIX-4040M, MIX-4041, MIX-4045, MIX-4045-M, MIX-4046, MIX-M500DM, MIX-M500DMAP, MIX-M500FP, MIX-M500M, MIX-M500MAP | [MIRCOM] MIX-4040M
197e071f-aea4-4876-9d1f-923143a9b45f | NFPA 170 SYNC MODULE |  |  | North | System Sensor |  | Sync Module |  |  |  | Module | TRUE | MDL3R | + | Sync-Circuit Module, Red | 1 | 0.015 | 0.015 |  |  |  |  | FALSE | FALSE |  |  |  |  | #FFFF0000 | FA-NFPA 170 SYNC MODULE | 1 | FALSE | FALSE | FALSE | 1300 | [13 empty] | FALSE | [7 empty] | THOR\acont | 2024-09-08 17:27 |  | [System Sensor] [NAC] [SLAVE] MDL3R, MDL3W [System Sensor] [NAC] [#2] MDL3R, MDL3W [System Sensor] [NAC] [MASTER] MDL3R, MDL3W
b927b009-8bc4-46cb-9185-923ee0887f22 | NFPA 170 MULTI DETECTOR |  |  | North | Secutron |  | Multi Criteria Detector |  |  |  | Module | TRUE | MRI-2251TMB w/B210LP | ++ | Intelligent AcclimateTM Multicriteria Smoke Detector, Standard Base | 1 | 0.0003 | 0.0065 |  |  |  |  | FALSE | TRUE |  |  | 2 inches H x 6.1 inches D |  | #FFFF0000 | FA-NFPA 170 MULTI DETECTOR | 1 | FALSE | FALSE | FALSE | 1408 | [13 empty] | FALSE | [5 empty] | DESKTOP-7EIEB7A\acont | 2023-06-24 19:47 | THOR\acont | 2024-09-08 17:27 | Cloned from Secutron MRI-2351AP w/300-6 CLONED CLONED CLONED CLONED CLONED | [Secutron] [SLC SENSORS] [*] [#4 TYPE ADDR ¦ SENSORS] 7251 (C), MRI-2251B w/B210LP (C), MRI-2251BR (C), MRI-2251TB w/B210LP (C), MRI-2251TMB w/B210LP (C), MRI-2351AP w/300-6 (C), MRI-2351RAP (C), MRI-2351TAP w/300-6 (C), MRI-5251B w/B210LP (C), MRI-5251H [Secutron] [SLC MODULES SENSORS] [*] [#2 SHARED ADDR ¦ SENSORS] 7251 (C), MRI-2251B w/B210LP (C), MRI-2251BR (C), MRI-2251TB w/B210LP (C), MRI-2251TMB w/B210LP (C), MRI-2351AP w/300-6 (C), MRI-2351RAP (C), MRI-2351TAP w/300-6 (C), MRI-5251B w/B210LP (C),
020c4560-6548-4496-9dad-923f53ceed79 | NFPA 170 STROBE CEILING |  |  | North | Eaton Wheelock |  | Strobe |  |  |  | Module | TRUE | RSS-24MCWH-FR |  | Strobe, 24 Vdc, red, selectable, | 1 | 0 | 0.455 |  |  |  |  | FALSE | TRUE |  |  |  |  | #FF0070C0 | FA-NFPA 170 STROBE CEILING | 1 | FALSE | FALSE | FALSE | 2022 | [13 empty] | FALSE | [7 empty] | THOR\acont | 2024-09-08 17:27 |  | [Bosch, Eaton Wheelock] [NAC] RSS-24MCWH-FR (C), RSS-24MCWH-FW
4f46326b-1291-40fa-a3cb-9241e7bd6bfa | NFPA 170 VOICE EVACUATION CONTROL UNIT |  |  | North | Potter |  | Voice Evac Control Unit |  |  |  | Assembly | TRUE | PVX-150E |  | 150W Voice Evacuation System Expander | 1 | [6 empty] | FALSE | [5 empty] | #FFFF0000 | FA-NFPA 170 VOICE EVACUATION CONTROL UNIT | 1 | FALSE | FALSE | FALSE | 211 | [8 empty] | 7,12,18 |  |  |  |  | TRUE | [7 empty] | THOR\acont | 2024-09-08 17:27
69423e9a-127b-4ba5-b7a9-9245b72a161d |  |  |  | North | Bosch | [5 empty] | Module | TRUE | PRS-2P250-US | * | PRAESIDEO Power Amplifier 2x250W | 1 | [12 empty] | #FFFFFFFF |  |  | FALSE | FALSE | FALSE | [20 empty] | DESKTOP-7EIEB7A\acont | 2021-08-13 06:25 | THOR\acont | 2024-10-09 10:48
96f9f2f9-4a37-415b-a6be-9248492003ff | NFPA 170 SPEAKER CEILING |  |  | North | MIRCOM |  | Speaker |  |  |  | Module | TRUE | SPP-104-70 | ++ | Ceiling mounted speaker 70V White | 1 | [6 empty] | FALSE | TRUE |  |  |  |  | #FF0070C0 | FA-NFPA 170 SPEAKER CEILING | 1 | FALSE | FALSE | FALSE | 2019 | [13 empty] | FALSE |  |  | C |  |  | DESKTOP-7EIEB7A\acont | 2022-08-30 11:54 | THOR\acont | 2024-09-08 17:27 | Cloned from MIRCOM SPP-104-25 | [MIRCOM] [AUDIO 70.7v] [70V AUDIO] SPP-104-70 (C), SPP-104-70R (C), SPPS-104-70 (C), SPPS-104-70H (C), SPPS-104-70HR (C), SPPS-104-70R (C)
e050514c-7951-4e5c-933d-924981b2a1e0 |  |  |  | North | Hochiki |  | Cards & Components |  |  |  | Card | TRUE | FN-CTM | City-Tie Module (Local Energy Type) | City-Tie Module (Local Energy Type) | 1 | 0 | 1 |  |  |  |  | TRUE | [5 empty] | #FFFFFFFF |  |  | FALSE | FALSE | FALSE | [20 empty] | DESKTOP-0D6CQVA\lousc | 2019-09-24 08:39 | THOR\acont | 2024-10-09 10:48 | from Hochiki FN-4127-IO 16
7a6e075e-42d8-4ef0-a318-924e278149ba | CADGEN KEYPAD | CADGEN KEYPAD |  | North | DMP | Security/Access Control | Keypad Interface |  |  |  | Module | TRUE | 7063N-W | ++ | Thinline LCD Keypad with Prox Reader and Numeric Keys | 1 | 0.085 | 0.1 |  |  | 12 |  | FALSE | [5 empty] | #FFFF0000 | FA-CADGEN KEYPAD | 1 | FALSE | FALSE | FALSE | 255 | [13 empty] | FALSE | [5 empty] | DESKTOP-7EIEB7A\acont | 2023-02-06 09:24 | THOR\acont | 2024-09-08 17:27 | Cloned from DMP 7060-W CLONED CLONED | [DMP, Honeywell] [DMP LX BUS] [*] [LX BUS] 630F, 6460W-2, 7060N-W, 7060-W, 7063N-W, 7063-W, 7070N-W, 7070-W, 7073N-W, 7073-W, 7463-W, 7830F, 7872, 7873
78aecc1c-8fe7-437a-b798-924e6c5c31f6 |  |  |  | North | Siemens | [5 empty] | Module | TRUE | CLR-1500 | 500-637033 | END OF LINE DEVICE Current limiter Red | 1 | [12 empty] | #FFFFFFFF |  |  | FALSE | FALSE | FALSE | [20 empty] | DESKTOP-7SAL8M7\acont | 2019-08-13 09:04 | THOR\acont | 2024-10-09 10:48
30d3ff41-c5ce-48c2-99da-92525f7e7724 | NFPA 170 SPEAKER STROBE |  |  | North | Edwards |  | Speaker/Strobe |  |  |  | Module | TRUE | G4HFWN-S7VMC |  | 70V Speaker/Strobe, White, 15, 30, 75, 110 cd, Clear | 1 | 0 | 0.294 |  |  |  |  | FALSE | [5 empty] | #FF0070C0 | FA-NFPA 170 SPEAKER STROBE | 1 | FALSE | FALSE | FALSE | 2019 | [13 empty] | FALSE | [7 empty] | THOR\acont | 2024-09-08 17:27 |  | [Edwards, Kidde] [AUDIO 70.7v] [70V AUDIO] G4F-S7, G4F-S7V1575, G4F-S7VM, G4HFRF-S7, G4HFRF-S7VMC, G4HFRN-S7, G4HFRN-S7VMC, G4HFWA-S7, G4HFWA-S7VMA, G4HFWA-S7VMC, G4HFWF-S7, G4HFWF-S7VMC, G4HFWN-S7, G4HFWN-S7VMA, G4HFWN-S7VMB, G4HFWN-S7VMC, G4RF-S7, G4RF [Edwards, Kidde] [NAC] [16 VDC] G4ERA-A, G4ERA-B, G4ERA-G, G4ERA-R, G4ERF-C, G4ERN-A, G4ERN-B, G4ERN-C, G4ERN-G, G4ERN-R, G4EWA-A, G4EWA-B, G4EWA-G, G4EWA-R, G4EWF-C, G4EWN-A, G4EWN-B, G4EWN-C, G4EWN-G, G4EWN-R, G4F-S2V1575, G4F-S2VM, G4F-S7V1575, G4F-S7 [Edwards, Kidde] [NAC] [24 VDC] G4ERA-A, G4ERA-B, G4ERA-G, G4ERA-R, G4ERF-C, G4ERN-A, G4ERN-B, G4ERN-C, G4ERN-G, G4ERN-R, G4EWA-A, G4EWA-B, G4EWA-G, G4EWA-R, G4EWF-C, G4EWN-A, G4EWN-B, G4EWN-C, G4EWN-G, G4EWN-R, G4F-S2V1575, G4F-S2VM, G4F-S7V1575, G4F-S7
05002998-c4ae-4e51-b5d1-9253d3ac78c8 |  |  |  | North | Monaco Enterprises |  | Cards & Components |  |  |  | Card | TRUE | 227-570 Main Board |  | 227-570 Main Board | 1 | [6 empty] | TRUE | [5 empty] | #FFFFFFFF |  |  | FALSE | FALSE | FALSE | [14 empty] | FALSE | [5 empty] | DESKTOP-7SAL8M7\acont | 2018-10-23 10:52 | THOR\acont | 2024-10-09 10:48 |  |  | [Monaco Enterprises] 227-570 Main Board
b2a08a34-726d-4d7b-b8ab-9254a8703f0d | NFPA 170 NOTIFICATION CIRCUIT EXTENDER PANEL | RISER NAC |  | North | Gamewell FCI |  | Notification Circuit Extender Panel |  |  |  | Assembly | TRUE | GFPS-6 | + | 6-Amp, 24-Volt Power Supply | 1 | [6 empty] | FALSE | FALSE |  |  |  |  | #FFFF0000 | FA-NFPA 170 NOTIFICATION CIRCUIT EXTENDER PANEL | 1 | FALSE | FALSE | FALSE | 212 | [8 empty] | 7,12,18 |  |  | 6 |  | TRUE | [5 empty] | DESKTOP-7SAL8M7\acont | 2020-10-12 12:40 | THOR\acont | 2024-09-08 17:27 | Cloned from Gamewell GFPS-9
f52901e3-ab74-4a4b-9fa1-9265311cf4e1 | NFPA 170 HEAT DETECTOR |  |  | North | Gamewell FCI |  | Heat Detector |  |  |  | Module | TRUE | ATD-L3-IV w/B200SR-LF-IV | + | Thermal heat detector, 135°F fixed, ivory, Velociti/CLIP w/ Standard low frequency sounder base, ivory | 1 | 0.0002 | 0.0045 |  |  |  |  | FALSE | TRUE | FLUSH |  | 4" SQ. DEEP | 3 "O" PLASTER RING | #FFFF0000 | FA-NFPA 170 HEAT DETECTOR | 1 | FALSE | FALSE | FALSE | 1403 | [13 empty] | FALSE |  |  | LF |  |  | DESKTOP-7SAL8M7\acont | 2019-05-06 09:58 | THOR\acont | 2024-09-08 17:27 | 20191121 AC Detector with base | [Gamewell FCI] [SLC MODULES SENSORS] [*] [#2 SHARED ADDR ¦ SENSORS] ADPF (C), ASD-PL2F w/B200S-LF-WH (C), ASD-PL2F w/B210LP (C), ASD-PL2FR (C), ASD-PL3 w/B200S-LF-WH (C), ASD-PL3 w/B200SR-LF-WH (C), ASD-PL3 w/B200SR-WH (C), ASD-PL3 w/B224BI-WH (C), ASD-P [Gamewell FCI] [SLC SENSORS] [*] [#4 TYPE ADDR ¦ SENSORS] ADPF (C), ASD-PL2F w/B200S-LF-WH (C), ASD-PL2F w/B210LP (C), ASD-PL2FR (C), ASD-PL3 w/B200S-LF-WH (C), ASD-PL3 w/B200SR-LF-WH (C), ASD-PL3 w/B200SR-WH (C), ASD-PL3 w/B224BI-WH (C), ASD-PL3 w/B224R [Gamewell FCI] [AUX POWER] ASD-PL3 w/B200SR-LF-WH (C), ASD-PL3-IV w/B200SR-LF-IV (C), ASD-PTL3 w/B200SR-LF-WH (C), ASD-PTL3-IV w/B200SR-LF-IV (C), ATD-L3 w/B200SR-LF-WH (C), ATD-L3H w/B200SR-LF-WH (C), ATD-L3H-IV w/B200SR-LF-IV (C), ATD-L3-IV w/B200SR-LF
d14f1597-fc79-41f2-a0e9-926697aceb12 | NFPA 170 MANUAL PULL |  |  | North | Eaton Wheelock |  | Manual Station |  |  |  | Module | TRUE | MPS-200 | + | SPST, double action, terminals, key reset | 1 | [6 empty] | TRUE | [5 empty] | #FFFF0000 | FA-NFPA 170 MANUAL PULL | 1 | FALSE | FALSE | FALSE | 957 | [16 empty] | XP |  |  | DESKTOP-7SAL8M7\acont | 2019-11-06 09:01 | THOR\acont | 2024-09-08 17:27 | Cloned from Wheelock MPS-100 | [Eaton Wheelock] [IDC] 01 MPS-100, MPS-200, MPS-400X
a87a3da9-6a1f-4bde-933f-9276da87ccae | NFPA 170 FIRE ALARM CONTROL UNIT | RISER FACP |  | North | Hochiki |  | Fire Alarm Control Unit |  |  |  | Assembly | TRUE | LA403K1-40 |  | FireNET L@TITUDE Analog Addressable Fire Alarm Control Panel, 4 Slot Deep Plex-Door Enclosure, 10.25 A Auto Voltage, 2-Loop Panel Module, Hochiki Protocol, Network Module, and Media Gateway™, Gray, 48 Zone LEDs | 1 | [6 empty] | FALSE |  |  | *Refer to Install Sheet | 16.5in (W) x 23.2in (H) x 8in (D) | KM5FCRD (Optional Semi-Flush Mounting Kit) | #FFFF0000 | FA-NFPA 170 FIRE ALARM CONTROL UNIT | 1 | FALSE | FALSE | FALSE | 202 | [8 empty] | 7,12,18,28 |  |  | 10.25 |  | TRUE | [5 empty] | DESKTOP-GHR3H5U\Anthony | 2019-11-27 08:00 | THOR\acont | 2024-09-08 17:27
8df09bc6-6c05-4d84-a357-9277d67e4506 | NFPA 170 REMOTE ANNUNCIATOR | RISER ANNUNCIATOR |  | North | Silent Knight |  | Remote Annunciator |  |  |  | Module | TRUE | 6855 | ++ | Remote Annunciator | 1 | 0.059 | 0.092 |  |  |  |  | FALSE |  |  |  | Flush Mount: (Outside wall): 12.25”W x 11.05”H x .875”D (31.01W x 29.02H x 2.02D cm) (Inside wall): 9.375”W x 8.875”H x 2.0”D (23.08W x 21.03H x 5.01D cm) Surface Mount: (Including Trim Ring): 12.25”W x 11.05”Hx 3.0”D (31.01W x 29.02H x 2.02D cm) |  | #FFFF0000 | FA-NFPA 170 REMOTE ANNUNCIATOR | 1 | FALSE | FALSE | FALSE | 255 | [13 empty] | FALSE | [7 empty] | THOR\acont | 2024-09-08 17:27 |  | [Silent Knight] [SBUS] [*] [SBUS ++] 5635R, 5635W, 5815XL, 5860, 5860R, 5865-3, 5865-4, 6815, 6855, 6860, EVS-LOC, EVS-RCU, RA-100, RA-1000, RA-1000R, RA-2000, SK-5210, SK-5217
40c1170d-0e4b-4ab0-bcb6-9278906716e6 | NFPA 170 WIRELESS CONTROL UNIT |  |  | North | Notifier |  | Wireless Control Unit |  |  |  | Module | TRUE | WAV-RL | + | Wireless AV base, wall, red | 1 | [6 empty] | FALSE | [5 empty] | #FFFF0000 | FA-NFPA 170 WIRELESS CONTROL UNIT | 1 | FALSE | FALSE | FALSE | [14 empty] | FALSE |  |  | WAV-CRL |  |  | AUGUSTXPS17-EUP\aucon | 2022-07-12 06:50 | THOR\acont | 2024-09-08 17:27 | Cloned from Firelite WAV-RL CLONED CLONED CLONED | [Farenhyt, Firelite, Gamewell FCI, Notifier, Silent Knight] [SWIFT MESH DEVICES] 03 WAV-CRL, WAV-CWL, WAV-RL, WAV-WL [Honeywell, Notifier, System Sensor] [SLC MODULES] [*] [#3 TYPE ADDR ¦ MODULES] 30-3013 w/FMM-101, Q3013D, ACM-8R, ACPS-610, AMPS-24, AMPS-24E, EM-1M, EM-1MI, EM-1MM, EM-1MMI, EM-1R, EM-1RI, EM-1SR, EM-1SRI, FCM-1, FCM-1-REL, FD7044 MM-101, FDM-1, FDRM-1 [Honeywell, Notifier, System Sensor] [SLC MODULES SENSORS] [*] [#1 SHARED ADDR ¦ MODULES] 30-3013 w/FMM-101, Q3013D, ACM-8R, ACPS-610, AMPS-24, AMPS-24E, EM-1M, EM-1MI, EM-1MM, EM-1MMI, EM-1R, EM-1RI, EM-1SR, EM-1SRI, FCM-1, FCM-1-REL, FD7044 MM-101, FDM [Farenhyt, Firelite, Gamewell FCI, Notifier, Silent Knight, System Sensor] [SWIFT MESH DEVICES] 01 HRL-LF w/ WAV-RL, HWL-LF w/ WAV-WL, P2RL w/WAV-RL, P2RLED w/WAV-RL, P2RL-LF w/ WAV-RL, P2WL w/ WAV-WL, P2WLED w/ WAV-WL, P2WL-LF w/ WAV-WL, SRL w/ WAV-RL, | [Farenhyt, Firelite, Gamewell FCI, Notifier, Silent Knight] WAV-CRL, WAV-CWL, WAV-RL, WAV-WL
7dec1366-a779-461a-bc54-92807a9c9cbd | NFPA 170 HORN STROBE CEILING |  |  | North | Eaton Wheelock |  | Horn/Strobe |  |  |  | Module | TRUE | AS-24MCCH-FR |  | Horn Strobe, 24 VDC, High Intensity Multi-candela, red | 1 | 0 | 0.7 |  |  |  |  | FALSE | TRUE |  |  |  |  | #FF0070C0 | FA-NFPA 170 HORN STROBE CEILING | 1 | FALSE | FALSE | FALSE | 2013 | [13 empty] | FALSE |  |  | C |  |  |  |  | THOR\acont | 2024-09-08 17:27 |  | [Eaton Wheelock] [NAC] AS-24MCCH-FR (C), AS-24MCCH-FW (C)
e96e6cdf-6942-46c6-9269-9280b8aa5889 | NFPA 170 HORN STROBE |  |  | North | Potter |  | Horn/Strobe |  |  |  | Module | TRUE | CHS-24WA-WP |  | Horn Strobe, Wall, White, Amber, Outdoor | 1 | 0 | 0.226 |  |  |  |  | FALSE | FALSE |  |  |  |  | #FF0070C0 | FA-NFPA 170 HORN STROBE | 1 | FALSE | FALSE | FALSE | 2012 |  |  | 7135-0328:0212 | [10 empty] | FALSE | [7 empty] | THOR\acont | 2024-09-08 17:27 |  | [Potter] [NAC] [UL MAX, HIGH DB] CHS-24A-WP, CHS-24WA-WP, CHSLP-24A-WP, CHSLP-24WA-WP
6bd2e5f1-ce26-4196-b2be-928526fb83de |  |  |  | North | Siemens | [5 empty] | Module | TRUE | XLS-RK19 | 500-634778 | 19" RACK INCLUDES RACK, DOOR & ALL SIDE PANELS | 1 | [12 empty] | #FFFFFFFF |  |  | FALSE | FALSE | FALSE | [20 empty] | DESKTOP-7SAL8M7\acont | 2019-08-13 09:04 | THOR\acont | 2024-10-09 10:48
cca43d39-93cd-454c-a12b-92860805bf26 | NFPA 170 SPEAKER STROBE |  |  | North | Simplex |  | Speaker/Strobe |  |  |  | Module | TRUE | 49SV-APPLW-O-BA | + | Wall Mount Addressable Weatherproof S/V Appliance only, WP, Assembled in USA | 1 | 0 | 0 |  |  |  |  | TRUE | FALSE |  |  |  |  | #FF0070C0 | FA-NFPA 170 SPEAKER STROBE | 1 | FALSE | FALSE | FALSE | 2019 | [16 empty] | WP |  |  | DESKTOP-7EIEB7A\acont | 2022-02-21 14:32 | THOR\acont | 2024-09-08 17:27 | Cloned from Simplex 49SV-APPLW-O | [Autocall, Simplex] [IDNac] [23VDC UL1638] 49SV-APPLW-O, 49SV-APPLW-O-BA, 49VO-APPLW-O, 49VO-APPLW-O-BA, A49SV-APPLW-O, A49SV-APPLW-O-BA, A49VO-APPLW-O, A49VO-APPLW-O-BA [Autocall, Simplex] [IDNac] [23VDC UL1971] 49SV-APPLW-O, 49SV-APPLW-O-BA, 49VO-APPLW-O, 49VO-APPLW-O-BA, A49SV-APPLW-O, A49SV-APPLW-O-BA, A49VO-APPLW-O, A49VO-APPLW-O-BA [Autocall, Simplex] [AUDIO 25v] [25V AUDIO] 49HF-APPLW, 49HF-APPLW-BA, 49HFV-APPLW, 49HFV-APPLW-BA, 49SO-APPLW, 49SO-APPLW-BA, 49SO-APPLW-O, 49SO-APPLW-O-BA, 49SV-APPLW, 49SV-APPLW-BA, 49SV-APPLW-O, 49SV-APPLW-O-BA, A49HF-APPLW, A49HF-APPLW-BA, A49HFV-AP [Autocall, Simplex] [AUDIO 70.7v] [70V AUDIO] 49HF-APPLW, 49HF-APPLW-BA, 49HFV-APPLW, 49HFV-APPLW-BA, 49SO-APPLW, 49SO-APPLW-BA, 49SO-APPLW-O, 49SO-APPLW-O-BA, 49SV-APPLW, 49SV-APPLW-BA, 49SV-APPLW-O, 49SV-APPLW-O-BA, A49HF-APPLW, A49HF-APPLW-BA, A49HFV-
6ac651e8-c9d7-4336-89c0-928cb8b14475 |  |  |  | North | Simplex |  | Cards & Components |  |  |  | Card | TRUE | 4007-6308 | ++ | ES Net NIC Dual Channel Single-mode Fiber Media Card | 1 | 0.135 | 0.135 |  |  |  |  | TRUE | [5 empty] | #FFFFFFFF |  |  | FALSE | FALSE | FALSE | [20 empty] | DESKTOP-7EIEB7A\acont | 2022-02-16 08:48 | THOR\acont | 2024-10-09 10:48 | Cloned from Simplex 4007-6304 | [Autocall, Simplex] [Fiber Optic] [NETWORK ++] 4007-6307, 4007-6308, 4007-6309, 4010-6307, 4010-6308, 4100-6307, 4100-6308, 4190-9858, 4190-9859, A007-6307, A007-6308, A007-6309, A010-6307, A010-6308, A100-6307, A100-6308, A190-9858, A190-9859 | [Autocall, Simplex] 4007-6307, 4007-6308, 4010-6307, 4100-6307, 4190-9858, A007-6307, A007-6308, A010-6307, A100-6307, A190-9858
98d576f3-a9e6-4817-a052-928ec6fe60a6 |  |  |  | North | Edwards |  | Cards & Components |  |  |  | Card | TRUE | 4-PPS/M-230 | n | Primary Power Supply 230V | 1 | [6 empty] | TRUE | [5 empty] | #FFFFFFFF |  |  | FALSE | FALSE | FALSE | [20 empty] | DESKTOP-EUPOT3B\aucon | 2022-01-20 06:02 | THOR\acont | 2024-10-09 10:48 | Cloned from Edwards 3-PPS/M-230 |  | [Edwards] 3-BBC/M, 3-BBC/M-230, 3-BBC/M-230-E, 3-PPS/M, 3-PPS/M-230, 3-PPS/M-230-E, 4-PPS/M, 4-PPS/M-230, 4-PPS/M-230-E
3ff6a235-87b6-4b41-bd8c-9293f6833ca9 |  |  |  | North | Edwards |  | Cards & Components |  |  |  | Card | TRUE | 2-6ANN/D |  | OBSOLETE - Gray Door for 6ANN - space for 1 LCD, 6 Ann. Modules | 1 | [6 empty] | TRUE | [5 empty] | #FFFFFFFF |  |  | FALSE | FALSE | FALSE | [14 empty] | FALSE | [7 empty] | THOR\acont | 2024-10-09 10:48
24bebce6-f4f7-4e2c-aabd-92961bc6aa45 | NFPA 170 SPEAKER STROBE |  |  | North | Potter |  | Speaker/Strobe |  |  |  | Module | TRUE | SPKSTR-24WLPPR-WP | + | Speaker/Strobe Red Alert Label | 1 | [6 empty] | FALSE | FALSE |  |  |  |  | #FF0070C0 | FA-NFPA 170 SPEAKER STROBE | 1 | FALSE | FALSE | FALSE | 2019 | [13 empty] | FALSE |  |  | WP |  |  | DESKTOP-7EIEB7A\acont | 2021-09-23 12:37 | THOR\acont | 2024-09-08 17:27 | Cloned from Potter FASPK-WPR CLONED | [Potter] [NAC] [24 VDC] SPKSTR-15/75-AL-WP, SPKSTR-24WLPPR-WP, SPKSTR-24WLPPW-WP, SPKSTR-24WLPR-WP, SPKSTR-24WLPW-WP [Gentex, Hochiki, Potter] [AUDIO 70.7v] [70V AUDIO] CSPKSTR-24AR (C), CSPKSTR-24AW (C), CSPKSTR-24BR (C), CSPKSTR-24BW (C), CSPKSTR-24GR (C), CSPKSTR-24GW (C), CSPKSTR-24RR (C), CSPKSTR-24RW (C), FASPKR-R (C), FASPKR-W (C), FASPKR-WR, FASPKR-WW, FASPK-WP [Gentex, Hochiki, Potter] [AUDIO 25v] [25V AUDIO] CSPKSTR-24AR (C), CSPKSTR-24AW (C), CSPKSTR-24BR (C), CSPKSTR-24BW (C), CSPKSTR-24GR (C), CSPKSTR-24GW (C), CSPKSTR-24RR (C), CSPKSTR-24RW (C), FASPKR-R (C), FASPKR-W (C), FASPKR-WR, FASPKR-WW, FASPK-WPR, [Potter] [NAC] [UL MAX] SPKSTR-15/75-AL-WP, SPKSTR-24WLPPR-WP, SPKSTR-24WLPPW-WP, SPKSTR-24WLPR-WP, SPKSTR-24WLPW-WP
568ca6c1-8033-4db2-907d-929de16a0c37 |  |  |  | North | Bosch | [5 empty] | Module | TRUE | UPA-2450-60 | * | Power Supp,120VAC 60Hz, 24VAC 50VA Out 0000075434 | 1 | [12 empty] | #FFFFFFFF |  |  | FALSE | FALSE | FALSE | [20 empty] | DESKTOP-7EIEB7A\acont | 2021-08-13 06:25 | THOR\acont | 2024-10-09 10:48
34c1ef10-3047-4d61-88e5-92a0e68626f5 | NFPA 170 SPEAKER WALL |  |  | North | Kidde |  | Speaker |  |  |  | Module | TRUE | EG4SWF |  | Speaker, Wall, White, FIRE | 1 | [6 empty] | FALSE | FALSE | GRSW-10 | G4WSB |  |  | #FF0070C0 | FA-NFPA 170 SPEAKER WALL | 1 | FALSE | FALSE | FALSE | 2021 | [13 empty] | FALSE |  |  | C |  |  | DESKTOP-7EIEB7A\acont | 2021-05-24 09:19 | THOR\acont | 2025-02-25 13:49 | Cloned from Edwards G4SWF | [Edwards, Hochiki, Kidde] [AUDIO 25v] [25V AUDIO] EG4SRF, EG4SRN, EG4SVRF, EG4SVRN, EG4SVWA, EG4SVWF, EG4SVWN, EG4SWA, EG4SWF, EG4SWN, G4SRF, G4SRN, G4SVRF, G4SVRN, G4SVWA, G4SVWF, G4SVWN, G4SWA, G4SWF, G4SWN, WGSRA, WGSRF, WGSRF-FR, WGSRF-SP, WGSRN, WGS [Edwards, Hochiki, Kidde] [AUDIO 70.7v] [70V AUDIO] EG4SRF, EG4SRN, EG4SVRF, EG4SVRN, EG4SVWA, EG4SVWF, EG4SVWN, EG4SWA, EG4SWF, EG4SWN, G4SRF, G4SRN, G4SVRF, G4SVRN, G4SVWA, G4SVWF, G4SVWN, G4SWA, G4SWF, G4SWN, WGSRA, WGSRF, WGSRF-FR, WGSRF-SP, WGSRN, W
b8442c26-d058-4329-83d0-92a1b4d6704c | NFPA 170 HEAT DETECTOR |  |  | North | Hochiki |  | Heat Detector |  |  |  | Module | TRUE | DSC-EA w/NS4-221 STANDARD BASE | DSC-EA w/NS4-221 STANDARD BASE | HEAT DETECTOR w/ STANDARD BASE | 1 | 0.00011 | 0.196 |  |  |  |  | TRUE | TRUE |  | *Refer to Install Sheet |  |  | #FFFF0000 | FA-NFPA 170 HEAT DETECTOR | 1 | FALSE | FALSE | FALSE | 1403 | [19 empty] | DESKTOP-0D6CQVA\lousc | 2019-10-12 07:53 | THOR\acont | 2024-09-08 17:27 | Cloned from Hochiki DCD-135 w/NS4-221 STANDARD BASE | [Hochiki] [IDC] 01 [IDC] DCD-135 w/HSC-220L LATCHING LED BASE (C), DCD-135 w/HSC-220R - 2 WIRE RELAY BASE (C), DCD-135 w/HSC-221L LATCHING LED BASE (C), DCD-135 w/HSC-221R - 2 WIRE RELAY BASE (C), DCD-135 w/HSC-224L LATCHING LED BASE (C), DCD-135 w
484a19ee-c0ee-4eec-894e-92abde312547 | NFPA 170 SMOKE DETECTOR |  |  | North | MIRCOM |  | Smoke Detector |  |  |  | Module | TRUE | MIX-2251TMAP w/B200SR-WH | + | Intelligent AcclimateTM Multicriteria Smoke Sensor, Sounder Base | 1 | 0.0003 | 0.0065 |  |  |  |  | FALSE | TRUE |  |  |  |  | #FFFF0000 | FA-NFPA 170 SMOKE DETECTOR | 1 | FALSE | FALSE | FALSE | 1408 | [13 empty] | FALSE |  |  | MC, SB |  |  | DESKTOP-7SAL8M7\acont | 2019-04-12 12:42 | THOR\acont | 2024-09-08 17:27 | 20191121 AC Detector with base | [MIRCOM] [SLC MODULES SENSORS] [*] [#2 SHARED ADDR ¦ SENSORS] DNR w/MIX-2251BR (C), DNR w/MIX-2351RAP (C), MIX-1251AP w/B200SR-LF-WH (C), MIX-1251AP w/B200SR-WH (C), MIX-1251AP w/B210LP (C), MIX-1251AP w/B224RB-WH (C), MIX-1251AP w/B501 (C), MIX-1251B w/ [MIRCOM, Monaco Enterprises] [AUX POWER] 721-121-00 w/B200SR-WH (C), 721-124-00 w/B200SR-WH (C), 722-121-00 w/B200SR-WH (C), 722-406-00 w/B200SR-WH (C), 723-345-00 w/B200SR-WH (C), 723-353-00 w/B200SR-WH (C), 723-361-00 w/B200SR-WH (C), MIX-1251AP w/B200 [MIRCOM] [SLC SENSORS] [*] [#4 TYPE ADDR ¦ SENSORS] DNR w/MIX-2251BR (C), DNR w/MIX-2351RAP (C), MIX-1251AP w/B200SR-LF-WH (C), MIX-1251AP w/B200SR-WH (C), MIX-1251AP w/B210LP (C), MIX-1251AP w/B224RB-WH (C), MIX-1251AP w/B501 (C), MIX-1251B w/B200SR-LF-
522aca87-2539-41db-ba75-92b124e8c9c6 | NFPA 170 STROBE WALL |  |  | North | Edwards |  | Strobe |  |  |  | Module | TRUE | 405-8A-T |  | 110cdW, 60cdC Strobe, Red, Terminals | 1 | [6 empty] | FALSE | FALSE |  |  |  |  | #FF0070C0 | FA-NFPA 170 STROBE WALL | 1 | FALSE | FALSE | FALSE | 2023 | [13 empty] | FALSE |  |  | C |  |  |  |  | THOR\acont | 2024-09-08 17:27 |  | [Edwards] [NAC] [24 VFWR] 405-8A-T, 405-8A-TW, CS405-8A-T [Edwards] [NAC] [24 VDC] 405-8A-T, 405-8A-TW, CS405-8A-T
aae8ec73-8cc3-49b5-a9f6-92b3c2b67779 | NFPA 170 HORN |  |  | North | Edwards |  | Horn |  |  |  | Module | TRUE | G1R-P |  | Genesis Horn, 77.1 dBA, running man, red | 1 | 0 | 0.036 |  |  |  |  | FALSE | [5 empty] | #FF0070C0 | FA-NFPA 170 HORN | 1 | FALSE | FALSE | FALSE | 2010 | [13 empty] | FALSE | [7 empty] | THOR\acont | 2024-09-08 17:27 |  | [Edwards, Kidde] [NAC] [16 VDC, HIGH DB] EG1F-HD, EG1F-P, G1F-HD, G1F-P, G1-HD, G1-P, G1RF-HD, G1RF-P, G1R-HD, G1R-P [Edwards, Kidde] [NAC] [24 VDC, HIGH DB] EG1F-HD, EG1F-P, G1F-HD, G1F-P, G1-HD, G1-P, G1RF-HD, G1RF-P, G1R-HD, G1R-P [Edwards, Kidde] [NAC] [16 VDC, LOW DB] EG1F-HD, EG1F-P, G1F-HD, G1F-P, G1-HD, G1-P, G1RF-HD, G1RF-P, G1R-HD, G1R-P [Edwards, Kidde] [NAC] [24 VDC, LOW DB] EG1F-HD, EG1F-P, G1F-HD, G1F-P, G1-HD, G1-P, G1RF-HD, G1RF-P, G1R-HD, G1R-P
a2813933-0573-47af-a369-92bfbe49ed2c |  |  |  | North | Monaco Enterprises |  | Hardware |  |  |  | Hardware | TRUE | 588-098-00 | F | TRIM RING:RED,T-1,WALL MOUNT,UNIVERSAL | 1 | [6 empty] | FALSE | [5 empty] | #FFFFFFFF |  |  | FALSE | FALSE | FALSE | [14 empty] | FALSE | [5 empty] | DESKTOP-7SAL8M7\acont | 2020-03-02 16:47 | THOR\acont | 2024-10-09 10:48 | Cloned from System Sensor TR-2
d7a3ad2f-965c-4413-a693-92c6bbeb84a8 | NFPA 170 CELL COMM | RISER CELL COMM |  | North | Gamewell FCI |  | Cellular Communicator |  |  |  | Module | TRUE | CELL-MOD | ++ | Wireless Commercial Fire Alarm Communicator | 1 | 0.055 | 0.1 |  |  |  |  | FALSE | [5 empty] | #FFFF0000 | FA-NFPA 170 CELL COMM | 1 | FALSE | FALSE | FALSE | 250 | [13 empty] | FALSE | [7 empty] | THOR\acont | 2024-09-08 17:27 |  | [Firelite, Gamewell FCI, Notifier] [AUX POWER] [*] CELL-CAB-FL, CELL-CAB-N, CELL-MOD [Firelite, Gamewell FCI, Honeywell, Notifier] [DACT] 01 [DACT] CELL-CAB-FL, CELL-CAB-N, CELL-MOD, HWF2A-COM Main Board, HWF2V-COM Main Board
cf79eb2e-020e-4c59-8a03-92cadb4c4934 | NFPA 170 VOICE EVACUATION CONTROL UNIT |  |  | North | Evax |  | Voice Evac Control Unit |  |  |  | Assembly | TRUE | EVAX-25 | + | EVAX 25 Watt Voice Evacuation System | 1 | [6 empty] | FALSE | [5 empty] | #FFFF0000 | FA-NFPA 170 VOICE EVACUATION CONTROL UNIT | 1 | FALSE | FALSE | FALSE | 211 | [8 empty] | 7,12,18 |  |  |  | 25 | TRUE | [7 empty] | THOR\acont | 2024-09-08 17:27 |  |  | [Evax] EVAX-100, EVAX-100/4Z, EVAX-100/8Z, EVAX-100E, EVAX-150, EVAX-200, EVAX-25, EVAX-25/4Z, EVAX-50, EVAX-50/4Z
3ad5732d-a31b-41d2-9e0f-92cb755edff2 | NFPA 170 SURGE SUPPRESSOR |  |  | North | Space Age Electronics |  | Surge Supressor |  |  |  | Module | TRUE | T36-DG w/Snap Track |  | 2 Pair / 4 Wire Surge Module, 36v | 1 | [6 empty] | TRUE | [5 empty] | #FFFF0000 | FA-NFPA 170 SURGE SUPPRESSOR | 1 | FALSE | FALSE | FALSE | [14 empty] | FALSE |  |  | 24v |  |  | DESKTOP-7EIEB7A\acont | 2021-08-26 08:07 | THOR\acont | 2024-09-08 17:27 | Cloned from Space Age Electronics T32-DG w/Snap Track | [Space Age Electronics] [SURGE PROTECTION] [#2] RJ1448-MD w/Snap Track, T05-DG w/Snap Track, T120-DG w/Snap Track, T12-DG w/Snap Track, T24-DG w/Snap Track, T32-DG w/Snap Track, T36-DG w/Snap Track, T48-DG w/Snap Track, T70-DG w/Snap Track, T90-DG w/Snap [Space Age Electronics] [SURGE PROTECTION] [ALL DEVICES ++] E120V-GT, RJ1448-MD w/Snap Track, T05-DG w/Snap Track, T120-DG w/Snap Track, T12-DG w/Snap Track, T24-DG w/Snap Track, T32-DG w/Snap Track, T36-DG w/Snap Track, T48-DG w/Snap Track, T70-DG w/Sna
91cd737e-6a44-47a0-b60c-92d7419aae37 | NFPA 170 FIRE ALARM CONTROL UNIT | RISER FACP |  | North | Secutron |  | Fire Alarm Control Unit |  |  |  | Assembly | TRUE | MR-2100R | ++ | Single SLC Fire Alarm Control Panel, 120 VAC input, Red | 1 | [6 empty] | FALSE |  |  |  | 16-7/8” W x 29-1/2” H x 5-1/4” D (429 mm x 749 mm x 133 mm) |  | #FFFF0000 | FA-NFPA 170 FIRE ALARM CONTROL UNIT | 1 | FALSE | FALSE | FALSE | 202 | [8 empty] | 7,12,18,26,35 |  | 12 |  |  | TRUE | [5 empty] | DESKTOP-7EIEB7A\acont | 2023-06-23 16:16 | THOR\acont | 2024-09-08 17:27 | Cloned from Firelite ES-200X
9088c99c-3e8a-4271-b361-92e56e322447 |  |  |  | North | Siemens | [5 empty] | Module | TRUE | CAB1-X | 500-634369 | CAB1-X ENCL/OUTER DR/MTG PLT | 1 | [12 empty] | #FFFFFFFF |  |  | FALSE | FALSE | FALSE | [20 empty] | DESKTOP-7SAL8M7\acont | 2019-08-13 09:04 | THOR\acont | 2024-10-09 10:48
450b1b1b-69ed-46b5-b9d8-92e8c3a252d0 | NFPA 170 FIRE ALARM CONTROL UNIT | RISER FACP |  | North | NAPCO |  | Fire Alarm Control Unit |  |  |  | Assembly | TRUE | FL-32FACP-LTEVI | ++ | FireLink Conventional 8 to 32 Zone Fire Alarm Control Panel, 2 programmable NAC circuits, 2A max @ 24V; Cellular Alarm Communicator (Verizon or IP) and integral menu-Driven LCD annunciator | 1 | [6 empty] | TRUE |  |  |  | 16”x 14.25” x 5.2” (H x W x D) |  | #FFFF0000 | FA-NFPA 170 FIRE ALARM CONTROL UNIT | 1 | FALSE | FALSE | FALSE | 202 | [8 empty] | 7,12,16 |  | 16 |  |  | TRUE | [5 empty] | THOR\acont | 2023-10-25 13:07 | THOR\acont | 2024-09-08 17:27 | Cloned from NAPCO FL-32FACP-LTEVS
95f89248-e632-4f81-bcbd-92efe65bd4ac | NFPA 170 SMOKE DETECTOR |  |  | North | MIRCOM |  | Smoke Detector |  |  |  | Module | TRUE | MIX-2251AP w/B200SR-LF-WH | + | Intelligent Photoelectric Smoke Sensor, Low Frequency Sounder Base | 1 | 0.0003 | 0.0065 |  |  |  |  | FALSE | TRUE |  |  |  |  | #FFFF0000 | FA-NFPA 170 SMOKE DETECTOR | 1 | FALSE | FALSE | FALSE | 1408 | [13 empty] | FALSE |  |  | P, LF |  |  | DESKTOP-7SAL8M7\acont | 2019-04-12 12:21 | THOR\acont | 2024-09-08 17:27 | 20191121 AC Detector with base | [MIRCOM, Monaco Enterprises] [AUX POWER] [24 VDC] 721-121-00 w/B200SR-LF-WH (C), 721-124-00 w/B200SR-LF-WH (C), 722-121-00 w/B200SR-LF-WH (C), 722-406-00 w/B200SR-LF-WH (C), 723-345-00 w/B200SR-LF-WH (C), 723-353-00 w/B200SR-LF-WH (C), 723-361-00 w/B200S [MIRCOM] [SLC SENSORS] [*] [#4 TYPE ADDR ¦ SENSORS] DNR w/MIX-2251BR (C), DNR w/MIX-2351RAP (C), MIX-1251AP w/B200SR-LF-WH (C), MIX-1251AP w/B200SR-WH (C), MIX-1251AP w/B210LP (C), MIX-1251AP w/B224RB-WH (C), MIX-1251AP w/B501 (C), MIX-1251B w/B200SR-LF- [MIRCOM] [SLC MODULES SENSORS] [*] [#2 SHARED ADDR ¦ SENSORS] DNR w/MIX-2251BR (C), DNR w/MIX-2351RAP (C), MIX-1251AP w/B200SR-LF-WH (C), MIX-1251AP w/B200SR-WH (C), MIX-1251AP w/B210LP (C), MIX-1251AP w/B224RB-WH (C), MIX-1251AP w/B501 (C), MIX-1251B w/
b5af5597-1b91-4bc6-bc0d-92f054e8e7cf | NFPA 170 SMOKE HEAT DETECTOR |  |  | North | Potter |  | Smoke/Heat Detector |  |  |  | Module | TRUE | PAD300-PHD w/PAD300-IB | ++ | Photoelectric Smoke/Heat Detector with Isolator Module Included | 1 | 0.0006 | 0.0006 |  |  |  |  | FALSE | TRUE |  |  |  |  | #FFFF0000 | FA-NFPA 170 SMOKE HEAT DETECTOR | 1 | FALSE | FALSE | FALSE | 1411 | [13 empty] | FALSE |  |  | IB |  |  | DESKTOP-7EIEB7A\acont | 2023-01-20 07:02 | THOR\acont | 2024-09-08 17:27 | Cloned from Potter PAD200-PHD w/PAD100-IB | [Potter] [SLC PAD] [*] [#2 SHARED ADDR ¦ SENSORS] PAD100-CD w/PAD100-4DB, PAD100-CD w/PAD100-6DB, PAD100-CD w/PAD100-IB, PAD100-CD w/PAD100-LFSB, PAD100-CD w/PAD100-RB, PAD100-CD w/PAD100-SB, PAD100-CD w/PAD100-SPKB, PAD100-DUCT (C), PAD100-DUCTR (C), PA
6538eb9a-96dc-427c-b3b1-9306bbcdb972 |  |  |  | North | Siemens | [5 empty] | Module | TRUE | 40/40M-112SF | S54430-F43-A1 | HYD FLM DET WO1 75C 3/4" SS FM | 1 | [12 empty] | #FFFFFFFF |  |  | FALSE | FALSE | FALSE | [20 empty] | DESKTOP-7SAL8M7\acont | 2019-08-13 09:04 | THOR\acont | 2024-10-09 10:48
e881f690-de6e-4557-baed-930c873621b5 | NFPA 170 SPEAKER STROBE CEILING |  |  | North | Eaton Wheelock |  | Speaker/Strobe |  |  |  | Module | TRUE | ELSPSTRC | + | CEILING SPEAKER STROBE, RED, FIRE | 1 | [6 empty] | TRUE | TRUE |  |  |  |  | #FF0070C0 | FA-NFPA 170 SPEAKER STROBE CEILING | 1 | FALSE | FALSE | FALSE | 2020 | [19 empty] | DESKTOP-7EIEB7A\acont | 2021-04-29 07:57 | THOR\acont | 2024-09-08 17:27 | Cloned from Eaton Wheelock ELSPSTR | [Concealite, Eaton Wheelock] [AUDIO 70.7v] [70V AUDIO] ELSPKR, ELSPKR-AL, ELSPKRC (C), ELSPKRC-AL (C), ELSPKRC-N (C), ELSPKR-N, ELSPKW, ELSPKW-AL, ELSPKWC (C), ELSPKWC-AL (C), ELSPKWC-N (C), ELSPKW-N, ELSPSTR, ELSPSTR-AL, ELSPSTRC (C), ELSPSTRC-AL (C), E [Eaton Wheelock] [NAC] [24VFWR] ELSPSTRC (C), ELSPSTRC-AL (C), ELSPSTWC (C), ELSPSTWC-AL (C) [Concealite, Eaton Wheelock] [AUDIO 25v] [25V AUDIO] ELSPKR, ELSPKR-AL, ELSPKRC (C), ELSPKRC-AL (C), ELSPKRC-N (C), ELSPKR-N, ELSPKW, ELSPKW-AL, ELSPKWC (C), ELSPKWC-AL (C), ELSPKWC-N (C), ELSPKW-N, ELSPSTR, ELSPSTR-AL, ELSPSTRC (C), ELSPSTRC-AL (C), ELS [Eaton Wheelock] [NAC] [24VDC] ELSPSTRC (C), ELSPSTRC-AL (C), ELSPSTWC (C), ELSPSTWC-AL (C)
4107cfe0-e760-4979-a976-93126ff3d9cf |  |  |  | North | Notifier |  | Cards & Components |  |  |  | Card | TRUE | NFC-BDA-25v (50W, 25V) | + | Expansion Card 50W 25V | 1 | 0.11 | 1.2 |  |  |  |  | TRUE | FALSE |  |  |  |  | #FFFFFFFF |  |  | FALSE | FALSE | FALSE | [14 empty] | FALSE | [5 empty] | ALIENWIN10\AugWin7 | 2019-12-05 11:40 | THOR\acont | 2024-10-09 10:48 | Cloned from Notifier NFC-50BDA Main Board (100W, 25V) | [Notifier] [AUX POWER] BDA-70v (50W, 70V), NFC-125DA (25V) Main Board, NFC-50BDA Main Board (100W, 25V), NFC-50BDA Main Board (100W, 70V), NFC-50DA Main Board (50W, 25V), NFC-50DA Main Board (50W, 70V), NFC-BDA-25v (50W, 25V), NFC-BDA-70v (50W, 70V [Federal Signal, Notifier] [RS-485] BDA-70v (50W, 70V), NFC-125DA (25V) Main Board, NFC-50BDA Main Board (100W, 25V), NFC-50BDA Main Board (100W, 70V), NFC-50DA Main Board (50W, 25V), NFC-50DA Main Board (50W, 70V), NFC-BDA-25v (50W, 25V), NFC-BDA- [Federal Signal, Notifier] [DIGITAL AUDIO LOOP] BDA-70v (50W, 70V), NFC-125DA (25V) Main Board, NFC-50BDA Main Board (100W, 25V), NFC-50BDA Main Board (100W, 70V), NFC-50DA Main Board (50W, 25V), NFC-50DA Main Board (50W, 70V), NFC-BDA-25v (50W, 25 | [Notifier] NFC-BDA-25v (50W, 25V)
701282fb-7531-4502-aa09-9314b68e035d | NFPA 170 HEAT DETECTOR |  |  | North | Edwards |  | Heat Detector |  |  |  | Module | TRUE | 302-EPM-194 |  | Heat Detector, rate comp, 194F 90.2C, requires JALX11 | 1 | [6 empty] | FALSE | [5 empty] | #FFFF0000 | FA-NFPA 170 HEAT DETECTOR | 1 | FALSE | FALSE | FALSE | 1403 | [13 empty] | FALSE | [7 empty] | THOR\acont | 2024-09-08 17:27 | 20191121 AC Detector without base | [Edwards, Kidde, Monaco Enterprises] [IDC] 01 1534-1, 200-GAOF, 270A-DPO, 270A-SPO, 270-DOC, 270-DOC-B, 270-DOC-F, 270-DPO, 270-GAO, 270-GAOB, 270-GAO-DOC, 270-GAO-DOCF, 270P-DPO, 270P-SPO, 270-SPO, 270-SPOW, 270-SPOWB, 270-SPOWF, 271-KR1/SR/GS, 276A-REL
fda7bf64-8208-4b8c-8ae3-93245902f246 | NFPA 170 HORN STROBE |  |  | North | Calibration Technologies Inc. |  | Horn/Strobe |  |  |  | Module | TRUE | SHA-24-Blue |  | Horn/Strobe Blue Lens | 1 | 0 | 0 |  |  |  |  | FALSE | FALSE |  |  |  |  | #FF0070C0 | FA-NFPA 170 HORN STROBE | 1 | FALSE | FALSE | FALSE | 2012 | [13 empty] | FALSE |  |  | WP |  |  | THOR\acont | 2024-10-31 08:59 | THOR\acont | 2024-10-31 09:01 | Cloned from Macurco HS-A | [Calibration Technologies Inc.] [NAC] [24VDC] SHA-24-Amber, SHA-24-Blue, SHA-24-Clear, SHA-24-Green, SHA-24-Red
737a39d5-e8eb-4bbd-9c1a-9329feb894ff |  |  |  | North | Edwards |  | Hardware |  |  |  | Hardware | TRUE | MN-HSWB1 |  | Emitter head (loudspeaker) wall-mount bracket & installation kit | 1 | [6 empty] | FALSE | [5 empty] | #FFFFFFFF |  |  | FALSE | FALSE | FALSE | [14 empty] | FALSE | [7 empty] | THOR\acont | 2024-10-09 10:48
f71b6fcd-6586-439e-85b0-932ef6d32902 | NFPA 170 AREA OF REFUGE MASTER |  |  | North | Rath Area of Refuge |  | Area of Refuge Component |  |  |  | Assembly | TRUE | 2500-12RCF |  | 12 ZONE FLUSH MOUNT CABINET W/DOOR | 1 | [6 empty] | FALSE | [5 empty] | #FF00B050 | FA-NFPA 170 AREA OF REFUGE MASTER | 1 | FALSE | FALSE | FALSE | 4000 | [13 empty] | FALSE | [5 empty] | DESKTOP-7SAL8M7\acont | 2020-09-14 14:41 | THOR\acont | 2024-09-08 17:27 | Cloned from Rath Area of Refuge 2500-210FM
6a6fdeab-fb5a-4fa7-beba-93382ca5cbf3 | 170 BASIC SHAPE |  |  | North | Siemens |  | Hardware |  |  |  | Hardware | TRUE | OD-BP | 500-633017 | CAB OUTER DOOR BLANK PLATE MOUNTS TO CAB OUTER DOOR INNER AND OUTER DOOR INTERCHANGEABLE | 1 | [12 empty] | #FFFF0000 | FA-170 BASIC SHAPE | 1 | FALSE | FALSE | FALSE | 5000 | [21 empty] | THOR\acont | 2024-09-08 17:27
ec282f4d-cb68-4d89-ae6e-9340cf1c37b4 |  |  |  | North | HID | Security/Access Control |  |  |  |  | Module | TRUE | 5455B |  |  | 1 | [12 empty] | #FFFFFFFF |  |  | FALSE | FALSE | FALSE | [20 empty] | THOR\acont | 2024-03-12 21:20 | THOR\acont | 2024-10-09 10:48
3f70b0bc-54bc-4b3f-b452-934d2433091c | NFPA 170 DUCT SMOKE DETECTOR |  |  | North | System Sensor |  | Duct Smoke Detector |  |  |  | Module | TRUE | D4120W | ++ | Watertight 4-wire photoelectric low-flow duct smoke detector | 1 | 0.021 | 0.065 |  |  |  |  | FALSE | TRUE |  |  |  |  | #FFFF0000 | FA-NFPA 170 DUCT SMOKE DETECTOR | 1 | FALSE | FALSE | FALSE | 1400 | [13 empty] | FALSE | [7 empty] | THOR\acont | 2024-09-08 17:27 | 20191121 AC Detector without base | [Firelite, Macurco, Notifier, Silent Knight, System Sensor] [IDC] 01 [IDC 4-WIRE ++] 1251B (C), 1412B (C), 1424 (C), 2112/24AT (C), 2112/24S (C), 2112/24TS (C), 2112AITR (C), 2112ATR (C), 2112R (C), 2124AITR (C), 2124ATR (C), 2124R (C), 2151 w/B110RLP (C [Firelite, Macurco, Notifier, Silent Knight, System Sensor] [AUX POWER] [*] [AUX INPUT ++] 1251B (C), 1412B (C), 1424 (C), 2112/24AT (C), 2112/24S (C), 2112/24TS (C), 2112AITR (C), 2112ATR (C), 2112R (C), 2124AITR (C), 2124ATR (C), 2124R (C), 2151 w/B110 | [Farenhyt, MIRCOM, Monaco Enterprises, Silent Knight, System Sensor] 723-367-00, 723-368-00, D2, D4120, D4120W, DH100ACDCI, DH100ACDCLP, DH100P, DNR w/IDP-PHOTO-R-W, DNR w/SK-PHOTO-R-W, DNRW w/IDP-PHOTO-R-W, DNRW w/SK-PHOTO-R-W, IDP-DUCT-W w/IDP-PHOTO-R-W
dfce8e99-0001-4d62-88ee-9350bc637acc |  |  |  | North | Autocall |  | Hardware |  |  |  | Hardware | TRUE | A100-1279 | + | Single blank 2” display cover | 1 | 0 | 0 |  |  |  |  | TRUE | [5 empty] | #FFFFFFFF |  |  | FALSE | FALSE | FALSE | [20 empty] | DESKTOP-0D6CQVA\lousc | 2019-07-06 15:15 | THOR\acont | 2024-10-09 10:48 | Cloned from AutoCall A100-8802
5b295c89-7da0-451c-a9f0-935770f0d450 | NFPA 170 SMOKE DETECTOR |  |  | North | Siemens |  | Smoke Detector |  |  |  | Module | TRUE | F5000 (Head) | 500-050261+ | Fireray 5000 Beam Detector Head | 1 | [6 empty] | FALSE | TRUE |  |  |  |  | #FFFF0000 | FA-NFPA 170 SMOKE DETECTOR | 1 | FALSE | FALSE | FALSE | 1408 | [13 empty] | FALSE |  |  | SBD |  |  | DESKTOP-7EIEB7A\acont | 2022-06-29 10:13 | THOR\acont | 2024-09-08 17:27 | Cloned from Bosch FRAY5000-HEAD-UL | [Siemens] [BEAM DET] 5000-031 (C), F5000 (Head) (C)
1b0ce677-af43-41c0-9e2b-935abb1e5be9 | NFPA 170 SMOKE DETECTOR |  |  | North | Simplex |  | Smoke Detector |  |  |  | Module | TRUE | 4098-9605 w/4098-9788 | + | TrueAlarm Photoelectric Smoke Detector w/TrueAlarm Sensor 2-Wire Base | 1 | 0.0001 | 0.024 |  |  |  |  | TRUE | TRUE |  |  |  |  | #FFFF0000 | FA-NFPA 170 SMOKE DETECTOR | 1 | FALSE | FALSE | FALSE | 1408 | [16 empty] | P |  |  | DESKTOP-7EIEB7A\acont | 2022-02-15 10:49 | THOR\acont | 2024-09-08 17:27 | Cloned from Autocall A4098-9605 w/A4098-9788 | [Autocall, Simplex] [IDC] 01 2098-9201 (C), 2098-9202 (C), 2098-9203 (C), 2098-9208 (C), 2098-9576 (C), 2099-9101 (C), 2099-9102 (C), 2099-9103 (C), 2099-9104 (C), 2099-9105 (C), 2099-9107 (C), 2099-9108 (C), 2099-9754 (C), 2099-9755 (C), 2099-9756 (C),
96e7725f-bd22-4f38-afea-9362a342aee3 |  |  |  | North | Autocall | [5 empty] | Module | TRUE | A007-6309 | ++ | ES Net NIC dual channel DSL media card | 1 | 0.155 | 0.155 | [10 empty] | #FFFFFFFF |  |  | FALSE | FALSE | FALSE | [20 empty] | THOR\acont | 2024-02-23 06:06 | THOR\acont | 2024-10-09 10:48 | Cloned from Autocall A100-6309 | [Autocall, Simplex] [DSL] 4007-6307, 4007-6309, 4010-6309, 4100-6309, 4190-9857, A007-6307, A007-6309, A010-6309, A100-6309, A190-9857 | [Autocall, Simplex] 4007-6307, 4007-6309, 4010-6309, 4100-6309, 4190-9857, A007-6307, A007-6309, A010-6309, A100-6309, A190-9857
bfc0e06e-ff4a-4c5f-96f6-9365a5966ba7 | NFPA 170 SMOKE DETECTOR |  |  | North | Bosch |  | Smoke Detector |  |  |  | Module | TRUE | RFSM-A | ++ | Wireless smoke detector | 1 |  |  |  |  | 1.5 | [7 empty] | #FFFF0000 | FA-NFPA 170 SMOKE DETECTOR | 1 | FALSE | FALSE | FALSE | [17 empty] | REX |  |  | DESKTOP-7EIEB7A\acont | 2022-07-26 16:57 | THOR\acont | 2024-09-08 17:27 | Cloned from Bosch RFSM2-A | [BluePoint, Bosch] [BOSCH WIRELESS] [ALL DEVICES ++] BP01-302, BP02-202M, BP02-202P, BP02-A202M, BP02-A202P, BP02-A202PH, BP03-302, BP03-A102M, BP03-A102P, RFBT-A, RFDL-11, RFDL-11-A, RFDL-11-CHI, RFDW-RM, RFDW-RM-A, RFDW-RM-CHI, RFDW-SM, RFDW-SM-A, RFDW
6e768b64-62a3-4079-aed7-936784347ef0 | NFPA 170 SYNC MODULE |  |  | North | Notifier |  | Sync Module |  |  |  | Module | TRUE | W-SYNC | + | Wireless Sync Module | 1 | [6 empty] | FALSE | [5 empty] | #FFFF0000 | FA-NFPA 170 SYNC MODULE | 1 | FALSE | FALSE | FALSE | 1300 | [13 empty] | FALSE |  |  | W-SYNC |  |  | DESKTOP-7SAL8M7\acont | 2019-06-14 10:34 | THOR\acont | 2024-09-08 17:27 | Cloned from Firelite W-SYNC | [Farenhyt, Firelite, Gamewell FCI, Notifier, Silent Knight] [SWIFT MESH DEVICES] 01 FWH-200FIX135, FWH-200ROR135, FW-MM, FW-RM, NBG-12WL, WAM-MM, WAM-RC, W-BG12LX, W-CRF, W-H355, W-H355R, WIDP-HEAT w/B210W, WIDP-HEAT-ROR w/B210W, WIDP-MONITOR, WIDP-PULL- [Honeywell, Notifier, System Sensor] [SLC MODULES] [*] [#3 TYPE ADDR ¦ MODULES] 30-3013 w/FMM-101, Q3013D, ACM-8R, ACPS-610, AMPS-24, AMPS-24E, EM-1M, EM-1MI, EM-1MM, EM-1MMI, EM-1R, EM-1RI, EM-1SR, EM-1SRI, FCM-1, FCM-1-REL, FD7044 MM-101, FDM-1, FDRM-1 [Honeywell, Notifier, System Sensor] [SLC MODULES SENSORS] [*] [#1 SHARED ADDR ¦ MODULES] 30-3013 w/FMM-101, Q3013D, ACM-8R, ACPS-610, AMPS-24, AMPS-24E, EM-1M, EM-1MI, EM-1MM, EM-1MMI, EM-1R, EM-1RI, EM-1SR, EM-1SRI, FCM-1, FCM-1-REL, FD7044 MM-101, FDM
5ef3ca18-6289-4f13-b25c-93737d3c9799 | NFPA 170 SPEAKER WALL |  |  | North | Edwards |  | Speaker |  |  |  | Module | TRUE | MN-GVD32 |  | Exterior directional HPSA /w ctrl & battery cabinet, 3200W, 360° | 1 | [6 empty] | FALSE | [5 empty] | #FF0070C0 | FA-NFPA 170 SPEAKER WALL | 1 | FALSE | FALSE | FALSE | 2021 | [13 empty] | FALSE | [7 empty] | THOR\acont | 2024-09-08 17:27
8e023f3a-98eb-48e8-922a-9375139af239 | NFPA 170 BELL |  |  | North | Eaton Wheelock |  | Bell |  |  |  | Module | TRUE | MB-G10-24-R | + | Motorized Bell, 24 VDC, 10" | 1 | 0 | 0.04 |  |  |  |  | FALSE | FALSE |  |  |  |  | #FFFF0000 | FA-NFPA 170 BELL | 1 | FALSE | FALSE | FALSE | 2000 | [13 empty] | FALSE | [7 empty] | THOR\acont | 2024-09-08 17:27 |  | [Bosch, Eaton Wheelock] [NAC] [VDC] MB-G10-24-R, MB-G6-24-R
9cd9fbbb-bd3c-4e4b-860b-93760d31c45c | NFPA 170 AMPLIFIER RACK |  |  | North | Edwards |  | Amplifier |  |  |  | Assembly | TRUE | RKU-61-24B |  | 19" Rack Mount Enclosure - 35 EIA Spaces | 1 | [6 empty] | FALSE | [5 empty] | #FFFF0000 | FA-NFPA 170 AMPLIFIER RACK | 1 | FALSE | FALSE | FALSE | [14 empty] | FALSE | [7 empty] | THOR\acont | 2024-09-08 17:27
73fb7ad3-abec-4bbe-aabb-9376d51190ef |  |  |  | North | Bosch | [5 empty] | Module | TRUE | 511275 | * | PLENUM RTD IN-CEILING MNT KIT | 1 | [12 empty] | #FFFFFFFF |  |  | FALSE | FALSE | FALSE | [20 empty] | DESKTOP-7EIEB7A\acont | 2021-08-13 06:25 | THOR\acont | 2024-10-09 10:48
f109eabf-80e6-4ceb-91f9-937d0262015f | NFPA 170 SMOKE DETECTOR |  |  | North | Edwards |  | Smoke Detector |  |  |  | Module | TRUE | SIGA2-PCOS w/SIGA-AB4G-LF BASE | ++ | Photoelectric Smoke / Carbon Monoxide Detector | 1 | 7e-05 | 7e-05 |  |  |  |  | FALSE | TRUE |  |  |  |  | #FFFF0000 | FA-NFPA 170 SMOKE DETECTOR | 1 | FALSE | FALSE | FALSE | 1408 | [13 empty] | FALSE |  |  | LF |  |  |  |  | THOR\acont | 2024-10-08 16:26 | 20191121 AC Detector with base | [Edwards, Kidde] [SLC EST MODULES SENSORS] [*] [#2 SHARED ADDR ¦ SENSORS] KI-DDOS (C), SIGA2-COS w/SIGA-AB4G BASE, SIGA2-COS w/SIGA-AB4G-LF BASE, SIGA2-COS w/SIGA-AB4GT BASE, SIGA2-COS w/SIGA-IB BASE, SIGA2-COS w/SIGA-RB BASE, SIGA2-COS w/SIGA-SB BASE, S [Edwards, Kidde] [SLC EST SENSORS] 01 [*] [EST3, iO1000] DS-HFS (C), DS-PS (C), FX-HD w/IB4U BASE, FX-HD w/RB4U BASE, FX-HD w/SB4U BASE, FX-HD w/SB4U-LF BASE, FX-HD wB4U BASE, FX-PD w/B4U BASE (C), FX-PD w/IB4U BASE (C), FX-PD w/SB4U BASE (C), FX-PD w/SB [Edwards, Kidde] [SLC EST MODULES/SENSORS] 01 [*] [iO64] DS-HFS (C), DS-PS (C), FX-HD w/IB4U BASE, FX-HD w/RB4U BASE, FX-HD w/SB4U BASE, FX-HD w/SB4U-LF BASE, FX-HD wB4U BASE, FX-PD w/B4U BASE (C), FX-PD w/IB4U BASE (C), FX-PD w/SB4U BASE (C), FX-PD w/SB [Edwards, Kidde] [SLC EST SENSORS] [*] [#4 TYPE ADDR ¦ SENSORS] KI-DDOS (C), SIGA2-COS w/SIGA-AB4G BASE, SIGA2-COS w/SIGA-AB4G-LF BASE, SIGA2-COS w/SIGA-AB4GT BASE, SIGA2-COS w/SIGA-IB BASE, SIGA2-COS w/SIGA-RB BASE, SIGA2-COS w/SIGA-SB BASE, SIGA2-HCOS [Edwards, Kidde] [AUX POWER] FX-HD w/SB4U-LF BASE, FX-PD w/SB4U-LF BASE (C), FX-PHD w/SB4U-LF BASE (C), SIGA2-COS w/SIGA-AB4G-LF BASE, SIGA2-HCOS w/SIGA-AB4G-LF BASE, SIGA2-HFS w/SIGA-AB4G-LF BASE, SIGA2-HRS w/SIGA-AB4G-LF BASE, SIGA2-PCOS w/SIGA-AB4G-LF
cbe00c40-4356-4fb3-9410-937e40dde486 |  |  |  | North | Gamewell FCI |  | Cards & Components |  |  |  | Card | TRUE | ILI95-S-E3 | ++ | Intelligent Loop Interface-Expansion Board | 1 | 0.109 | 0.11 |  |  | 24 |  | TRUE | [5 empty] | #FFFFFFFF |  |  | FALSE | FALSE | FALSE | [14 empty] | FALSE | [7 empty] | THOR\acont | 2024-10-09 10:48 |  |  | [Gamewell FCI] ILI95-MB-E3, ILI95-S-E3 [Gamewell FCI] ILI95-MB-E3, ILI95-S-E3
6e6034ad-e2f1-467e-b0e4-937e9d547306 | NFPA 170 HORN CEILING |  |  | North | Siemens |  | Horn |  |  |  | Module | TRUE | SL2FSCW-F | S54329-F115-A1++ | Sounder, Ceiling, Clear, White, Fire | 1 | [7 empty] | TRUE |  |  |  |  | #FF0070C0 | FA-NFPA 170 HORN CEILING | 1 | FALSE | FALSE | FALSE | 2023 | [16 empty] | LF |  |  | DESKTOP-7EIEB7A\acont | 2023-08-03 12:10 | THOR\acont | 2024-09-08 17:27 | Cloned from Siemens SL2FSSCW-F | [Siemens] [NAC] [24 VDC, HORN TEMPORAL] SL2FSCR-AL (C), SL2FSCR-CO (C), SL2FSCR-F (C), SL2FSCR-N (C), SL2FSCW-AL (C), SL2FSCW-CO (C), SL2FSCW-F (C), SL2FSCW-N (C), SL2FSWR-AL, SL2FSWR-CO, SL2FSWR-F, SL2FSWR-N, SL2FSWW-AL, SL2FSWW-CO, SL2FSWW-F, SL2FSWW-N
addd7438-0c11-47d4-816a-938028f80b71 | NFPA 170 DUCT SMOKE DETECTOR |  |  | North | Silent Knight |  | Duct Smoke Detector |  |  |  | Module | TRUE | SK-DUCT-W w/SK-PHOTO-R-W | ++ | Intelligent non-relay photoelectric low flow smoke detector housing w/ detector | 1 | 0.0002 | 0.0045 |  |  |  |  | FALSE | TRUE | FLUSH |  | N/A | N/A | #FFFF0000 | FA-NFPA 170 DUCT SMOKE DETECTOR | 1 | FALSE | FALSE | FALSE | 1400 |  |  | 3242-1653:0209 | [10 empty] | FALSE | [5 empty] | DESKTOP-7EIEB7A\acont | 2023-02-19 07:40 | THOR\acont | 2024-09-08 17:27 | Cloned from Silent Knight DNRW w/SK-PHOTO-R-W | [Silent Knight, System Sensor] [SLC SK SENSORS] [*] [#4 TYPE ADDR ¦ SENSORS] DNR w/SK-PHOTO-R-W (C), DNRW w/SK-PHOTO-R-W (C), HFS-D (C), HFS-P (C), HFS-PT (C), HFS-T (C), OSI-RI-SK (C), SK-ACCLIMATE (C), SK-BEAM (C), SK-DUCT-W w/SK-PHOTO-R-W (C), SK-FIRE [Farenhyt, Silent Knight] [SLC MODULES SENSORS] [*] [#2 SHARED ADDR ¦ SENSORS] CO1224TR w/ IDP-MINIMON, CO1224TR w/ IDP-MONITOR, DNR w/IDP-PHOTO-R-W (C), DNR w/SK-PHOTO-R-W (C), DNRW w/IDP-PHOTO-R-W (C), DNRW w/SK-PHOTO-R-W (C), HFS-D (C), HFS-P (C), HFS | [Farenhyt, MIRCOM, Monaco Enterprises, Silent Knight, System Sensor] 723-367-00, 723-368-00, D2, D4120, D4120W, DH100ACDCI, DH100ACDCLP, DH100P, DNR w/IDP-PHOTO-R-W, DNR w/SK-PHOTO-R-W, DNRW w/IDP-PHOTO-R-W, DNRW w/SK-PHOTO-R-W, IDP-DUCT-W w/IDP-PHOTO-R-W
ec0f493c-675e-4091-bbf5-938d512063c3 | NFPA 170 MANUAL PULL |  |  | North | Bosch |  | Manual Station |  |  |  | Module | TRUE | FLM-325A | ++ | Analog manual station, single, red | 1 | 0.00035 | 0.028 |  |  | 24 |  | FALSE | FALSE |  |  |  |  | #FFFF0000 | FA-NFPA 170 MANUAL PULL | 1 | FALSE | FALSE | FALSE | 1000 | [13 empty] | FALSE |  |  | DM |  |  | DESKTOP-7EIEB7A\acont | 2022-08-28 09:03 | THOR\acont | 2024-09-08 17:27 | Cloned from Bosch FLM-325-2I4 | [Bosch] [SLC BOSCH MODULES SENSORS] [*] [#02 MODULES ++] FLM-325-2I4, FLM-325-2R4-2A, FLM-325-2R4-2AI, FLM-325-2R4-8A, FLM-325-2R4-8AI, FLM-325A, FLM-325-CZM4, FLM-325-I4-A, FLM-325-I4-AI, FLM-325-IM, FLM-325-NA4, FLM-325-NAI4, FMM-325A, FMM-325A-D, FMM-
9df73d1b-cd42-4962-a44f-938d787367f7 |  |  |  | North | Autocall |  | Cards & Components |  |  |  | Card | TRUE | A100-5005 |  | 8 Zone Initiating Device Circuits Class B | 1 | 0.075 | 0.195 |  |  |  |  | TRUE | [5 empty] | #FFFFFFFF |  |  | FALSE | FALSE | FALSE | [20 empty] | DESKTOP-0D6CQVA\lousc | 2019-07-06 14:41 | THOR\acont | 2024-10-09 10:48 | Cloned from AutoCall A100-2320 |  | [Ansul, Autocall, Simplex] 4007-9801, 4100-5013, A007-9801, A100-5005, A100-5013
d1cb0149-b9aa-46bd-a93b-93958885d9b4 | NFPA 170 STROBE WALL |  |  | North | System Sensor |  | Strobe |  |  |  | Module | TRUE | SWL-P | + | Strobe, White, Plain | 1 | 0 | 0.043 |  |  |  |  | FALSE | [5 empty] | #FF0070C0 | FA-NFPA 170 STROBE WALL | 1 | FALSE | FALSE | FALSE | 2023 | [13 empty] | FALSE | [7 empty] | THOR\acont | 2024-09-08 17:27 |  | [BluePoint, System Sensor] [NAC] [VDC] BP04-101LP, BP04-111LP, BP04-A101LP, BP04-A111LP, SGRL, SGWL, SPSRL, SPSRL-P, SPSRL-SP, SPSWL, SPSWL-ALERT, SPSWL-CLR-ALERT, SPSWL-P, SRL, SRL w/ WAV-RL, SRL-P, SRL-SP, SWL, SWL w/ WAV-WL, SWL-ALERT, SWL-CLR-ALERT, [BluePoint, System Sensor] [NAC] [VFWR] BP04-101LP, BP04-111LP, BP04-A101LP, BP04-A111LP, SGRL, SGWL, SPSRL, SPSRL-P, SPSRL-SP, SPSWL, SPSWL-ALERT, SPSWL-CLR-ALERT, SPSWL-P, SRL, SRL w/ WAV-RL, SRL-P, SRL-SP, SWL, SWL w/ WAV-WL, SWL-ALERT, SWL-CLR-ALERT,
766fe299-7afc-474e-89a9-939fb8c96d48 | NFPA 170 AMPLIFIER RACK | RISER AMP |  | North | Gamewell FCI |  | Amplifier |  |  |  | Assembly | TRUE | FireVac IV (50W, 25V) | 150-00026+ | (Primary Operating Console) 50 Watt, 25VRMS single speaker zone emergency voice evacuation system, integral microphone, built in tone generator and 14 recordable messages. | 1 | [6 empty] | FALSE | [5 empty] | #FFFF0000 | FA-NFPA 170 AMPLIFIER RACK | 1 | FALSE | FALSE | FALSE | 300 | [8 empty] | 7,12,18,26 |  |  |  | 50 | TRUE | [5 empty] | DESKTOP-7EIEB7A\acont | 2022-03-10 07:08 | THOR\acont | 2024-09-08 17:27 | Cloned from Firelite ECC-50/100 (50W, 25V)
96b7a3e4-1164-4716-a411-93a029e36023 | NFPA 170 STROBE CEILING |  |  | North | MIRCOM |  | Strobe |  |  |  | Module | TRUE | FS-400C-WW | + | Ceiling Mount Strobe, White | 1 | [6 empty] | FALSE | TRUE |  |  |  |  | #FF0070C0 | FA-NFPA 170 STROBE CEILING | 1 | FALSE | FALSE | FALSE | 2023 | [13 empty] | FALSE | [5 empty] | THOR\acont | 2024-11-15 13:12 | THOR\acont | 2024-11-15 13:13 | Cloned from MIRCOM FS-400-WW | [MIRCOM] [NAC] [24 VDC] FS-400C-RR (C), FS-400C-WW (C) [MIRCOM] [NAC] [24 VFWR] FS-400C-RR (C), FS-400C-WW (C)
2da2a1d5-f258-4200-85eb-93a22d944391 | NFPA 170 HORN STROBE |  |  | North | Edwards |  | Horn/Strobe |  |  |  | Module | TRUE | G1AVWF |  | Horn/Strobe, Wall, White, FIRE | 1 | [12 empty] | #FF0070C0 | FA-NFPA 170 HORN STROBE | 1 | FALSE | FALSE | FALSE | 2012 | [19 empty] | DESKTOP-7SAL8M7\acont | 2020-02-25 06:42 | THOR\acont | 2024-09-08 17:27 | Cloned from Kidde EG1AVWF | [Edwards, Kidde] [NAC] [16 VFWR, HIGH] EG1AVRF, EG1AVRN, EG1AVWF, EG1AVWN, G1AVRF, G1AVRN, G1AVWF, G1AVWN [Edwards, Kidde] [NAC] [16 VFWR, LOW ] EG1AVRF, EG1AVRN, EG1AVWF, EG1AVWN, G1AVRF, G1AVRN, G1AVWF, G1AVWN [Edwards, Kidde] [NAC] [16 VDC, HIGH DB] EG1AVRF, EG1AVRN, EG1AVWF, EG1AVWN, G1AVRF, G1AVRN, G1AVWF, G1AVWN [Edwards, Kidde] [NAC] [16 VDC, LOW DB] EG1AVRF, EG1AVRN, EG1AVWF, EG1AVWN, G1AVRF, G1AVRN, G1AVWF, G1AVWN
b7e9fdb5-808c-4041-920e-93a3c31ff2ad | NC_STAFF ASSIST STATION |  |  | North | Rauland Nurse Call |  | Nurse Call Component |  |  |  | Module | TRUE | 354015 |  | STAFF ASSIST CODE BLUE STATION. ALSO INCLUDE BUTTON COVER | 1 | [6 empty] | TRUE | [5 empty] | #FFFF0000 | FA-NC_STAFF ASSIST STATION | 1 | FALSE | FALSE | FALSE | [20 empty] | AUGUSTXPS17-EUP\aucon | 2022-07-26 17:18 | THOR\acont | 2024-09-08 17:27 | Cloned from Rauland Nurse Call New Part CLONED
a6efbfe1-d02b-43e9-98f5-93a5dccb6f63 |  |  |  | North | Autocall |  | Cards & Components |  |  |  | Card | TRUE | A100-5402 | + | Expansion Power Supply (ES-XPS) | 1 | 0.068 | 0.077 |  |  |  |  | TRUE | [5 empty] | #FFFFFFFF |  |  | FALSE | FALSE | FALSE | [20 empty] | DESKTOP-7SAL8M7\acont | 2020-03-10 09:20 | THOR\acont | 2024-10-09 10:48 | Cloned from AutoCall A100-5401 |  | [Autocall] A100-5401, A100-5402
dc1eef81-19b6-4676-9bd8-93b05a131e10 | NFPA 170 HORN STROBE CEILING |  |  | North | System Sensor |  | Horn/Strobe |  |  |  | Module | TRUE | PC2RKLED | ++ | 2-Wire, Horn Strobe, Ceiling, Red, Outdoor | 1 | 0 | 0.071 |  |  |  |  | FALSE | TRUE |  |  |  |  | #FF0070C0 | FA-NFPA 170 HORN STROBE CEILING | 1 | FALSE | FALSE | FALSE | 2013 | [13 empty] | FALSE |  |  | C, WP |  |  | DESKTOP-QGO6JOK\acont | 2024-07-15 13:34 | THOR\acont | 2024-09-08 17:27 | Cloned from System Sensor PC2RK | [System Sensor] [NAC] [24VDC, TEMPORAL HIGH] PC2RKLED (C), PC2RKLED-B (C), PC2RKLED-P (C), PC2RLED (C), PC2RLED-B (C), PC2WKLED (C), PC2WKLED-B (C), PC2WKLED-P (C), PC2WLED (C), PC2WLED-B (C) [System Sensor] [NAC] [24VDC, TEMPORAL LOW] PC2RKLED (C), PC2RKLED-B (C), PC2RKLED-P (C), PC2RLED (C), PC2RLED-B (C), PC2WKLED (C), PC2WKLED-B (C), PC2WKLED-P (C), PC2WLED (C), PC2WLED-B (C)
e7df20a0-e72e-4b6c-8b4f-93b601a93d2c | NFPA 170 HORN STROBE |  |  | North | Edwards |  | Horn/Strobe |  |  |  | Module | TRUE | WG4WF-HVMC |  | Outdoor rated horn-strobe, white with FIRE marking, clear lens | 1 | 0 | 0.297 |  |  |  |  | FALSE | [5 empty] | #FF0070C0 | FA-NFPA 170 HORN STROBE | 1 | FALSE | FALSE | FALSE | 2012 | [13 empty] | FALSE |  |  | WP |  |  |  |  | THOR\acont | 2024-09-08 17:27 |  | [Edwards, Kidde] [NAC] [16 VDC, CONTINUOUS] WG4RF-HVMC, WG4RF-HVMC (C) (C), WG4RN-HVMC, WG4RN-HVMC (C) (C), WG4WF-HVMC, WG4WF-HVMC (C) (C), WG4WN-HVMC, WG4WN-HVMC (C) (C) [Edwards, Kidde] [NAC] [24 VDC, CONTINUOUS] WG4RF-HVMC, WG4RF-HVMC (C) (C), WG4RN-HVMC, WG4RN-HVMC (C) (C), WG4WF-HVMC, WG4WF-HVMC (C) (C), WG4WN-HVMC, WG4WN-HVMC (C) (C) [Edwards, Kidde] [NAC] [16 VFWR, CONTINUOUS] WG4RF-HVMC, WG4RF-HVMC (C) (C), WG4RN-HVMC, WG4RN-HVMC (C) (C), WG4WF-HVMC, WG4WF-HVMC (C) (C), WG4WN-HVMC, WG4WN-HVMC (C) (C)
335cb21e-f7b2-470a-b592-93b6b87c880b | NFPA 170 SMOKE DETECTOR |  |  | North | Firelite |  | Smoke Detector |  |  |  | Module | TRUE | SD355 w/B200SR-LF | + | White, Addressable photoelectric detector, Low Frequency Sounder Base | 1 | 0.0003 | 0.0065 |  |  |  |  | FALSE | TRUE |  |  |  |  | #FFFF0000 | FA-NFPA 170 SMOKE DETECTOR | 1 | FALSE | FALSE | FALSE | 1408 | [13 empty] | FALSE |  |  | LF |  |  | DESKTOP-7SAL8M7\acont | 2019-03-28 06:37 | THOR\acont | 2024-09-08 17:27 | 20191121 AC Detector with base | [Firelite, System Sensor] [SLC MODULES SENSORS] [*] [#2 SHARED ADDR ¦ SENSORS] AD355 w/B200SR-LF-WH (C), AD355 w/B200SR-WH (C), AD355 w/B210LP (C), AD355 w/B224BI-WH (C), AD355 w/B224RB-WH (C), AD355 w/B501 (C), BEAM355 (C), BEAM355S (C), CP355 w/B200SR- [Firelite, System Sensor] [SLC SENSORS] [*] [#4 TYPE ADDR ¦ SENSORS] AD355 w/B200SR-LF-WH (C), AD355 w/B200SR-WH (C), AD355 w/B210LP (C), AD355 w/B224BI-WH (C), AD355 w/B224RB-WH (C), AD355 w/B501 (C), BEAM355 (C), BEAM355S (C), CP355 w/B200SR-WH (C), CP [Firelite, System Sensor] [AUX POWER] [*] [16VDC, HIGH VOLUME] AD355 w/B200SR-LF-WH (C), H355 w/B200SR-LF (C), H355HT w/B200SR-LF (C), H355R w/B200SR-LF (C), H365 w/B200S-LF-WH (C), H365HT w/B200S-LF-WH (C), H365R w/B200S-LF-WH (C), SD355 w/B200SR-LF (C) [Firelite, System Sensor] [AUX POWER] [24VDC, HIGH VOLUME] AD355 w/B200SR-LF-WH (C), H355 w/B200SR-LF (C), H355HT w/B200SR-LF (C), H355R w/B200SR-LF (C), H365 w/B200S-LF-WH (C), H365HT w/B200S-LF-WH (C), H365R w/B200S-LF-WH (C), SD355 w/B200SR-LF (C), SD
2c60b36a-7368-49c0-ab76-93bca5682709 | NFPA 170 STROBE WALL |  |  | North | System Sensor |  | Strobe |  |  |  | Module | TRUE | SGRLED | ++ | Strobe, Compact, Wall, Red | 1 | 0 | 0.043 |  |  |  |  | FALSE | [5 empty] | #FF0070C0 | FA-NFPA 170 STROBE WALL | 1 | FALSE | FALSE | FALSE | 2023 | [13 empty] | FALSE | [5 empty] | DESKTOP-QGO6JOK\acont | 2023-10-19 06:58 | THOR\acont | 2024-09-08 17:27 | Cloned from System Sensor SRLED CLONED | [System Sensor] [NAC] [VDC] SGRKLED, SGRKLED-B, SGRKLED-P, SGRLED, SGRLED-B, SGWKLED, SGWKLED-B, SGWKLED-P, SGWLED, SGWLED-B, SRLED, SRLED-B, SRLED-P, SRLED-SP, SWLED, SWLED-ALERT, SWLED-B, SWLED-CLR-ALERT, SWLED-P, SWLED-SP
c93a2d5c-7ea2-4d85-8e84-93c12343dbf6 | NFPA 170 SPEAKER WALL |  |  | North | Edwards |  | Speaker |  |  |  | Module | TRUE | 90243A-802-01-L | UL1480 HyperSpike LineWave Loudspeaker Array 4 Black | HyperSpike UL LineWave line array loudspeaker 4 Black | 1 | [12 empty] | #FF0070C0 | FA-NFPA 170 SPEAKER WALL | 1 | FALSE | FALSE | FALSE | 2021 | [16 empty] | X4 |  |  | HOMEAUGUSTXPS-1\aucon | 2021-01-25 12:46 | THOR\acont | 2024-09-08 17:27 | August Added Hyperspike | [Edwards] [AUDIO 70.7v] 90243A-802-01-L, 90243A-802-05-L, 90243A-802-06-L, 90243A-802-07-L [Edwards] [AUDIO 25v] 90243A-802-01-L, 90243A-802-05-L, 90243A-802-06-L, 90243A-802-07-L
adf83cf6-9edf-4f52-8558-93c56bfe2d2b | NFPA 170 REMOTE TEST SWITCH | NFPA 170 REMOTE TEST SWITCH |  | North | System Sensor |  | REMOTE TEST SWITCH |  |  |  | Module | TRUE | APA451 | ++ | Annunciator with piezo, alarm & power LED's for use with DH4 | 1 | 0 | 0.03 |  |  |  |  | FALSE | FALSE |  |  |  |  | #FFFF0000 | FA-NFPA 170 REMOTE TEST SWITCH | 1 | FALSE | FALSE | FALSE | 255 | [13 empty] | FALSE | [7 empty] | THOR\acont | 2024-09-08 17:27 |  | [System Sensor] [RTS] [*] APA451, RTS151, RTS151KEY, RTS2, RTS2 w/STROBE
4ab6eea0-0979-4ccf-a396-93cf8f2a45a5 | NFPA 170 FIRE PHONE |  |  | North | Edwards |  | Fire Phone |  |  |  | Module | TRUE | 6830-4 |  | 4 State Handset Assembly, Red, 5' Cord | 1 | [6 empty] | FALSE | [5 empty] | #FFFF0000 | FA-NFPA 170 FIRE PHONE | 1 | FALSE | FALSE | FALSE | [14 empty] | FALSE | [7 empty] | THOR\acont | 2024-09-08 17:27 |  | [Edwards, Gamewell FCI, MIRCOM, Silent Knight] [FFT] [FFT] 6700-0061, 6830-3, 6830-4, 6830-5A-4, 6830-6A-4, 6830-NY-F4, 6830-NY-S4, 6833-4, FFT-FPJ, FPJ, FT-300A
be8db2e3-ed5f-4595-bc91-93e002a514c8 | CADGEN CARD ACCESS CONTROL PANEL |  |  | North | MIRCOM | Security/Access Control | Card Access Control Panel |  |  |  | Assembly | TRUE | TX3-BBCX-4W |  | Eight Door Control Cabinet, 120VAC to 24 VDC Power uitesonverter Module | 1 | [6 empty] | TRUE | [5 empty] | #FFFF0000 | FA-CADGEN CARD ACCESS CONTROL PANEL | 1 | FALSE | FALSE | FALSE | 102 | [13 empty] | FALSE | [5 empty] | AULAPTOP-PC\Aulaptop | 2019-08-15 15:38 | THOR\acont | 2024-09-08 17:27 | Cloned from MIRCOM TX3-NSL-12K-C
3b4ba82e-fc08-4773-a51c-93e4757a2259 | NFPA 170 SMOKE DETECTOR |  |  | North | Apollo |  | Smoke Detector |  |  |  | Module | FALSE | 55000-650 w/45681-805 | + | PHOTOELECTRIC SMOKE DETECTOR W/ INTELLIGENT CO LF SOUNDER BASE | 2 | 0.00034 | 0.0045 |  |  |  |  | FALSE | TRUE |  |  |  |  | #FFFF0000 | FA-NFPA 170 SMOKE DETECTOR | 1 | FALSE | FALSE | FALSE | 1408 | [13 empty] | FALSE |  |  | CO, LF |  |  | DESKTOP-7EIEB7A\acont | 2021-11-17 07:05 | AUGUSTALIEN\aucon | 2024-12-18 14:29 | Cloned from Apollo 55000-650 w/45681-800 | [Apollo] [SLC APOLLO MODULES/SENSORS] [*] [#1] 45681-800 (C), 45681-805 (C), 55000-001 (C), 55000-002 (C), 55000-005 (C), 55000-006 (C), 55000-009 (C), 55000-010 (C), 55000-450 w/45681-210UL (C), 55000-450 w/45681-225APO (C), 55000-450 w/45681-250USA (C) [Apollo] [SLC APOLLO MODULES/SENSORS] [#8] 45681-805 (C), 55000-650 w/45681-805 (C) [Apollo] [NAC] [HIGH DB] 45681-805 (C), 55000-650 w/45681-805 (C), 55000-650 w/SA5300-805 (C), 55000-650 w/SA5300-806 (C), SA5050-250 w/SA5300-805 , SA5050-250 w/SA5300-806 , SA5050-350 w/SA5300-805 , SA5050-350 w/SA5300-806 [Apollo] [NAC] [LOW DB] 45681-805 (C), 55000-650 w/45681-805 (C), 55000-650 w/SA5300-805 (C), 55000-650 w/SA5300-806 (C), SA5050-250 w/SA5300-805 , SA5050-250 w/SA5300-806 , SA5050-350 w/SA5300-805 , SA5050-350 w/SA5300-806 [Apollo] [NAC] [LOW DB] 45681-805 (C), 55000-650 w/45681-805 (C), 55000-650 w/SA5300-805 (C), 55000-650 w/SA5300-806 (C), SA5050-250 w/SA5300-805 , SA5050-250 w/SA5300-806 , SA5050-350 w/SA5300-805 , SA5050-350 w/SA5300-806 [Apollo] [AUX POWER] [HIGH DB] 45681-805 (C), 55000-650 w/45681-805 (C), 55000-650 w/SA5300-805 (C), 55000-650 w/SA5300-806 (C), SA5050-250 w/SA5300-805 , SA5050-250 w/SA5300-806 , SA5050-350 w/SA5300-805 , SA5050-350 w/SA5300-806 [Apollo] [AUX POWER] [LOW DB] 45681-805 (C), 55000-650 w/45681-805 (C), 55000-650 w/SA5300-805 (C), 55000-650 w/SA5300-806 (C), SA5050-250 w/SA5300-805 , SA5050-250 w/SA5300-806 , SA5050-350 w/SA5300-805 , SA5050-350 w/SA5300-806 [Advanced, Apollo] [SLC APOLLO MODULES SENSORS] [*] [#2 SHARED ADDR ¦ SENSORS] SA5150-650ADV w/SA5000-230ADV (C), SA5150-750ADV w/SA5000-210ADV (C), 45681-800 (C), 45681-805 (C), 55000-450 w/45681-210UL (C), 55000-450 w/45681-225APO (C), 55000-450 w/
ab0e9e18-7075-47ea-ab1b-93f556062864 | NFPA 170 GAS DETECTOR |  |  | North | Potter |  | Gas Detection |  |  |  | Module | TRUE | PAD300-CD w/PAD300-6DB | ++ | Carbon-Monoxide Detector with 6" Standard Base | 1 | 0.0003 | 0.0003 |  |  |  |  | FALSE | [5 empty] | #FFFF0000 | FA-NFPA 170 GAS DETECTOR | 1 | FALSE | FALSE | FALSE | 1402 | [13 empty] | FALSE |  |  | 6DB |  |  | DESKTOP-7EIEB7A\acont | 2023-01-19 17:12 | THOR\acont | 2024-09-08 17:27 | Cloned from Potter PAD100-CD w/PAD100-6DB | [Potter] [SLC PAD] [*] [#2 SHARED ADDR ¦ SENSORS] PAD100-CD w/PAD100-4DB, PAD100-CD w/PAD100-6DB, PAD100-CD w/PAD100-IB, PAD100-CD w/PAD100-LFSB, PAD100-CD w/PAD100-RB, PAD100-CD w/PAD100-SB, PAD100-CD w/PAD100-SPKB, PAD100-DUCT (C), PAD100-DUCTR (C), PA
a20fc2c1-e7ef-4a12-afb0-93fad0999872 |  |  |  | North | Potter |  | Hardware |  |  |  | Hardware | TRUE | ABB-1014 |  | Slimline Rugged Outdoor Bell Box | 1 | [6 empty] | FALSE | [5 empty] | #FFFFFFFF |  |  | FALSE | FALSE | FALSE | [14 empty] | FALSE | [7 empty] | THOR\acont | 2024-10-09 10:48
994dcb68-f9d1-44cc-a3b8-93fe9fa1e941 | NFPA 170 HORN STROBE |  |  | North | Edwards |  | Horn/Strobe |  |  |  | Module | TRUE | G4AVWF-FR |  | Wall horn-strobe, white, FEU | 1 | [6 empty] | FALSE |  | GRSW-10 |  |  |  | #FF0070C0 | FA-NFPA 170 HORN STROBE | 1 | FALSE | FALSE | FALSE | 2012 | [13 empty] | FALSE | [5 empty] | DESKTOP-7SAL8M7\acont | 2019-08-29 12:20 | THOR\acont | 2024-09-08 17:27 |  | [Edwards, Kidde] [NAC] [VFWR, HIGH DB] EG4AVRF, EG4AVRF-FR, EG4AVRF-SP, EG4AVRN, EG4AVWF, EG4AVWF-FR, EG4AVWF-SP, EG4AVWN, G4AVRF, G4AVRF-FR, G4AVRF-SP, G4AVRN, G4AVWF, G4AVWF w/STI, G4AVWF-FR, G4AVWF-SP, G4AVWN [Edwards, Kidde] [NAC] [VDC, HIGH DB] EG4AVRF, EG4AVRF-FR, EG4AVRF-SP, EG4AVRN, EG4AVWF, EG4AVWF-FR, EG4AVWF-SP, EG4AVWN, G4AVRF, G4AVRF-FR, G4AVRF-SP, G4AVRN, G4AVWF, G4AVWF w/STI, G4AVWF-FR, G4AVWF-SP, G4AVWN [Edwards, Kidde] [NAC] [VDC, LOW DB] EG4AVRF, EG4AVRF-FR, EG4AVRF-SP, EG4AVRN, EG4AVWF, EG4AVWF-FR, EG4AVWF-SP, EG4AVWN, G4AVRF, G4AVRF-FR, G4AVRF-SP, G4AVRN, G4AVWF, G4AVWF w/STI, G4AVWF-FR, G4AVWF-SP, G4AVWN [Edwards, Kidde] [NAC] [VFWR, LOW DB] EG4AVRF, EG4AVRF-FR, EG4AVRF-SP, EG4AVRN, EG4AVWF, EG4AVWF-FR, EG4AVWF-SP, EG4AVWN, G4AVRF, G4AVRF-FR, G4AVRF-SP, G4AVRN, G4AVWF, G4AVWF w/STI, G4AVWF-FR, G4AVWF-SP, G4AVWN
66715a78-6292-473e-81b2-940166f9f3e6 | CADGEN LINE BREAK DOUBLE 1 |  |  | East | N/A |  | Miscellaneous |  |  |  | Module | TRUE | LINE BREAK (DOUBLE) |  | LINE BREAK SYMBOL | 1 | [6 empty] | FALSE | FALSE | PROVIDED BY ELECTRICAL CONTRACTOR |  | PROVIDED BY OTHERS |  | #FFFF0000 | FA-CADGEN LINE BREAK DOUBLE 1 | 1 | FALSE | FALSE | FALSE | [14 empty] | FALSE | [5 empty] | DESKTOP-7EIEB7A\acont | 2022-03-11 11:06 | THOR\acont | 2024-09-08 17:27 | Cloned from N/A FURNISHED BY OTHERS | [Generic, N/A] [JUNCTION PASSTHROUGH] [#13] CLASS A RETURN, END OF LINE DEVICE, END OF LINE RESISTOR, FIBER PATCH PANEL, FIRE ALARM TERMINAL CABINET, FURNISHED BY OTHERS, FURNISHED BY OTHERS, JUNCTION BOX, JUNCTION BOX CEILING, LINE BREAK (DOUBLE), LINE [Generic, N/A] [JUNCTION PASSTHROUGH] [#11] CLASS A RETURN, END OF LINE DEVICE, END OF LINE RESISTOR, FIBER PATCH PANEL, FIRE ALARM TERMINAL CABINET, FURNISHED BY OTHERS, FURNISHED BY OTHERS, JUNCTION BOX, JUNCTION BOX CEILING, LINE BREAK (DOUBLE), LINE [Generic, N/A] [JUNCTION PASSTHROUGH] [#36] CLASS A RETURN, END OF LINE DEVICE, END OF LINE RESISTOR, FIBER PATCH PANEL, FIRE ALARM TERMINAL CABINET, FURNISHED BY OTHERS, FURNISHED BY OTHERS, JUNCTION BOX, JUNCTION BOX CEILING, LINE BREAK (DOUBLE), LINE [Generic, N/A] [JUNCTION PASSTHROUGH] [#25] CLASS A RETURN, END OF LINE DEVICE, END OF LINE RESISTOR, FIBER PATCH PANEL, FIRE ALARM TERMINAL CABINET, FURNISHED BY OTHERS, FURNISHED BY OTHERS, JUNCTION BOX, JUNCTION BOX CEILING, LINE BREAK (DOUBLE), LINE [Generic, N/A] [JUNCTION PASSTHROUGH] [#42] CLASS A RETURN, END OF LINE DEVICE, END OF LINE RESISTOR, FIBER PATCH PANEL, FIRE ALARM TERMINAL CABINET, FURNISHED BY OTHERS, FURNISHED BY OTHERS, JUNCTION BOX, JUNCTION BOX CEILING, LINE BREAK (DOUBLE), LINE [Generic, N/A] [JUNCTION PASSTHROUGH] [#26] CLASS A RETURN, END OF LINE DEVICE, END OF LINE RESISTOR, FIBER PATCH PANEL, FIRE ALARM TERMINAL CABINET, FURNISHED BY OTHERS, FURNISHED BY OTHERS, JUNCTION BOX, JUNCTION BOX CEILING, LINE BREAK (DOUBLE), LINE [Generic, N/A] [JUNCTION PASSTHROUGH] [#16] CLASS A RETURN, END OF LINE DEVICE, END OF LINE RESISTOR, FIBER PATCH PANEL, FIRE ALARM TERMINAL CABINET, FURNISHED BY OTHERS, FURNISHED BY OTHERS, JUNCTION BOX, JUNCTION BOX CEILING, LINE BREAK (DOUBLE), LINE [Generic, N/A] [JUNCTION PASSTHROUGH] [#12] CLASS A RETURN, END OF LINE DEVICE, END OF LINE RESISTOR, FIBER PATCH PANEL, FIRE ALARM TERMINAL CABINET, FURNISHED BY OTHERS, FURNISHED BY OTHERS, JUNCTION BOX, JUNCTION BOX CEILING, LINE BREAK (DOUBLE), LINE [Generic, N/A] [JUNCTION PASSTHROUGH] [#9] CLASS A RETURN, END OF LINE DEVICE, END OF LINE RESISTOR, FIBER PATCH PANEL, FIRE ALARM TERMINAL CABINET, FURNISHED BY OTHERS, FURNISHED BY OTHERS, JUNCTION BOX, JUNCTION BOX CEILING, LINE BREAK (DOUBLE), LINE B [Generic, N/A] [JUNCTION PASSTHROUGH] [#10] CLASS A RETURN, END OF LINE DEVICE, END OF LINE RESISTOR, FIBER PATCH PANEL, FIRE ALARM TERMINAL CABINET, FURNISHED BY OTHERS, FURNISHED BY OTHERS, JUNCTION BOX, JUNCTION BOX CEILING, LINE BREAK (DOUBLE), LINE [Generic, N/A] [JUNCTION PASSTHROUGH] [#40] CLASS A RETURN, END OF LINE DEVICE, END OF LINE RESISTOR, FIBER PATCH PANEL, FIRE ALARM TERMINAL CABINET, FURNISHED BY OTHERS, FURNISHED BY OTHERS, JUNCTION BOX, JUNCTION BOX CEILING, LINE BREAK (DOUBLE), LINE [Generic, N/A] [JUNCTION PASSTHROUGH] [#21] CLASS A RETURN, END OF LINE DEVICE, END OF LINE RESISTOR, FIBER PATCH PANEL, FIRE ALARM TERMINAL CABINET, FURNISHED BY OTHERS, FURNISHED BY OTHERS, JUNCTION BOX, JUNCTION BOX CEILING, LINE BREAK (DOUBLE), LINE [Generic, N/A, Space Age Electronics] [JUNCTION PASSTHROUGH] [#2] CLASS A RETURN, END OF LINE DEVICE, END OF LINE RESISTOR, FIBER PATCH PANEL, FIRE ALARM TERMINAL CABINET, FURNISHED BY OTHERS, FURNISHED BY OTHERS, JUNCTION BOX, JUNCTION BOX CEILING, LINE [Generic, N/A] [JUNCTION PASSTHROUGH] [#15] CLASS A RETURN, END OF LINE DEVICE, END OF LINE RESISTOR, FIBER PATCH PANEL, FIRE ALARM TERMINAL CABINET, FURNISHED BY OTHERS, FURNISHED BY OTHERS, JUNCTION BOX, JUNCTION BOX CEILING, LINE BREAK (DOUBLE), LINE [Generic, N/A] [JUNCTION PASSTHROUGH] [#20] CLASS A RETURN, END OF LINE DEVICE, END OF LINE RESISTOR, FIBER PATCH PANEL, FIRE ALARM TERMINAL CABINET, FURNISHED BY OTHERS, FURNISHED BY OTHERS, JUNCTION BOX, JUNCTION BOX CEILING, LINE BREAK (DOUBLE), LINE [Generic, N/A] [JUNCTION PASSTHROUGH] [#35] CLASS A RETURN, END OF LINE DEVICE, END OF LINE RESISTOR, FIBER PATCH PANEL, FIRE ALARM TERMINAL CABINET, FURNISHED BY OTHERS, FURNISHED BY OTHERS, JUNCTION BOX, JUNCTION BOX CEILING, LINE BREAK (DOUBLE), LINE [Generic, N/A] [JUNCTION PASSTHROUGH] [#29] CLASS A RETURN, END OF LINE DEVICE, END OF LINE RESISTOR, FIBER PATCH PANEL, FIRE ALARM TERMINAL CABINET, FURNISHED BY OTHERS, FURNISHED BY OTHERS, JUNCTION BOX, JUNCTION BOX CEILING, LINE BREAK (DOUBLE), LINE [Generic, N/A] [JUNCTION PASSTHROUGH] [#14] CLASS A RETURN, END OF LINE DEVICE, END OF LINE RESISTOR, FIBER PATCH PANEL, FIRE ALARM TERMINAL CABINET, FURNISHED BY OTHERS, FURNISHED BY OTHERS, JUNCTION BOX, JUNCTION BOX CEILING, LINE BREAK (DOUBLE), LINE [Generic, N/A] [JUNCTION PASSTHROUGH] [#27] CLASS A RETURN, END OF LINE DEVICE, END OF LINE RESISTOR, FIBER PATCH PANEL, FIRE ALARM TERMINAL CABINET, FURNISHED BY OTHERS, FURNISHED BY OTHERS, JUNCTION BOX, JUNCTION BOX CEILING, LINE BREAK (DOUBLE), LINE [Generic, N/A] [JUNCTION PASSTHROUGH] [#34] CLASS A RETURN, END OF LINE DEVICE, END OF LINE RESISTOR, FIBER PATCH PANEL, FIRE ALARM TERMINAL CABINET, FURNISHED BY OTHERS, FURNISHED BY OTHERS, JUNCTION BOX, JUNCTION BOX CEILING, LINE BREAK (DOUBLE), LINE [Generic, N/A] [JUNCTION PASSTHROUGH] [#22] CLASS A RETURN, END OF LINE DEVICE, END OF LINE RESISTOR, FIBER PATCH PANEL, FIRE ALARM TERMINAL CABINET, FURNISHED BY OTHERS, FURNISHED BY OTHERS, JUNCTION BOX, JUNCTION BOX CEILING, LINE BREAK (DOUBLE), LINE [Generic, N/A] [JUNCTION PASSTHROUGH] [#41] CLASS A RETURN, END OF LINE DEVICE, END OF LINE RESISTOR, FIBER PATCH PANEL, FIRE ALARM TERMINAL CABINET, FURNISHED BY OTHERS, FURNISHED BY OTHERS, JUNCTION BOX, JUNCTION BOX CEILING, LINE BREAK (DOUBLE), LINE [Generic, N/A] [JUNCTION PASSTHROUGH] [#24] CLASS A RETURN, END OF LINE DEVICE, END OF LINE RESISTOR, FIBER PATCH PANEL, FIRE ALARM TERMINAL CABINET, FURNISHED BY OTHERS, FURNISHED BY OTHERS, JUNCTION BOX, JUNCTION BOX CEILING, LINE BREAK (DOUBLE), LINE [Generic, N/A, Space Age Electronics] [JUNCTION PASSTHROUGH] [#4] CLASS A RETURN, END OF LINE DEVICE, END OF LINE RESISTOR, FIBER PATCH PANEL, FIRE ALARM TERMINAL CABINET, FURNISHED BY OTHERS, FURNISHED BY OTHERS, JUNCTION BOX, JUNCTION BOX CEILING, LINE [Generic, N/A] [JUNCTION PASSTHROUGH] [#39] CLASS A RETURN, END OF LINE DEVICE, END OF LINE RESISTOR, FIBER PATCH PANEL, FIRE ALARM TERMINAL CABINET, FURNISHED BY OTHERS, FURNISHED BY OTHERS, JUNCTION BOX, JUNCTION BOX CEILING, LINE BREAK (DOUBLE), LINE [Generic, N/A] [JUNCTION PASSTHROUGH] [#37] CLASS A RETURN, END OF LINE DEVICE, END OF LINE RESISTOR, FIBER PATCH PANEL, FIRE ALARM TERMINAL CABINET, FURNISHED BY OTHERS, FURNISHED BY OTHERS, JUNCTION BOX, JUNCTION BOX CEILING, LINE BREAK (DOUBLE), LINE [Generic, N/A, Space Age Electronics] [JUNCTION PASSTHROUGH] [#7] CLASS A RETURN, END OF LINE DEVICE, END OF LINE RESISTOR, FIBER PATCH PANEL, FIRE ALARM TERMINAL CABINET, FURNISHED BY OTHERS, FURNISHED BY OTHERS, JUNCTION BOX, JUNCTION BOX CEILING, LINE [Generic, N/A, Space Age Electronics] [JUNCTION PASSTHROUGH] 02 [ALL DEVICES ++] CLASS A RETURN, END OF LINE DEVICE, END OF LINE RESISTOR, FIBER PATCH PANEL, FIRE ALARM TERMINAL CABINET, FURNISHED BY OTHERS, FURNISHED BY OTHERS, JUNCTION BOX, JUNCTION BO [Generic, N/A] [JUNCTION PASSTHROUGH] [#30] CLASS A RETURN, END OF LINE DEVICE, END OF LINE RESISTOR, FIBER PATCH PANEL, FIRE ALARM TERMINAL CABINET, FURNISHED BY OTHERS, FURNISHED BY OTHERS, JUNCTION BOX, JUNCTION BOX CEILING, LINE BREAK (DOUBLE), LINE [Generic, N/A] [JUNCTION PASSTHROUGH] [#19] CLASS A RETURN, END OF LINE DEVICE, END OF LINE RESISTOR, FIBER PATCH PANEL, FIRE ALARM TERMINAL CABINET, FURNISHED BY OTHERS, FURNISHED BY OTHERS, JUNCTION BOX, JUNCTION BOX CEILING, LINE BREAK (DOUBLE), LINE [Generic, N/A] [JUNCTION PASSTHROUGH] [#18] CLASS A RETURN, END OF LINE DEVICE, END OF LINE RESISTOR, FIBER PATCH PANEL, FIRE ALARM TERMINAL CABINET, FURNISHED BY OTHERS, FURNISHED BY OTHERS, JUNCTION BOX, JUNCTION BOX CEILING, LINE BREAK (DOUBLE), LINE [Generic, N/A, Space Age Electronics] [JUNCTION PASSTHROUGH] [#5] CLASS A RETURN, END OF LINE DEVICE, END OF LINE RESISTOR, FIBER PATCH PANEL, FIRE ALARM TERMINAL CABINET, FURNISHED BY OTHERS, FURNISHED BY OTHERS, JUNCTION BOX, JUNCTION BOX CEILING, LINE [Generic, N/A] [JUNCTION PASSTHROUGH] [#23] CLASS A RETURN, END OF LINE DEVICE, END OF LINE RESISTOR, FIBER PATCH PANEL, FIRE ALARM TERMINAL CABINET, FURNISHED BY OTHERS, FURNISHED BY OTHERS, JUNCTION BOX, JUNCTION BOX CEILING, LINE BREAK (DOUBLE), LINE [Generic, N/A] [JUNCTION PASSTHROUGH] [#28] CLASS A RETURN, END OF LINE DEVICE, END OF LINE RESISTOR, FIBER PATCH PANEL, FIRE ALARM TERMINAL CABINET, FURNISHED BY OTHERS, FURNISHED BY OTHERS, JUNCTION BOX, JUNCTION BOX CEILING, LINE BREAK (DOUBLE), LINE [Generic, N/A] [JUNCTION PASSTHROUGH] [#38] CLASS A RETURN, END OF LINE DEVICE, END OF LINE RESISTOR, FIBER PATCH PANEL, FIRE ALARM TERMINAL CABINET, FURNISHED BY OTHERS, FURNISHED BY OTHERS, JUNCTION BOX, JUNCTION BOX CEILING, LINE BREAK (DOUBLE), LINE [Generic, N/A] [JUNCTION PASSTHROUGH] [#33] CLASS A RETURN, END OF LINE DEVICE, END OF LINE RESISTOR, FIBER PATCH PANEL, FIRE ALARM TERMINAL CABINET, FURNISHED BY OTHERS, FURNISHED BY OTHERS, JUNCTION BOX, JUNCTION BOX CEILING, LINE BREAK (DOUBLE), LINE [Generic, N/A] [JUNCTION PASSTHROUGH] [#32] CLASS A RETURN, END OF LINE DEVICE, END OF LINE RESISTOR, FIBER PATCH PANEL, FIRE ALARM TERMINAL CABINET, FURNISHED BY OTHERS, FURNISHED BY OTHERS, JUNCTION BOX, JUNCTION BOX CEILING, LINE BREAK (DOUBLE), LINE [Generic, N/A, Space Age Electronics] [JUNCTION PASSTHROUGH] [#8] CLASS A RETURN, END OF LINE DEVICE, END OF LINE RESISTOR, FIBER PATCH PANEL, FIRE ALARM TERMINAL CABINET, FURNISHED BY OTHERS, FURNISHED BY OTHERS, JUNCTION BOX, JUNCTION BOX CEILING, LINE [Generic, N/A] [JUNCTION PASSTHROUGH] [#17] CLASS A RETURN, END OF LINE DEVICE, END OF LINE RESISTOR, FIBER PATCH PANEL, FIRE ALARM TERMINAL CABINET, FURNISHED BY OTHERS, FURNISHED BY OTHERS, JUNCTION BOX, JUNCTION BOX CEILING, LINE BREAK (DOUBLE), LINE [Generic, N/A, Space Age Electronics] [JUNCTION PASSTHROUGH] [#6] CLASS A RETURN, END OF LINE DEVICE, END OF LINE RESISTOR, FIBER PATCH PANEL, FIRE ALARM TERMINAL CABINET, FURNISHED BY OTHERS, FURNISHED BY OTHERS, JUNCTION BOX, JUNCTION BOX CEILING, LINE [Generic, N/A, Space Age Electronics] [JUNCTION PASSTHROUGH] [#3] CLASS A RETURN, END OF LINE DEVICE, END OF LINE RESISTOR, FIBER PATCH PANEL, FIRE ALARM TERMINAL CABINET, FURNISHED BY OTHERS, FURNISHED BY OTHERS, JUNCTION BOX, JUNCTION BOX CEILING, LINE [Generic, N/A] [JUNCTION PASSTHROUGH] [#31] CLASS A RETURN, END OF LINE DEVICE, END OF LINE RESISTOR, FIBER PATCH PANEL, FIRE ALARM TERMINAL CABINET, FURNISHED BY OTHERS, FURNISHED BY OTHERS, JUNCTION BOX, JUNCTION BOX CEILING, LINE BREAK (DOUBLE), LINE
c7d8f3cb-f57c-4758-896d-9403278d3f08 |  |  |  | North | Edwards |  | Cards & Components |  |  |  | Card | TRUE | QS4-CPU-2-FR |  | CPU/Display with 2 Annunciator Option Space, French | 1 | 0.199 | 0.235 |  |  |  |  | TRUE | [5 empty] | #FFFFFFFF |  |  | FALSE | FALSE | FALSE | [14 empty] | FALSE | [7 empty] | THOR\acont | 2024-10-09 10:48
04121890-99d6-4e59-b9fb-9405fce03311 |  |  |  | North | Brivo | Security/Access Control |  |  |  |  | Module | TRUE | ACS6000 |  |  | 1 | [12 empty] | #FFFFFFFF |  |  | FALSE | FALSE | FALSE | [20 empty] | THOR\acont | 2024-03-12 21:20 | THOR\acont | 2024-10-09 10:48
e3d1fb78-a799-4cd8-b13d-940e355e2dd0 | NFPA 170 REMOTE ANNUNCIATOR | RISER ANNUNCIATOR |  | North | Advanced |  | Remote Annunciator |  |  |  | Assembly | TRUE | AX-ANN-C |  | Remote Graphical LCD Annunciator With Control | 1 | [6 empty] | FALSE | [5 empty] | #FFFF0000 | FA-NFPA 170 REMOTE ANNUNCIATOR | 1 | FALSE | FALSE | FALSE | 255 | [8 empty] | 7,12,18 |  |  |  |  | TRUE | [7 empty] | THOR\acont | 2024-09-08 17:27
c7993ef1-3daa-4c42-b252-9411b6bc713d | NFPA 170 SPEAKER STROBE |  |  | North | Monaco Enterprises |  | Speaker/Strobe |  |  |  | Module | TRUE | 580-110-00 |  | SPEAKER STB:WH,T-1,WM,INDOOR,24V,RED ALERT LTR,AMBER,15-185 CANDELA,1/4-2W | 1 | 0 | 0.017 |  |  |  |  | FALSE | [5 empty] | #FF0070C0 | FA-NFPA 170 SPEAKER STROBE | 1 | FALSE | FALSE | FALSE | 2019 | [13 empty] | FALSE | [5 empty] | DESKTOP-7SAL8M7\acont | 2020-03-02 16:40 | THOR\acont | 2024-09-08 17:27 | Cloned from System Sensor SPSWL-ALERT
1ea2db86-c623-43d1-a21f-9417d9915cd5 | NFPA 170 HORN STROBE CEILING |  |  | North | e2S |  | Horn/Strobe |  |  |  | Module | TRUE | D1xC1X05R |  | Radial Alarm & 5J Xenon Strobe | 1 | 0 | 0.555 |  |  |  |  | FALSE | [5 empty] | #FF0070C0 | FA-NFPA 170 HORN STROBE CEILING | 1 | FALSE | FALSE | FALSE | 2023 | [13 empty] | FALSE | [5 empty] | THOR\acont | 2025-01-20 12:14 |  |  | Cloned from e2S D2xC2XH2 | [e2S] [NAC] [24 VDC] D1xC1X05R
85e743a4-9a08-4de3-87fa-941ff3c914bb |  |  |  | North | Gamewell FCI |  | Hardware |  |  |  | Hardware | TRUE | E3-TRIMKIT-C | ++ | Trim kit for “C” size enclosure, black | 1 | [6 empty] | TRUE | [5 empty] | #FFFFFFFF |  |  | FALSE | FALSE | FALSE | [20 empty] | DESKTOP-7EIEB7A\acont | 2022-08-29 12:42 | THOR\acont | 2024-10-09 10:48 | Cloned from Gamewell FCI E3-TRIMKIT-A2 CLONED CLONED
ac0040d8-5f2f-48c9-9400-942aecb22286 | NFPA 170 STROBE CEILING |  |  | North | Eaton Wheelock |  | Strobe |  |  |  | Module | TRUE | STWC | ++ | Strobe, White, Ceiling Mount | 1 | [6 empty] | FALSE | TRUE |  |  |  |  | #FF0070C0 | FA-NFPA 170 STROBE CEILING | 1 | FALSE | FALSE | FALSE | 2022 | [13 empty] | FALSE |  |  | C |  |  | DESKTOP-7SAL8M7\acont | 2019-04-14 11:38 | THOR\acont | 2024-09-08 17:27 | Cloned from Wheelock STRC | [Eaton Wheelock] [NAC] [ULMAX] STRC (C), STWC (C)
898a1085-5054-420e-89a0-9430d8307558 | NFPA 170 STROBE CEILING |  |  | North | Kidde |  | Strobe |  |  |  | Module | TRUE | EGCVWN |  | Strobe, running man, white, none | 1 | [6 empty] | FALSE | TRUE |  |  |  |  | #FF0070C0 | FA-NFPA 170 STROBE CEILING | 1 | FALSE | FALSE | FALSE | 2022 | [13 empty] | FALSE |  |  | C |  |  | DESKTOP-GHR3H5U\Anthony | 2019-10-17 12:04 | THOR\acont | 2024-09-08 17:27 |  | [Edwards, Kidde] [NAC] [24 FWR] EGCSVRF (C), EGCSVRN (C), EGCSVWA (C), EGCSVWF (C), EGCSVWN (C), EGCVRF (C), EGCVRN (C), EGCVWF (C), EGCVWN (C), GCSVRF (C), GCSVRN (C), GCSVWA (C), GCSVWF (C), GCSVWN (C), GCVRF (C), GCVRN (C), GCVWF (C), GCVWN (C) [Edwards, Kidde] [NAC] [24 VDC] EGCSVRF (C), EGCSVRN (C), EGCSVWA (C), EGCSVWF (C), EGCSVWN (C), EGCVRF (C), EGCVRN (C), EGCVWF (C), EGCVWN (C), GCSVRF (C), GCSVRN (C), GCSVWA (C), GCSVWF (C), GCSVWN (C), GCVRF (C), GCVRN (C), GCVWF (C), GCVWN (C)
6f49c19d-7092-440e-accf-943184bd5e21 | NFPA 170 DUCT SMOKE DETECTOR |  |  | North | Monaco Enterprises |  | Duct Smoke Detector |  |  |  | Module | TRUE | 723-367-00 | + | DETECTOR,SYSTEM:DUCT,PHOTOELECTRIC,24VDC,4-WIRE,WATERTIGHT | 1 | 0.021 | 0.065 |  |  |  |  | FALSE | TRUE |  |  |  |  | #FFFF0000 | FA-NFPA 170 DUCT SMOKE DETECTOR | 1 | FALSE | FALSE | FALSE | 1400 | [13 empty] | FALSE | [5 empty] | DESKTOP-7SAL8M7\acont | 2020-02-23 09:53 | THOR\acont | 2024-09-08 17:27 | Cloned from System Sensor D4120W | [Monaco Enterprises, System Sensor] [IDC] 01 723-002-00 w/B110RLP (C), 723-002-00 w/B112LP (C), 723-002-00 w/B114LP (C), 723-003-00 w/B110RLP (C), 723-003-00 w/B112LP (C), 723-003-00 w/B114LP (C), 723-367-00 (C), 723-368-00 (C), 723-508-00 (C), 723-508-0 [Monaco Enterprises, System Sensor] [AUX POWER] [*] 723-002-00 w/B110RLP (C), 723-002-00 w/B112LP (C), 723-003-00 w/B110RLP (C), 723-003-00 w/B112LP (C), 723-367-00 (C), 723-368-00 (C), 723-508-00 (C), 723-508-01 (C), COSMO-4W (C), COSMOD2W, COSMOD4W | [Farenhyt, MIRCOM, Monaco Enterprises, Silent Knight, System Sensor] 723-367-00, 723-368-00, D2, D4120, D4120W, DH100ACDCI, DH100ACDCLP, DH100P, DNR w/IDP-PHOTO-R-W, DNR w/SK-PHOTO-R-W, DNRW w/IDP-PHOTO-R-W, DNRW w/SK-PHOTO-R-W, IDP-DUCT-W w/IDP-PHOTO-R-W
1d3fdbc9-4dba-4026-b599-94361e5cf999 |  |  |  | North | System Sensor |  | Hardware |  |  |  | Hardware | TRUE | BEAMSMK | ++ | Surface-mount kit for BEAM1224 and BEAM200 | 1 | [6 empty] | FALSE | FALSE |  |  |  |  | #FFFFFFFF |  |  | FALSE | FALSE | FALSE | [14 empty] | FALSE | [5 empty] | DESKTOP-7SAL8M7\acont | 2020-02-23 09:46 | THOR\acont | 2024-10-09 10:48 | Cloned from Notifier BEAMSMK
88ab0563-d4e8-4884-94b3-943622fec808 | NFPA 170 VOICE EVACUATION CONTROL UNIT |  |  | North | Potter |  | Voice Evac Control Unit |  |  |  | Assembly | TRUE | PVC-MP32 | + | Master Panel, 32 Switch Control | 1 | [6 empty] | FALSE | [5 empty] | #FFFF0000 | FA-NFPA 170 VOICE EVACUATION CONTROL UNIT | 1 | FALSE | FALSE | FALSE | 211 | [8 empty] | 7,12,18 |  |  |  |  | TRUE | [5 empty] | DESKTOP-7SAL8M7\acont | 2020-11-03 16:06 | THOR\acont | 2024-09-08 17:27 | Cloned from Hochiki FNVMP32
ca1c8bab-7898-42a5-be11-94364cf648fa | NFPA 170 SPEAKER CEILING |  |  | North | Edwards |  | Speaker |  |  |  | Module | TRUE | 964-3A-8SW |  | 30cd Strobe, 8" Square Cone, 25V .5, 1, 2, 4w | 1 | [6 empty] | FALSE | TRUE |  |  |  |  | #FF0070C0 | FA-NFPA 170 SPEAKER CEILING | 1 | FALSE | FALSE | FALSE | 2019 | [13 empty] | FALSE |  |  | C |  |  |  |  | THOR\acont | 2024-09-08 17:27
f07f50cd-87d1-4072-bc78-94395c576a56 |  |  |  | North | Siemens | [5 empty] | Module | TRUE | VP-CLIP | S54333-F72-A1 | Pipe Clip single point fix (Bag of 50 pieces) | 1 | [12 empty] | #FFFFFFFF |  |  | FALSE | FALSE | FALSE | [20 empty] | DESKTOP-7SAL8M7\acont | 2019-08-13 09:04 | THOR\acont | 2024-10-09 10:48
f4ff849c-02ce-4dc1-a6c3-944d8c6c73fa | NFPA 170 SMOKE DETECTOR |  |  | North | Gentex |  | Smoke Detector |  |  |  | Module | TRUE | 9120F |  | 917-0004-002 120VAC Smoke Detector, 9VDC Battery Backup, Tandem 6 Units, Form A/C Contacts, Continuous Sounder | 1 | [6 empty] | TRUE | TRUE |  |  |  |  | #FFFF0000 | FA-NFPA 170 SMOKE DETECTOR | 1 | FALSE | FALSE | FALSE | 1408 | [16 empty] | 120v |  |  | DESKTOP-7SAL8M7\acont | 2019-02-11 12:57 | THOR\acont | 2024-09-08 17:27 | 20191121 AC Detector without base | [Generic, Gentex, Kidde, N/A] [SMOKE ALARM TANDEM] [TANDEM] 10 Amp Circuit Breaker, 120VAC SMOKE DETECTOR (C), 15 Amp Circuit Breaker, 20 Amp Circuit Breaker, 9120 (C), 9120F (C), 9120H (C), 9120HF (C), 9120T (C), 9120TF (C), 9123 (C), 9123F (C), 9123H ( [First Alert, Generic, Gentex, Kidde, N/A] [IDC] 01 120VAC SMOKE DETECTOR (C), 7020BSL (C), 7139CS-C (C), 7139CS-W (C), 9120 (C), 9120F (C), 9120H (C), 9120HF (C), 9120T (C), 9120TF (C), 9123 (C), 9123F (C), 9123H (C), 9123HF (C), 9123T (C), 9123TF (C), [First Alert, Generic, Gentex, Kidde, N/A] [VAC ] 120VAC SMOKE DETECTOR (C), 7020BSL (C), 7139CS-C (C), 7139CS-W (C), 9120 (C), 9120F (C), 9120H (C), 9120HF (C), 9120T (C), 9120TF (C), 9123 (C), 9123F (C), 9123H (C), 9123HF (C), 9123T (C), 9123TF (C), FU | [BRK, First Alert, Generic, Gentex, Kidde, N/A] 120VAC SMOKE DETECTOR, 21006378, 21007624, 7020BSL, 7030BSL, 900-CUAR, 9120, 9120B, 9120F, 9120H, 9120HF, 9120T, 9120TF, 9123, 9123F, 9123H, 9123HF, 9123T, 9123TF, 917-0070-002, 917-0071-002, 917-0072-002, 9
a67204de-01e3-491b-811b-945dc628d0d5 |  |  |  | North | Bosch | [5 empty] | Module | TRUE | B10 | * | Panel enclosure | 1 | [12 empty] | #FFFFFFFF |  |  | FALSE | FALSE | FALSE | [20 empty] | DESKTOP-7EIEB7A\acont | 2021-08-13 06:25 | THOR\acont | 2024-10-09 10:48
eccd101b-9b98-42cc-9240-9461054b727c |  |  |  | North | Edwards |  | Cards & Components |  |  |  | Card | TRUE | SL30L |  | Annunciator Module, 30 Zones with Text Labeling Area | 1 | [6 empty] | TRUE | [5 empty] | #FFFFFFFF |  |  | FALSE | FALSE | FALSE | [14 empty] | FALSE | [7 empty] | THOR\acont | 2024-10-09 10:48
c47beca4-842a-4558-83a7-946190783419 |  |  |  | North | Bosch |  | Cards & Components |  |  |  | Card | TRUE | B444 | ++ | Plug-in cellular module, VZW LTE, hot | 1 | 0.06 | 0.18 |  |  | 12 |  | TRUE | [5 empty] | #FFFFFFFF |  |  | FALSE | FALSE | FALSE | [20 empty] | DESKTOP-7EIEB7A\acont | 2022-07-25 08:50 | THOR\acont | 2024-10-09 10:48 | Cloned from Bosch B443
4ec997f7-0557-4113-974d-94629e473816 | NFPA 170 STROBE CEILING |  |  | North | Eaton Wheelock |  | Strobe |  |  |  | Module | TRUE | ZRS-MCCH-FW |  | Strobe, 24 VDC, white, Ceiling mount with easy snap base | 1 | 0 | 0.3 |  |  |  |  | FALSE | TRUE |  |  |  |  | #FF0070C0 | FA-NFPA 170 STROBE CEILING | 1 | FALSE | FALSE | FALSE | 2022 | [13 empty] | FALSE |  |  | C |  |  |  |  | THOR\acont | 2024-09-08 17:27 |  | [Eaton Wheelock] [NAC] ZRS-MCCH-FR (C), ZRS-MCCH-FW (C), ZRS-MCWH-FR, ZRS-MCWH-FW
2d8a6c9b-d339-47b0-87e9-9462d47810af |  |  |  | North | Edwards |  | Hardware |  |  |  | Hardware | TRUE | 1500-1 |  | Catch plate extension assembly, 1.5" | 1 | [6 empty] | FALSE | [5 empty] | #FFFFFFFF |  |  | FALSE | FALSE | FALSE | [14 empty] | FALSE | [7 empty] | THOR\acont | 2024-10-09 10:48
e7c65212-8205-4f93-a6a2-9463d24869d1 |  |  |  | North | Siemens | [5 empty] | Module | TRUE | 40/40LB-212SF | S54430-F155-A1 | UV/IR FLM DET BIT WO2 75C 3/4" SS FM | 1 | [12 empty] | #FFFFFFFF |  |  | FALSE | FALSE | FALSE | [20 empty] | DESKTOP-7SAL8M7\acont | 2019-08-13 09:04 | THOR\acont | 2024-10-09 10:48
bd35eb5e-8d48-460d-9bf7-946da09d3ee4 | NFPA 170 ADDRESSABLE INPUT MONITOR MODULE |  |  | North | MIRCOM |  | Addressable Module |  |  |  | Module | TRUE | MIX-M500M | + | Monitor Module | 1 | 0.0004 | 0.0055 |  |  |  |  | FALSE | [5 empty] | #FFFF0000 | FA-NFPA 170 ADDRESSABLE INPUT MONITOR MODULE | 1 | FALSE | FALSE | FALSE | 1000 | [13 empty] | FALSE | [7 empty] | THOR\acont | 2024-09-08 17:27 |  | [MIRCOM] [SLC MODULES SENSORS] [*] [#1 SHARED ADDR ¦ MODULES] CR-6, CZ-6, IM-10, MIX-100P, MIX-100R, MIX-100S, MIX-100X, MIX-101P, MIX-4040, MIX-4040M, MIX-4041, MIX-4045, MIX-4045-M, MIX-4046, MIX-M500DM, MIX-M500DMAP, MIX-M500FP, MIX-M500M, MIX-M500MAP [MIRCOM] [SLC MODULES] [*] [#3 TYPE ADDR ¦ MODULES] CR-6, CZ-6, IM-10, MIX-100P, MIX-100R, MIX-100S, MIX-101P, MIX-4040, MIX-4040M, MIX-4041, MIX-4045, MIX-4045-M, MIX-4046, MIX-M500DM, MIX-M500DMAP, MIX-M500FP, MIX-M500M, MIX-M500MAP, MIX-M500R, MIX-M50 | [MIRCOM, Monaco Enterprises, System Sensor] 729-142-00, 729-143-00, 729-217-00, 729-218-00, M500M, M501M, MIX-M500M, MIX-M500MAP, MIX-M501M, MIX-M501MAP
e22175f9-3ba2-4e78-8937-946db6cf6ea1 | NFPA 170 HORN STROBE CEILING |  |  | North | Edwards |  | Horn/Strobe |  |  |  | Module | TRUE | GCWA-HDVMG |  | MNEC Horn-Strobe, white, ALERT, 15-95 cd, green | 1 | 0 | 0.18 |  |  |  |  | FALSE | TRUE |  |  |  |  | #FF0070C0 | FA-NFPA 170 HORN STROBE CEILING | 1 | FALSE | FALSE | FALSE | 2013 | [13 empty] | FALSE |  |  | C |  |  |  |  | THOR\acont | 2024-09-08 17:27 |  | [Edwards, Kidde] [NAC] [16 VDC, HIGH DB] EGCF-HDVM (C), GCF-HDVM (C), GCFR-HDVM (C), GC-HDVM (C), GCWA-HDVMA (C), GCWA-HDVMB (C), GCWA-HDVMC (C), GCWA-HDVMG (C), GCWA-HDVMR (C), GCWN-HDVMA (C), GCWN-HDVMB (C), GCWN-HDVMC (C), GCWN-HDVMG (C), GCWN-HDVMR ( [Edwards, Kidde] [NAC] [24 VDC, HIGH DB] EGCF-HDVM (C), GCF-HDVM (C), GCFR-HDVM (C), GC-HDVM (C), GCWA-HDVMA (C), GCWA-HDVMB (C), GCWA-HDVMC (C), GCWA-HDVMG (C), GCWA-HDVMR (C), GCWN-HDVMA (C), GCWN-HDVMB (C), GCWN-HDVMC (C), GCWN-HDVMG (C), GCWN-HDVMR ( [Edwards, Kidde] [NAC] [24 VDC, LOW DB] EGCF-HDVM (C), GCF-HDVM (C), GCFR-HDVM (C), GC-HDVM (C), GCWA-HDVMA (C), GCWA-HDVMB (C), GCWA-HDVMC (C), GCWA-HDVMG (C), GCWA-HDVMR (C), GCWN-HDVMA (C), GCWN-HDVMB (C), GCWN-HDVMC (C), GCWN-HDVMG (C), GCWN-HDVMR (C [Edwards, Kidde] [NAC] [16 VDC, LOW DB] EGCF-HDVM (C), GCF-HDVM (C), GCFR-HDVM (C), GC-HDVM (C), GCWA-HDVMA (C), GCWA-HDVMB (C), GCWA-HDVMC (C), GCWA-HDVMG (C), GCWA-HDVMR (C), GCWN-HDVMA (C), GCWN-HDVMB (C), GCWN-HDVMC (C), GCWN-HDVMG (C), GCWN-HDVMR (C
7fd51014-6119-45b3-9b60-9470bb1233c4 |  |  |  | North | Siemens | [5 empty] | Module | TRUE | SR-32 | 500-821790 | MULTI RELAY (DPDT 3AMP) (2) SPACES | 1 | [12 empty] | #FFFFFFFF |  |  | FALSE | FALSE | FALSE | [20 empty] | DESKTOP-7SAL8M7\acont | 2019-08-13 09:04 | THOR\acont | 2024-10-09 10:48
b0f50daf-4e22-44d0-9587-9471b9cdc25e |  |  |  | North | Bosch | [5 empty] | Module | TRUE | B46 | * | External Annunciator | 1 | [12 empty] | #FFFFFFFF |  |  | FALSE | FALSE | FALSE | [20 empty] | DESKTOP-7EIEB7A\acont | 2021-08-13 06:25 | THOR\acont | 2024-10-09 10:48
9cd46bf1-b2bb-423f-a692-947238e54ba2 |  |  |  | North | Edwards |  | Hardware |  |  |  | Hardware | TRUE | MN-HS32SPKHRT1P |  | 640 Watt HPSA (1 of 5 Active Panels) replacement speaker head - complete | 1 | [6 empty] | FALSE | [5 empty] | #FFFFFFFF |  |  | FALSE | FALSE | FALSE | [14 empty] | FALSE | [7 empty] | THOR\acont | 2024-10-09 10:48
db2b9342-f6f7-45c9-9742-94724389437e | NFPA 170 REMOTE ANNUNCIATOR | RISER ANNUNCIATOR |  | North | Firelite |  | Remote Annunciator |  |  |  | Module | TRUE | ACM-32AF | + | ONYX Series ACS Annunciator | 1 | 0.04 | 0.056 |  |  |  |  | TRUE | FALSE |  |  |  |  | #FFFF0000 | FA-NFPA 170 REMOTE ANNUNCIATOR | 1 | FALSE | FALSE | FALSE | 255 | [13 empty] | FALSE | [7 empty] | THOR\acont | 2024-09-08 17:27 |  | [ADT Unimode, Eaton Wheelock, Farenhyt, Firelite, Gamewell FCI, Monaco Enterprises, Notifier, Potter, Secutron, Silent Knight] [AUX POWER] [*] 790-012-00, ACM-16ATF, ACM-30, ACM-32AF, ACM-48A, ACM-8RF, ADT-LCD-80, AEM-16ATF, AEM-32AF, AFM-16AF, AFM-16ATF [Firelite, Notifier] [RS-485] ACM-16ATF, ACM-30, ACM-32AF, ACM-48A, ACM-8RF, AEM-16ATF, AEM-32AF, AFM-16AF, AFM-16ATF, AFM-32AF, LCD-80F
27eaabb5-015c-4fb9-92ff-9479fccfb22b | CADGEN MISC CONTROLLER |  |  | North | Edwards |  | Hardware |  |  |  | Module | TRUE | ESD-CJ |  | SuperDuct, Controller (RJ45), 4-wire | 1 | [6 empty] | FALSE | [5 empty] | #FFFF0000 | FA-CADGEN MISC CONTROLLER | 1 | FALSE | FALSE | FALSE | [14 empty] | FALSE |  |  | CJ |  |  |  |  | XPS-17-9710\August | 2024-10-07 14:40 |  | [Edwards] [AUX POWER] ESD-4WJ, ESD-CJ, ESD-CT [Edwards] [IDC] 06 ESD-4WJ, ESD-CJ, ESD-CT [Edwards] [IDC] 07 ESD-4WJ, ESD-CJ, ESD-CT [Edwards] [IDC] 08 ESD-4WJ, ESD-CJ, ESD-CT | [Edwards] ESD-CJ
aedf308d-8745-48f8-9bff-947acbe0f068 |  |  |  | North | Potter | [5 empty] | Module | TRUE | AMS-10 Series |  | Mini Surface Mount Magnetic Contact with Leads and Snap-off Tabs | 1 | [6 empty] | FALSE | [5 empty] | #FFFFFFFF |  |  | FALSE | FALSE | FALSE | [14 empty] | FALSE | [7 empty] | THOR\acont | 2024-10-09 10:48
4bbd52c3-4adf-4ce3-82a1-947e633380fa |  |  |  | North | Notifier |  | Cards & Components |  |  |  | Card | TRUE | ZNAC-PS | + | Optional Class A converter card | 1 | 0.135 | 0.142 |  |  |  |  | TRUE | [5 empty] | #FFFFFFFF |  |  | FALSE | FALSE | FALSE | [20 empty] | DESKTOP-7EIEB7A\acont | 2021-05-18 08:56 | THOR\acont | 2024-10-09 10:48 | Cloned from Notifier ZNAC-PS
fef89934-b23a-45fb-b145-947ee944f506 |  |  |  | North | Edwards |  | Cards & Components |  |  |  | Card | TRUE | 2-DLM |  | OBSOLETE - Class 'A' Network Data Line Monitor | 1 | [6 empty] | TRUE | [5 empty] | #FFFFFFFF |  |  | FALSE | FALSE | FALSE | [14 empty] | FALSE | [7 empty] | THOR\acont | 2024-10-09 10:48
717d07f0-ce4b-4043-b445-947f1d0c2262 |  |  |  | North | INNOTEC | Security/Access Control |  |  |  |  | Module | TRUE | 200 |  |  | 1 | [12 empty] | #FFFFFFFF |  |  | FALSE | FALSE | FALSE | [20 empty] | THOR\acont | 2024-03-12 21:43 | THOR\acont | 2024-10-09 10:48
8adb89b0-2f8c-4867-b0b8-9480eb2876a6 | NFPA 170 MANUAL PULL |  |  | North | Siemens |  | Manual Station |  |  |  | Module | TRUE | XMS-M |  | MANUAL STATION - METAL | 1 | 0.0005 | 0.0005 |  |  |  |  | FALSE | [5 empty] | #FFFF0000 | FA-NFPA 170 MANUAL PULL | 1 | FALSE | FALSE | FALSE | 957 | [13 empty] | FALSE | [5 empty] | DESKTOP-7SAL8M7\acont | 2020-11-16 16:27 | THOR\acont | 2024-09-08 17:27 | Cloned from Siemens XMS-S | [Siemens] [SLC MODULES SENSORS] [*] [#1 SHARED ADDR ¦ MODULES] AD-11P (C), FDBZ492 w/OP921 (C), FDBZ492-HR w/FDO421 (C), FDBZ492-HR w/OP921 (C), FDBZ492-R (C), FDCIO422, HCP, HCP-Z, HFPO-11, HFPT-11, HMS-D, HMS-DE, HMS-DP, HMS-DZ, HMS-S, HMS-SA, HMS-SE,
933dea58-b4b7-4324-b61d-948be9423b9b | NFPA 170 AMPLIFIER RACK | RISER AMP |  | North | Hochiki |  | Amplifier |  |  |  | Assembly | TRUE | FNVDPS100/P (70V) | + | Distributed Panel, Single Channel, 25W, Fire Phone | 1 | [6 empty] | FALSE |  |  | *Refer to Install Sheet |  |  | #FFFF0000 | FA-NFPA 170 AMPLIFIER RACK | 1 | FALSE | FALSE | FALSE | 300 | [8 empty] | 7,12,18 |  |  |  | 25 | TRUE | [5 empty] | DESKTOP-7SAL8M7\acont | 2019-11-04 16:25 | THOR\acont | 2024-09-08 17:27
611e03f5-3aa0-466e-9ee0-948ed19908ff | NFPA 170 HORN STROBE |  |  | North | System Sensor |  | Horn/Strobe |  |  |  | Module | TRUE | RTM-8 | F | Plug-in Relay/Transmitter module | 1 | [6 empty] | FALSE | FALSE |  |  |  |  | #FF0070C0 | FA-NFPA 170 HORN STROBE | 1 | FALSE | FALSE | FALSE | 2012 | [13 empty] | FALSE | [7 empty] | THOR\acont | 2024-09-08 17:27
ad6b0b58-555d-4ea0-98eb-9495f34b4fce | NFPA 170 HORN |  |  | North | Edwards |  | Horn |  |  |  | Module | TRUE | WGAWF | ++ | Outdoor rated horn, white, fire | 1 | [6 empty] | FALSE | [5 empty] | #FF0070C0 | FA-NFPA 170 HORN | 1 | FALSE | FALSE | FALSE | 2010 | [13 empty] | FALSE |  |  | WP |  |  | THOR\acont | 2024-04-09 06:58 | THOR\acont | 2024-09-08 17:27 | Cloned from Edwards WGARA CLONED CLONED CLONED | [Edwards, Kidde] [NAC] [VDC, TEMPORAL] WGARA, WGARF, WGARF-FR, WGARF-SP, WGARN, WGAWA, WGAWF, WGAWF-FR, WGAWF-SP, WGAWN
260550c6-2378-4e4d-9d56-9498f566637d | NFPA 170 ADDRESSABLE INPUT OUTPUT |  |  | North | Apollo |  | Addressable Module |  |  |  | Module | FALSE | D900-CTRL I/O |  | CONTROL MODULE (SUPERVISED INPUT AND FORM C OUTPUT) | 1 | 0.00085 | 0.005 |  |  |  |  | FALSE | [5 empty] | #FFFF0000 | FA-NFPA 170 ADDRESSABLE INPUT OUTPUT | 1 | FALSE | FALSE | FALSE | 1200 | [13 empty] | FALSE | [7 empty] | THOR\acont | 2024-09-08 17:27 |  | [Advanced, Apollo] [SLC APOLLO MODULES SENSORS] [*] [#1 SHARED ADDR ¦ MODULES] 45681-800 (C), 45681-805 (C), 55000-001 (C), 55000-002 (C), 55000-005 (C), 55000-006 (C), 55000-009 (C), 55000-010 (C), 55000-765 (C), 55000-790ADV, 55000-805ADV, 55000-806ADV [Apollo] [SLC APOLLO MODULES/SENSORS] [#6] A901-CTRL I/O, A901-CTRL I/O-2, D900-CTRL I/O [Apollo] [AUX POWER] A901-CTRL I/O, D900-CTRL I/O, D900-CTRL I/O-4A [Apollo] [RELAY] [Control Input] A901-CTRL I/O, D900-CTRL I/O | [Apollo] 55000-790ADV, 55000-805ADV, 55000-806ADV, A901-CTRL I/O, D900-CTRL I/O, D900-CTRL I/O-4A [Apollo] A901-CTRL I/O, D900-CTRL I/O, D900-CTRL I/O-4A, SX-OSID-90
bd3946f7-3d36-463d-b807-9498fbb92ca9 | NFPA 170 HORN STROBE CEILING |  |  | North | Eaton Wheelock |  | Horn/Strobe |  |  |  | Module | TRUE | ELFHSWC | + | CEILING SOUNDER STROBE, WHITE, FIRE, LOW FREQ | 1 | [6 empty] | TRUE | TRUE |  |  |  |  | #FF0070C0 | FA-NFPA 170 HORN STROBE CEILING | 1 | FALSE | FALSE | FALSE | 2020 | [16 empty] | LF |  |  | DESKTOP-7EIEB7A\acont | 2021-05-13 07:53 | THOR\acont | 2024-09-08 17:27 | Cloned from Eaton Wheelock ELHSWC | [Eaton Wheelock] [NAC] [24VDC, MAX] ELFHSR, ELFHSR-AL, ELFHSRC (C), ELFHSRC-AL (C), ELFHSRC-CO (C), ELFHSRC-N (C), ELFHSR-CO, ELFHSR-N, ELFHSW, ELFHSW-AL, ELFHSWC (C), ELFHSWC-AL (C), ELFHSWC-CO (C), ELFHSWC-N (C), ELFHSW-CO, ELFHSW-N
0d2b0000-0417-41c2-a2c7-94a041a360e8 |  |  |  | North | Potter |  | Cards & Components |  |  |  | Card | TRUE | SLCE-127 (100pt) | + | SLC Loop Expander | 1 | 0.06 | 0.06 |  |  |  |  | TRUE | [5 empty] | #FFFFFFFF |  |  | FALSE | FALSE | FALSE | [14 empty] | FALSE | [5 empty] | DESKTOP-7EIEB7A\acont | 2021-03-25 11:09 | THOR\acont | 2024-10-09 10:48 | Cloned from Potter SLCE-127 (50pt) | [Potter] [P-LINK] [*] PAD100-SLCE (100pt), PAD100-SLCE (127pt), PAD100-SLCE (50pt), SLCE-127 (100pt), SLCE-127 (127pt), SLCE-127 (50pt) | [Potter] SLCE-127 (100pt)
90de86b0-c566-4ad4-999b-94add58f2430 |  |  |  | North | Edwards |  | Cards & Components |  |  |  | Card | TRUE | SA-DACT | ++ | Dual Line Dialer | 1 | 0.041 | 0.1 |  |  |  |  | TRUE | [5 empty] | #FFFFFFFF |  |  | FALSE | FALSE | FALSE | [14 empty] | FALSE | [7 empty] | THOR\acont | 2024-10-09 10:48 |  |  | [Edwards, Kidde] 3-MODCOM, 3-MODCOMP, DLD, SA-DACT, VM-DACT
6c42a0d2-e397-4d2c-9d05-94b28051572c | NFPA 170 LCD ANNNUNCIATOR DISPLAY | RISER ANNUNCIATOR |  | North | Bosch |  | LCD Annunciator |  |  |  | Module | TRUE | FMR-1000-RA | ++ | LCD annunciator FPA-1000 no control | 1 | 0.025 | 0.15 |  |  | 12 |  | TRUE | FALSE |  |  |  |  | #FFFF0000 | FA-NFPA 170 LCD ANNNUNCIATOR DISPLAY | 1 | FALSE | FALSE | FALSE | 255 | [13 empty] | FALSE | [5 empty] | DESKTOP-7EIEB7A\acont | 2022-08-28 09:24 | THOR\acont | 2024-09-08 17:27 | Cloned from Bosch FMR-1000-RCMD | [Bosch] [OPTION BUS] [*] [BUS ++] D7030X, D7030X-S2, D7030X-S8, D7032, D7035, D7035B, D7042, D7042B, D7048, D7048B, FMR-1000-RA, FMR-1000-RCMD, FMR-7033, FMR-7036
e73b1952-7764-4ec6-8ccc-94b4d503fd51 | NFPA 170 SMOKE DETECTOR |  |  | North | FFE |  | Smoke Detector |  |  |  | Module | TRUE | 6030-300 (Prism) | 1430185++ | Fireray Hub Systems Beam Detector Prism | 1 | [6 empty] | FALSE | TRUE |  |  |  |  | #FFFF0000 | FA-NFPA 170 SMOKE DETECTOR | 1 | FALSE | FALSE | FALSE | 1408 | [13 empty] | FALSE |  |  | SBP |  |  | THOR\acont | 2025-02-20 07:52 |  |  | Cloned from FFE 3000-103 (Prism)
275a8654-90b0-4981-8aab-94b506ca5508 | NFPA 170 MULTI DETECTOR |  |  | North | Fike |  | Multi Criteria Detector |  |  |  | Module | TRUE | FIK-2351TIR w/B224RB-WH | ++ | Multi‐criteria photoelectric, thermal, and infrared smoke detector, white, Relay Base | 1 | 0.0002 | 0.0045 |  |  | 24 |  | FALSE | TRUE |  |  | 2.7” H x 6.875” D (69 mm x 175 mm), installed in B200S series sounder base |  | #FFFF0000 | FA-NFPA 170 MULTI DETECTOR | 1 | FALSE | FALSE | FALSE | 1408 | [13 empty] | FALSE |  |  | CO, R |  |  | DESKTOP-7EIEB7A\acont | 2023-01-03 07:57 | THOR\acont | 2024-09-08 17:27 | Cloned from Fike FIK-FC351 w/B224RB-WH | [Fike] [SLC IDP SENSORS] [*] [#4 TYPE ADDR ¦ SENSORS] DNR w/FIK‐2351R (C), FIK-2351 w/B200S-LF-WH (C), FIK-2351 w/B200S-WH (C), FIK-2351 w/B224RB-WH (C), FIK-2351 w/B300-6 (C), FIK-2351T w/B200S-LF-WH (C), FIK-2351T w/B200S-WH (C), FIK-2351T w/B224RB-WH
5010895d-47ba-4dc0-bb36-94b785d4f1d8 | CADGEN PUSH FOR EMERGENCY |  |  | North | STI |  | Push Button |  |  |  | Module | TRUE | SS2421EM-EN | ++ | Station Series, Blue, Shield, Turn to Reset, Emergency, English | 1 | [6 empty] | FALSE | FALSE |  |  |  |  | #FFFF0000 | FA-CADGEN PUSH FOR EMERGENCY | 1 | FALSE | FALSE | FALSE | 957 | [13 empty] | FALSE | [5 empty] | AUGUSTXPS17-EUP\aucon | 2022-08-27 04:30 | THOR\acont | 2024-09-08 17:27 | Cloned from Generic MANUAL PULL CLONED | [STI] [IDC] 01 SS2329LD-EN w/KIT-71100A-W, SS2401EX-EN, SS2421EM-EN, SS2441HV-EN [Det-Tronics, Generic, Macurco, N/A, STI] [IDC] 01 30-3013, AIR PRESSURE SWITCH, AIR PRESSURE SWITCH HIGH/LOW, BACKFLOW VALVE, CM-12, CONTACT DEVICE, DUCT DETECTOR (C), Fire Suppression Control Unit (FSCU), FURNISHED BY OTHERS, FURNISHED BY OTHERS, FURNI
245c1856-d18c-4ede-9dbc-94b94df3e4e5 | NFPA 170 REMOTE ANNUNCIATOR | RISER ANNUNCIATOR |  | North | Firelite |  | Remote Annunciator |  |  |  | Module | TRUE | ANN-LED | + | Annunciator module with alarm (red), trouble (yellow) and supervisory (yellow) indication for up to ten input zones or addressable points, includes module mounting bracket, metal cover and clear plastic screen, rubber display/label holder, screws for securing the metal cover and the backbox, red enclosure | 1 | 0.028 | 0.068 |  |  |  |  | TRUE | FALSE |  |  |  |  | #FFFF0000 | FA-NFPA 170 REMOTE ANNUNCIATOR | 1 | FALSE | FALSE | FALSE | 255 | [13 empty] | FALSE | [5 empty] | DESKTOP-7SAL8M7\acont | 2019-02-18 16:15 | THOR\acont | 2024-09-08 17:27 | Cloned from Firelite ANN-RLED | [ADT Unimode, Eaton Wheelock, Farenhyt, Firelite, Gamewell FCI, Monaco Enterprises, Notifier, Potter, Secutron, Silent Knight] [AUX POWER] [*] 790-012-00, ACM-16ATF, ACM-30, ACM-32AF, ACM-48A, ACM-8RF, ADT-LCD-80, AEM-16ATF, AEM-32AF, AFM-16AF, AFM-16ATF [Farenhyt, Firelite, Gamewell FCI] [RS-485] ANN-100, ANN-80, ANN-80-W, ANN-I/O, ANN-I/O LED, ANN-LC, ANN-LED, ANN-RLED, ANN-RLY, ANN-S/PG, GFANN-80, GFANN-80-W, VW-DIS-D, W-DIS-D
aa0ebc74-ac42-4e62-b1f5-94b9cd8c63ce | NFPA 170 SMOKE DETECTOR |  |  | North | Hochiki |  | Smoke Detector |  |  |  | Module | TRUE | ACC-V w/SCI-B4 SHORT CIRCUIT ISOLATOR BASE | ACC-V MULTI-CRITERIA SENSOR | ACC-V MULTI-CRITERIA SENSOR w/SCI-B4 SHORT CIRCUIT ISOLATOR BASE | 1 | 0.00045 | 0.00054 |  |  |  |  | TRUE | TRUE |  | *Refer to Install Sheet |  |  | #FFFF0000 | FA-NFPA 170 SMOKE DETECTOR | 1 | FALSE | FALSE | FALSE | 1408 | [16 empty] | SCI |  |  | DESKTOP-0D6CQVA\lousc | 2019-10-12 09:46 | THOR\acont | 2024-09-08 17:27 | Cloned from Hochiki ACD-V w/SCI-B4 SHORT CIRCUIT ISOLATOR BASE | [Hochiki] [SLC HOCHIKI] 02 [*] [SLC] ACC-V w/ASBL SOUNDER BASE (C), ACC-V w/HSB-NSA-6 STANDARD BASE (C), ACC-V w/SCI-B4 SHORT CIRCUIT ISOLATOR BASE (C), ACC-V w/SCI-B6 SHORT CIRCUIT ISOLATOR BASE (C), ACC-V w/YBN-NSA-4 STANDARD BASE (C), DH-98-A ANALOG D
d34cb83e-7840-4924-8fdc-94c24e5e9331 | NFPA 170 SPEAKER STROBE CEILING |  |  | North | Siemens |  | Speaker/Strobe |  |  |  | Module | TRUE | SL2SPSCW-NA | S54329-F162-A1++ | Speaker-Strobe, Ceiling, Amber, White, No Lettering | 1 | [7 empty] | TRUE |  |  |  |  | #FF0070C0 | FA-NFPA 170 SPEAKER STROBE CEILING | 1 | FALSE | FALSE | FALSE | 2023 | [16 empty] | C |  |  | DESKTOP-7EIEB7A\acont | 2023-08-03 08:10 | THOR\acont | 2024-09-08 17:27 | Cloned from Siemens SL2SPSWW-NA | [Siemens] [AUDIO 70.7v] [70V AUDIO] SL2SPSCR-A (C), SL2SPSCR-AL (C), SL2SPSCR-ALA (C), SL2SPSCR-F (C), SL2SPSCR-FB (C), SL2SPSCR-N (C), SL2SPSCR-NA (C), SL2SPSCW-A (C), SL2SPSCW-AL (C), SL2SPSCW-ALA (C), SL2SPSCW-F (C), SL2SPSCW-FB (C), SL2SPSCW-N (C), S [Siemens] [NAC] [16.0 – 33.0 VDC] SL2SCR-A (C), SL2SCR-AL (C), SL2SCR-ALA (C), SL2SCR-ALB (C), SL2SCR-F (C), SL2SCR-FB (C), SL2SCR-N (C), SL2SCR-NA (C), SL2SCR-NB (C), SL2SCW-A (C), SL2SCW-AL (C), SL2SCW-ALA (C), SL2SCW-ALB (C), SL2SCW-EV (C), SL2SCW-F ( [Siemens] [AUDIO 25v] [25V AUDIO] SL2SPSCR-A (C), SL2SPSCR-AL (C), SL2SPSCR-ALA (C), SL2SPSCR-F (C), SL2SPSCR-FB (C), SL2SPSCR-N (C), SL2SPSCR-NA (C), SL2SPSCW-A (C), SL2SPSCW-AL (C), SL2SPSCW-ALA (C), SL2SPSCW-F (C), SL2SPSCW-FB (C), SL2SPSCW-N (C), SL2
9c756e37-931c-48e4-ae57-94c7c32c8a39 |  |  |  | North | Siemens |  | Cards & Components |  |  |  | Card | TRUE | NIC-C | 500-033240 | NETWORK INTERFACE CARD - H-NET, | 1 | 0.12 | 0.12 |  |  |  |  | TRUE | [5 empty] | #FFFFFFFF |  |  | FALSE | FALSE | FALSE | [22 empty] | THOR\acont | 2024-10-09 10:48 |  |  | [Siemens] NIC-C
65133689-ade0-4ce7-bbcf-94c82c585e5c | NFPA 170 HORN STROBE |  |  | North | Siemens |  | Horn/Strobe |  |  |  | Module | TRUE | HS-HMC-W | 500-636073 | HS HORN HI MULTI CANDELA WHITE | 1 | [12 empty] | #FF0070C0 | FA-NFPA 170 HORN STROBE | 1 | FALSE | FALSE | FALSE | 2012 | [19 empty] | DESKTOP-7SAL8M7\acont | 2019-08-13 09:04 | THOR\acont | 2024-09-08 17:27 | B,T
a02ae2c4-e67d-436a-99a2-94c88af69e56 | NFPA 170 SMOKE HEAT DETECTOR |  |  | North | Potter |  | Smoke/Heat Detector |  |  |  | Module | TRUE | PAD300-PHD w/PAD300-LFSB | ++ | Photoelectric Smoke/Heat Detector with 6" Base with LF Sounder Module Included | 1 | 0.0006 | 0.0006 |  |  |  |  | FALSE | TRUE |  |  |  |  | #FFFF0000 | FA-NFPA 170 SMOKE HEAT DETECTOR | 1 | FALSE | FALSE | FALSE | 1408 | [13 empty] | FALSE |  |  | LF |  |  | DESKTOP-7EIEB7A\acont | 2023-01-20 07:02 | THOR\acont | 2024-09-08 17:27 | Cloned from Potter PAD200-PHD w/PAD100-LFSB | [Potter] [AUX POWER] [UL268 (16 VDC)] PAD300-CD w/PAD300-LFSB, PAD300-HD w/PAD300-LFSB, PAD300-PCD w/PAD300-LFSB (C), PAD300-PCD w/PAD300-LFSB (Split) (C), PAD300-PD w/PAD300-LFSB (C), PAD300-PHD w/PAD300-LFSB (C), PAD300-PHD w/PAD300-LFSB (Split) (C) [Potter] [AUX POWER] [UL268 (24 VDC)] PAD300-CD w/PAD300-LFSB, PAD300-HD w/PAD300-LFSB, PAD300-PCD w/PAD300-LFSB (C), PAD300-PCD w/PAD300-LFSB (Split) (C), PAD300-PD w/PAD300-LFSB (C), PAD300-PHD w/PAD300-LFSB (C), PAD300-PHD w/PAD300-LFSB (Split) (C) [Potter] [SLC PAD] [*] [#2 SHARED ADDR ¦ SENSORS] PAD100-CD w/PAD100-4DB, PAD100-CD w/PAD100-6DB, PAD100-CD w/PAD100-IB, PAD100-CD w/PAD100-LFSB, PAD100-CD w/PAD100-RB, PAD100-CD w/PAD100-SB, PAD100-CD w/PAD100-SPKB, PAD100-DUCT (C), PAD100-DUCTR (C), PA
6bc3fca1-e923-4585-bf09-94d790cb30a3 |  |  |  | North | Edwards |  | Hardware |  |  |  | Hardware | TRUE | MN-HSMPDF300DEMO1 |  | Medium Power 300 Watt Omni-directional loudspeaker demonstration kit. Comes with HS Series 300 Watt Omni-directional loudspeaker, Amplifier, MP3 player, Speaker cable, Line-in cable, and Transit case. This product is to be used for demonstration purposes only and is not available for resale. | 1 | [6 empty] | FALSE | [5 empty] | #FFFFFFFF |  |  | FALSE | FALSE | FALSE | [14 empty] | FALSE | [7 empty] | THOR\acont | 2024-10-09 10:48
b4dd32a2-f48c-45ae-9711-94d8418c7443 | NFPA 170 SMOKE HEAT DETECTOR |  |  | North | Secutron |  | Smoke/Heat Detector |  |  |  | Module | TRUE | 7251 | ++ | Intelligent PinnacleTM Laser Smoke Detector, Standard Base | 1 | 0.00023 | 0.00033 |  |  |  |  | FALSE | TRUE |  |  | 1.66 inches H x 4 inches D |  | #FFFF0000 | FA-NFPA 170 SMOKE HEAT DETECTOR | 1 | FALSE | FALSE | FALSE | 1408 | [13 empty] | FALSE | [5 empty] | DESKTOP-7EIEB7A\acont | 2023-06-24 19:47 | THOR\acont | 2024-09-08 17:27 | Cloned from Secutron MRI-2351AP w/300-6 CLONED | [Secutron] [SLC SENSORS] [*] [#4 TYPE ADDR ¦ SENSORS] 7251 (C), MRI-2251B w/B210LP (C), MRI-2251BR (C), MRI-2251TB w/B210LP (C), MRI-2251TMB w/B210LP (C), MRI-2351AP w/300-6 (C), MRI-2351RAP (C), MRI-2351TAP w/300-6 (C), MRI-5251B w/B210LP (C), MRI-5251H [Secutron] [SLC MODULES SENSORS] [*] [#2 SHARED ADDR ¦ SENSORS] 7251 (C), MRI-2251B w/B210LP (C), MRI-2251BR (C), MRI-2251TB w/B210LP (C), MRI-2251TMB w/B210LP (C), MRI-2351AP w/300-6 (C), MRI-2351RAP (C), MRI-2351TAP w/300-6 (C), MRI-5251B w/B210LP (C),
3048e9c5-2965-47fb-bc51-94dc457be600 | NFPA 170 SPEAKER STROBE CEILING |  |  | North | Edwards |  | Speaker/Strobe |  |  |  | Module | TRUE | GCHFRF-S2VMC |  | 25V Ceiling Speaker/Strobe, Red, 15, 30, 75, 95 cd,FIRE | 1 | 0 | 0.318 |  |  |  |  | FALSE | TRUE |  |  |  |  | #FF0070C0 | FA-NFPA 170 SPEAKER STROBE CEILING | 1 | FALSE | FALSE | FALSE | 2020 | [13 empty] | FALSE |  |  | C |  |  |  |  | THOR\acont | 2024-09-08 17:27 |  | [Edwards, Kidde] [NAC] [16 VDC] EGCFR-VM (C), EGCF-VM (C), GCFR-S7VM (C), GCFR-VM (C), GCF-S2VM (C), GCF-S7VM (C), GCF-VM (C), GCHFRF-S2VMC (C), GCHFRF-S7VMC (C), GCHFRN-S2VMC (C), GCHFRN-S7VMC (C), GCHFWA-S2VMA (C), GCHFWA-S2VMC (C), GCHFWA-S7VMA (C), G [Edwards, Kidde] [AUDIO 25v] [25V AUDIO] EGCF-S2VMH (C), G4F-S2, G4F-S2V1575, G4F-S2VM, G4HFRF-S2, G4HFRF-S2VMC, G4HFRN-S2, G4HFRN-S2VMC, G4HFWA-S2, G4HFWA-S2VMA, G4HFWA-S2VMC, G4HFWF-S2, G4HFWF-S2VMC, G4HFWN-S2, G4HFWN-S2VMA, G4HFWN-S2VMC, G4RF-S2, G4RF [Edwards, Kidde] [NAC] [24 VDC] EGCFR-VM (C), EGCF-VM (C), GCFR-S7VM (C), GCFR-VM (C), GCF-S2VM (C), GCF-S7VM (C), GCF-VM (C), GCHFRF-S2VMC (C), GCHFRF-S7VMC (C), GCHFRN-S2VMC (C), GCHFRN-S7VMC (C), GCHFWA-S2VMA (C), GCHFWA-S2VMC (C), GCHFWA-S7VMA (C), G
da6a8022-b6d2-4334-8366-94dd1eb447a9 | NFPA 170 HEAT DETECTOR |  |  | North | Janus |  | Heat Detector |  |  |  | Module | TRUE | CR-200W | 99816 | Detector, Heat, Rate-of-Rise/Fixed Temperature, 200F, White | 1 | [6 empty] | FALSE | [5 empty] | #FFFF0000 | FA-NFPA 170 HEAT DETECTOR | 1 | FALSE | FALSE | FALSE | 1403 | [13 empty] | FALSE |  |  | 200° R/FT |  |  | DESKTOP-QGO6JOK\acont | 2021-06-01 11:40 | THOR\acont | 2024-09-08 17:27 | Cloned from Potter CR-165W | [Janus] [IDC] 02 CF-135W, CF-200W, CR-135W, CR-200-2-MP, CR-200W
0ca7ecf1-86c3-49b1-b25e-94e32f230d88 |  |  |  | North | Edwards |  | Hardware |  |  |  | Hardware | TRUE | MN-HS32SPKHRT3P |  | 1920 Watt HPSA (3 of 5 Active Panels) replacement speaker head - complete | 1 | [6 empty] | FALSE | [5 empty] | #FFFFFFFF |  |  | FALSE | FALSE | FALSE | [14 empty] | FALSE | [7 empty] | THOR\acont | 2024-10-09 10:48
632da08f-a6f6-49f3-acae-94e54ae6334d | NFPA 170 HORN CEILING |  |  | North | System Sensor |  | Horn |  |  |  | Module | TRUE | HCRL-LF | + | LF Sounder Strobe, Ceiling, Red | 1 | 0 | 0.047 |  |  |  |  | FALSE | TRUE |  |  |  |  | #FF0070C0 | FA-NFPA 170 HORN CEILING | 1 | FALSE | FALSE | FALSE | 2011 | [13 empty] | FALSE |  |  | LF |  |  | DESKTOP-7SAL8M7\acont | 2020-01-28 07:20 | THOR\acont | 2024-09-08 17:27 | Cloned from System Sensor HGRL-LF | [Notifier, System Sensor] [NAC] [VDC. TEMPORAL HIGH] HCRL-LF (C), HCWL-LF (C), HGRL-LF, HGWL-LF, HRL-LF, HRL-LF w/ WAV-RL, HWL-LF, HWL-LF w/ WAV-WL [Notifier, System Sensor] [NAC] [VDC. TEMPORAL LOW] HCRL-LF (C), HCWL-LF (C), HGRL-LF, HGWL-LF, HRL-LF, HRL-LF w/ WAV-RL, HWL-LF, HWL-LF w/ WAV-WL [Notifier, System Sensor] [NAC] [VFWR. TEMPORAL LOW] HCRL-LF (C), HCWL-LF (C), HGRL-LF, HGWL-LF, HRL-LF, HRL-LF w/ WAV-RL, HWL-LF, HWL-LF w/ WAV-WL [Notifier, System Sensor] [NAC] [VFWR. TEMPORAL HIGH] HCRL-LF (C), HCWL-LF (C), HGRL-LF, HGWL-LF, HRL-LF, HRL-LF w/ WAV-RL, HWL-LF, HWL-LF w/ WAV-WL
a6683888-5777-4037-9e98-94ef2a4b3489 |  |  |  | North | ProdataKey, Inc. |  | Cards & Components |  |  |  | Card | TRUE | 8DEE |  | Optional Ethernet Expander | 1 | [6 empty] | TRUE | [5 empty] | #FFFFFFFF |  |  | FALSE | FALSE | FALSE | [20 empty] | DESKTOP-7EIEB7A\acont | 2022-02-12 08:19 | THOR\acont | 2024-10-09 10:48 | Cloned from ProdataKey, Inc. RMPOE
393ff7e3-6751-416b-86c9-94ef66452670 | NFPA 170 STROBE CEILING |  |  | North | Siemens |  | Strobe |  |  |  | Module | TRUE | SL2SCR-ALA | S54329-F182-A1++ | Strobe, Ceiling, Amber, Red, Alert | 1 | [7 empty] | TRUE |  |  |  |  | #FF0070C0 | FA-NFPA 170 STROBE CEILING | 1 | FALSE | FALSE | FALSE | 2023 | [19 empty] | DESKTOP-7EIEB7A\acont | 2023-08-03 09:40 | THOR\acont | 2024-09-08 17:27 | Cloned from Siemens SL2SWR-ALA | [Siemens] [NAC] [16.0 – 33.0 VDC] SL2SCR-A (C), SL2SCR-AL (C), SL2SCR-ALA (C), SL2SCR-ALB (C), SL2SCR-F (C), SL2SCR-FB (C), SL2SCR-N (C), SL2SCR-NA (C), SL2SCR-NB (C), SL2SCW-A (C), SL2SCW-AL (C), SL2SCW-ALA (C), SL2SCW-ALB (C), SL2SCW-EV (C), SL2SCW-F (
f47ad4ec-6f29-4e19-b067-94f212896c1d |  |  |  | North | Autocall |  | Cards & Components |  |  |  | Card | TRUE | A100-9703 |  | Control Panel Mounted InfoAlarm Command Center | 1 | 0.349 | 0.391 |  |  |  |  | TRUE | [5 empty] | #FFFFFFFF |  |  | FALSE | FALSE | FALSE | [20 empty] | OFFICE-ALIENWIN\AugWin7 | 2021-11-18 17:14 | THOR\acont | 2024-10-09 10:48 | Cloned from Advanced New Part
c4bfd07f-a7c7-478e-a580-94f23ea4f847 | NFPA 170 HORN STROBE CEILING |  |  | North | Edwards |  | Horn/Strobe |  |  |  | Module | TRUE | GCWA-HDVMHA |  | MNEC Horn-Strobe, white, ALERT, 95-177 cd, amber | 1 | 0 | 0.341 |  |  |  |  | FALSE | TRUE |  |  |  |  | #FF0070C0 | FA-NFPA 170 HORN STROBE CEILING | 1 | FALSE | FALSE | FALSE | 2013 | [13 empty] | FALSE |  |  | C |  |  |  |  | THOR\acont | 2024-09-08 17:27 |  | [Edwards, Kidde] [NAC] [24 VDC, LOW DB] EGCF-HDVMH (C), GCF-HDVMH (C), GC-HDVMH (C), GCWA-HDVMHA (C), GCWA-HDVMHB (C), GCWA-HDVMHC (C), GCWA-HDVMHG (C), GCWA-HDVMHR (C), GCWN-HDVMHA (C), GCWN-HDVMHB (C), GCWN-HDVMHC (C), GCWN-HDVMHG (C), GCWN-HDVMHR (C) [Edwards, Kidde] [NAC] [16 VDC, HIGH DB] EGCF-HDVMH (C), GCF-HDVMH (C), GC-HDVMH (C), GCWA-HDVMHA (C), GCWA-HDVMHB (C), GCWA-HDVMHC (C), GCWA-HDVMHG (C), GCWA-HDVMHR (C), GCWN-HDVMHA (C), GCWN-HDVMHB (C), GCWN-HDVMHC (C), GCWN-HDVMHG (C), GCWN-HDVMHR (C) [Edwards, Kidde] [NAC] [16 VDC, LOW DB] EGCF-HDVMH (C), GCF-HDVMH (C), GC-HDVMH (C), GCWA-HDVMHA (C), GCWA-HDVMHB (C), GCWA-HDVMHC (C), GCWA-HDVMHG (C), GCWA-HDVMHR (C), GCWN-HDVMHA (C), GCWN-HDVMHB (C), GCWN-HDVMHC (C), GCWN-HDVMHG (C), GCWN-HDVMHR (C) [Edwards, Kidde] [NAC] [24 VDC, HIGH DB] EGCF-HDVMH (C), GCF-HDVMH (C), GC-HDVMH (C), GCWA-HDVMHA (C), GCWA-HDVMHB (C), GCWA-HDVMHC (C), GCWA-HDVMHG (C), GCWA-HDVMHR (C), GCWN-HDVMHA (C), GCWN-HDVMHB (C), GCWN-HDVMHC (C), GCWN-HDVMHG (C), GCWN-HDVMHR (C)
5f25d9b6-1dd8-4c83-956e-94f595b20edf | NFPA 170 MULTI DETECTOR |  |  | North | Fike |  | Multi Criteria Detector |  |  |  | Module | TRUE | FIK-2351TIR w/B200S-WH | ++ | Multi‐criteria photoelectric, thermal, and infrared smoke detector, white, Sounder Base | 1 | 0.0002 | 0.0045 |  |  | 24 |  | FALSE | TRUE |  |  | 2.7” H x 6.875” D (69 mm x 175 mm), installed in B200S series sounder base |  | #FFFF0000 | FA-NFPA 170 MULTI DETECTOR | 1 | FALSE | FALSE | FALSE | 1408 | [13 empty] | FALSE |  |  | CO, SB |  |  | DESKTOP-7EIEB7A\acont | 2023-01-03 07:57 | THOR\acont | 2024-09-08 17:27 | Cloned from Fike FIK-FC351 w/B200S-WH | [Fike] [SLC IDP SENSORS] [*] [#4 TYPE ADDR ¦ SENSORS] DNR w/FIK‐2351R (C), FIK-2351 w/B200S-LF-WH (C), FIK-2351 w/B200S-WH (C), FIK-2351 w/B224RB-WH (C), FIK-2351 w/B300-6 (C), FIK-2351T w/B200S-LF-WH (C), FIK-2351T w/B200S-WH (C), FIK-2351T w/B224RB-WH [Fike] [AUX POWER] [SOUNDER ++] FIK-2351 w/B200S-WH (C), FIK-2351T w/B200S-WH (C), FIK-2351TIR w/B200S-WH (C), FIK-5351 w/B200S-WH (C), FIK-5351H w/B200S-WH (C), FIK-5351R w/B200S-WH (C), FIK-FC351 w/B200S-WH (C)
02f7d4cc-2771-490a-86fe-94f7944497ad | NFPA 170 SMOKE DETECTOR |  |  | North | Hochiki |  | Smoke Detector |  |  |  | Module | TRUE | SLR-24H w/NS6-100 STANDARD BASE | SLR-24H w/NS6-100 STANDARD BASE | PHOTOELECTRIC SMOKE DETECTOR w/ STANDARD BASE | 1 |  | 0.3 |  |  |  |  | TRUE | TRUE |  | *Refer to Install Sheet |  |  | #FFFF0000 | FA-NFPA 170 SMOKE DETECTOR | 1 | FALSE | FALSE | FALSE | 1408 | [19 empty] | DESKTOP-0D6CQVA\lousc | 2019-10-12 06:54 | THOR\acont | 2024-09-08 17:27 | from Hochiki SLR-24V w/NS6-100 STANDARD BASE | [Hochiki] [IDC] 02 [IDC] SLR-24H w/HSC-220L LATCHING LED BASE (C), SLR-24H w/HSC-220R - 2 WIRE RELAY BASE (C), SLR-24H w/HSC-221L LATCHING LED BASE (C), SLR-24H w/HSC-221R - 2 WIRE RELAY BASE (C), SLR-24H w/HSC-224L LATCHING LED BASE (C), SLR-24H w/HSC-2
e35be3c1-4087-4e07-96d6-94f9a46371c5 |  |  |  | North | Honeywell |  | Cards & Components |  |  |  | Card | TRUE | HPF902ULADA Main Board | + | Main board | 1 | 0.075 | 0.205 |  |  |  |  | TRUE | [5 empty] | #FFFFFFFF |  |  | FALSE | FALSE | FALSE | [14 empty] | FALSE | [5 empty] | DESKTOP-7EIEB7A\acont | 2021-01-15 07:15 | THOR\acont | 2024-10-09 10:48 | Cloned from Gamewell HPF902ULADA Main Board | [Gamewell FCI, Honeywell] [NAC Trigger] HPF902ULADA Main Board | [Honeywell] HPF902ULADA Main Board
c4b55403-3658-4cb1-a33e-94fd83ca8a44 | CADGEN KEYPAD | CADGEN KEYPAD |  | North | DMP |  | Keypad Interface |  |  |  | Module | TRUE | 7060-W | ++ | Thinline LCD Keypad | 1 | 0.072 | 0.087 |  |  | 12 |  | FALSE | [5 empty] | #FFFF0000 | FA-CADGEN KEYPAD | 1 | FALSE | FALSE | FALSE | 255 | [13 empty] | FALSE | [5 empty] | DESKTOP-7EIEB7A\acont | 2023-02-06 09:23 | THOR\acont | 2024-09-08 17:27 | Cloned from DMP 7872 | [DMP, Honeywell] [DMP LX BUS] [*] [LX BUS] 630F, 6460W-2, 7060N-W, 7060-W, 7063N-W, 7063-W, 7070N-W, 7070-W, 7073N-W, 7073-W, 7463-W, 7830F, 7872, 7873
8f43587c-ed87-4373-8ca3-94fe2b26c538 | NFPA 170 SPEAKER STROBE CEILING |  |  | North | Kidde |  | Speaker/Strobe |  |  |  | Module | TRUE | EGCF-S2VMH |  | 25V Speaker/Strobe, white, FIRE, 95, 115, 150, 177 cd, clear | 1 | 0 | 0.342 |  |  |  |  | FALSE | TRUE |  |  |  |  | #FF0070C0 | FA-NFPA 170 SPEAKER STROBE CEILING | 1 | FALSE | FALSE | FALSE | 2020 | [13 empty] | FALSE |  |  | C |  |  | DESKTOP-7SAL8M7\acont | 2020-01-02 08:10 | THOR\acont | 2024-09-08 17:27 | Cloned from Edwards GCF-S2VMH | [Edwards, Kidde] [NAC] [24 VDC] EGCF-S2VMH (C), EGCF-VMH (C), GCF-S2VMH (C), GCF-S7VMH (C), GCF-VMH (C), GCHFRF-S2VMCH (C), GCHFRF-S7VMCH (C), GCHFRN-S2VMCH (C), GCHFRN-S7VMCH (C), GCHFWA-S2VMAH (C), GCHFWA-S2VMCH (C), GCHFWA-S7VMAH (C), GCHFWA-S7VMCH (C [Edwards, Kidde] [NAC] [16 VDC] EGCF-S2VMH (C), EGCF-VMH (C), GCF-S2VMH (C), GCF-S7VMH (C), GCF-VMH (C), GCHFRF-S2VMCH (C), GCHFRF-S7VMCH (C), GCHFRN-S2VMCH (C), GCHFRN-S7VMCH (C), GCHFWA-S2VMAH (C), GCHFWA-S2VMCH (C), GCHFWA-S7VMAH (C), GCHFWA-S7VMCH (C [Edwards, Kidde] [AUDIO 25v] [25V AUDIO] EGCF-S2VMH (C), G4F-S2, G4F-S2V1575, G4F-S2VM, G4HFRF-S2, G4HFRF-S2VMC, G4HFRN-S2, G4HFRN-S2VMC, G4HFWA-S2, G4HFWA-S2VMA, G4HFWA-S2VMC, G4HFWF-S2, G4HFWF-S2VMC, G4HFWN-S2, G4HFWN-S2VMA, G4HFWN-S2VMC, G4RF-S2, G4RF
3cd5dd70-f448-4a7c-b2ea-9501fad6ea9f |  |  |  | North | Evax | [5 empty] | Module | TRUE | EVX-ATM | + | Audio Transponder Module | 1 | 0.015 | 0.035 |  |  |  |  | TRUE | [5 empty] | #FFFFFFFF |  |  | FALSE | FALSE | FALSE | [20 empty] | DESKTOP-7EIEB7A\acont | 2022-02-12 14:12 | THOR\acont | 2024-10-09 10:48 | Cloned from Evax EVX-SC
a3b5dbac-aa06-468a-bf1b-9503c839398d | NFPA 170 HORN STROBE CEILING |  |  | North | System Sensor |  | Horn/Strobe |  |  |  | Module | TRUE | PC2R | + | 2-Wire, Horn Strobe, Red | 1 | 0 | 0.071 |  |  |  |  | FALSE | TRUE |  |  |  |  | #FF0070C0 | FA-NFPA 170 HORN STROBE CEILING | 1 | FALSE | FALSE | FALSE | 2013 | [13 empty] | FALSE |  |  | C |  |  | DESKTOP-7EIEB7A\acont | 2021-07-29 12:01 | THOR\acont | 2024-09-08 17:27 | Cloned from System Sensor PC2RL | [System Sensor] [NAC] [VFWR, TEMPORAL HIGH] PC2R (C), PC2W (C) [System Sensor] [NAC] [VDC, TEMPORAL HIGH] PC2R (C), PC2W (C)
c2aee1e5-61d3-43fa-ad96-95052a84e0d9 | CADGEN STI STOPPER |  |  | North | STI |  | Accessories |  |  |  | Module | TRUE | STI-9708R |  | Horn/Strobe/Speaker Damage Stopper® - Red | 1 | [6 empty] | FALSE | [5 empty] | #FFFF0000 | FA-CADGEN STI STOPPER | 1 | FALSE | FALSE | FALSE | [14 empty] | FALSE | [5 empty] | DESKTOP-7SAL8M7\acont | 2020-09-14 15:49 | THOR\acont | 2024-09-08 17:27 | Cloned from STI STI-9708
3907d3d3-dc99-4fe6-82a2-9505352c3553 | NFPA 170 HORN |  |  | North | e2S |  | Horn |  |  |  | Module | TRUE | D1xS1R | + | Radial Alarm Horn Sounder | 1 | [6 empty] | FALSE | [5 empty] | #FF0070C0 | FA-NFPA 170 HORN | 1 | FALSE | FALSE | FALSE | 2021 | [13 empty] | FALSE | [5 empty] | DESKTOP-7EIEB7A\acont | 2022-03-14 11:04 | THOR\acont | 2024-09-08 17:27 | Cloned from e2S D1xL1F | [e2S] [NAC] D1xS1R
bb6ad543-ac00-4bef-b582-95082404786b | NFPA 170 BELL |  |  | North | Edwards |  | Bell |  |  |  | Module | TRUE | 439DEX-10AW |  | 10" Explosionproof Bell, 24Vdc, Class I, II, & III | 1 | [6 empty] | FALSE | [5 empty] | #FFFF0000 | FA-NFPA 170 BELL | 1 | FALSE | FALSE | FALSE | 2000 | [13 empty] | FALSE | [7 empty] | THOR\acont | 2024-09-08 17:27 |  | [Edwards, Kidde] [NAC] [VDC] 439D-10AW, 439D-10AWC, 439D-10AW-R, 439D-6AW, 439D-6AWC, 439D-6AW-R, 439D-8AW, 439D-8AW-R, 439DEX-10AW, 439DEX-6AW, 439DEX-8AW
760a1c4f-785e-4ce7-aba7-950849e9457a | NFPA 170 ASPIRATING SMOKE DETECTOR |  |  | North | Xtralis |  | Air Sampling Detection |  |  |  | Module | TRUE | VEP-A00-1P-NTF | + | Up to 10,760 sq. ft (1000 sq. m) coverage through one pipe. | 5 | 0.36 | 0.39 |  |  |  |  | FALSE | [5 empty] | #FFFF0000 | FA-NFPA 170 ASPIRATING SMOKE DETECTOR | 1 | FALSE | FALSE | FALSE | [14 empty] | FALSE | [5 empty] | DESKTOP-7EIEB7A\acont | 2021-04-08 08:16 | THOR\acont | 2024-09-08 17:27 | Cloned from Xtralis VEP-A00-1P | [Gamewell FCI, Xtralis] [SLC MODULES] [#3] AAD-7100X (C), AAD-8100 (C), VEA-040-A00 (C), VEA-040-A10 (C), VEP-A00-1P-NTF, VEP-A00-P-NTF, VEP-A10-P-NTF [Xtralis] [AUX POWER] [*] VEP-A00-1P, VEP-A00-1P-NTF, VEP-A00-P, VEP-A00-P-NTF, VEP-A10-P, VEP-A10-P-NTF, VLF-250 (C), VLF-500 (C), VLI-880 (C), VLI-885 (C), XAS-1-US (C), XAS-2-US (C) [Gamewell FCI, Xtralis] [SLC MODULES] [#2] AAD-7100X (C), AAD-8100 (C), VEA-040-A00 (C), VEA-040-A10 (C), VEP-A00-1P-NTF, VEP-A00-P-NTF, VEP-A10-P-NTF [Autocall, Simplex, Xtralis] [IDC] [#3] 4098-VEP-A00-1P, 4098-VEP-A00-P, 4098-VEP-A10-P, 4098-VES-A00-P, 4098-VES-A10-P, A4098-VEP-A00-1P, A4098-VEP-A00-P, A4098-VEP-A10-P, A4098-VES-A00-P, A4098-VES-A10-P, VEP-A00-1P, VEP-A00-1P-NTF, VEP-A00-P, VEP-A10- [Xtralis] [IDC] 04 [FAULT] VEP-A00-1P, VEP-A00-1P-NTF, VEP-A00-P, VEP-A00-P-NTF, VEP-A10-P, VEP-A10-P-NTF, VEU-A00, VEU-A10, VIC-020, VIC-030 [Xtralis] [IDC] 02 [ACTION] VEP-A00-1P, VEP-A00-1P-NTF, VEP-A00-P, VEP-A00-P-NTF, VEP-A10-P, VEP-A10-P-NTF, VEU-A00, VEU-A10, VIC-020, VIC-030 [Xtralis] [AUX POWER] [1] VEP-A00-1P, VEP-A00-1P-NTF, VEP-A00-P, VEP-A00-P-NTF, VEP-A10-P, VEP-A10-P-NTF, VEU-A00, VLF-250 (C), VLF-500 (C), VLI-880 (C), VLI-885 (C), XAS-1-US (C), XAS-2-US (C) [Xtralis] [AUX POWER] [10] VEP-A00-1P, VEP-A00-1P-NTF, VEP-A00-P, VEP-A00-P-NTF, VEP-A10-P, VEP-A10-P-NTF, VEU-A10, VLF-250 (C), VLF-500 (C), VLI-880 (C), VLI-885 (C), XAS-1-US (C), XAS-2-US (C) [Xtralis] [AUX POWER] [10] VEP-A00-1P, VEP-A00-1P-NTF, VEP-A00-P, VEP-A00-P-NTF, VEP-A10-P, VEP-A10-P-NTF, VEU-A00, VLF-250 (C), VLF-500 (C), VLI-880 (C), VLI-885 (C), XAS-1-US (C), XAS-2-US (C) [Xtralis] [IDC] 03 [FIRE 2] VEP-A00-1P, VEP-A00-1P-NTF, VEP-A00-P, VEP-A00-P-NTF, VEP-A10-P, VEP-A10-P-NTF, VEU-A00, VEU-A10, VIC-020, VIC-030 [Autocall, Simplex, Xtralis] [IDC] [#2] 4098-VEP-A00-1P, 4098-VEP-A00-P, 4098-VEP-A10-P, 4098-VES-A00-P, 4098-VES-A10-P, A4098-VEP-A00-1P, A4098-VEP-A00-P, A4098-VEP-A10-P, A4098-VES-A00-P, A4098-VES-A10-P, VEP-A00-1P, VEP-A00-1P-NTF, VEP-A00-P, VEP-A10- [Autocall, Simplex, Xtralis] [IDC] [#1] 4098-VEP-A00-1P, 4098-VEP-A00-P, 4098-VEP-A10-P, 4098-VES-A00-P, 4098-VES-A10-P, A4098-VEP-A00-1P, A4098-VEP-A00-P, A4098-VEP-A10-P, A4098-VES-A00-P, A4098-VES-A10-P, VEP-A00-1P, VEP-A00-1P-NTF, VEP-A00-P, VEP-A10- [Autocall, Simplex, Xtralis] [IDC] [#5] 4098-VEP-A00-1P, 4098-VEP-A00-P, 4098-VEP-A10-P, 4098-VES-A00-P, 4098-VES-A10-P, A4098-VEP-A00-1P, A4098-VEP-A00-P, A4098-VEP-A10-P, A4098-VES-A00-P, A4098-VES-A10-P, VEP-A00-1P, VEP-A00-1P-NTF, VEP-A00-P, VEP-A10- [Gamewell FCI, Xtralis] [IDC] 02 [ACTION] 7100X (C), 8100 (C), 9400X (C), AAD-7100X (C), AAD-8100 (C), VEP-A00-1P, VEP-A00-1P-NTF, VEP-A00-P, VEP-A00-P-NTF, VEP-A10-P, VEP-A10-P-NTF, VLF-250 (C), VLF-500 (C), VLI-880 (C), VLI-885 (C), XAS-1-US (C), XAS-2 [Xtralis] [IDC] 09 [ALERT] VEP-A00-1P-NTF, VEP-A00-P-NTF, VEP-A10-P-NTF [Autocall, Simplex, Xtralis] [IDC] [#4] 4098-VEP-A00-1P, 4098-VEP-A00-P, 4098-VEP-A10-P, 4098-VES-A00-P, 4098-VES-A10-P, A4098-VEP-A00-1P, A4098-VEP-A00-P, A4098-VEP-A10-P, A4098-VES-A00-P, A4098-VES-A10-P, VEP-A00-1P, VEP-A00-1P-NTF, VEP-A00-P, VEP-A10- [Gamewell FCI, Xtralis] [SLC MODULES] [#5] AAD-7100X (C), AAD-8100 (C), VEA-040-A00 (C), VEA-040-A10 (C), VEP-A00-1P-NTF, VEP-A00-P-NTF, VEP-A10-P-NTF [Xtralis] [AUX POWER] [1] VEP-A00-1P, VEP-A00-1P-NTF, VEP-A00-P, VEP-A00-P-NTF, VEP-A10-P, VEP-A10-P-NTF, VEU-A10, VLF-250 (C), VLF-500 (C), VLI-880 (C), VLI-885 (C), XAS-1-US (C), XAS-2-US (C) [Xtralis] [IDC] 05 [ALERT] VEP-A00-1P, VEP-A00-1P-NTF, VEP-A00-P, VEP-A00-P-NTF, VEP-A10-P, VEP-A10-P-NTF, VEU-A00, VEU-A10, VIC-020, VIC-030 [Gamewell FCI, Xtralis] [SLC SENSORS] [#3 TYPE ADDR ¦ SENSORS] AAD-7100X (C), AAD-8100 (C), VEA-040-A00 (C), VEA-040-A10 (C), VEA-040-A10-NTF (C), VEP-A00-1P-NTF, VEP-A00-P-NTF, VEP-A10-P-NTF [Xtralis] [AUX POWER] [5] VEP-A00-1P, VEP-A00-1P-NTF, VEP-A00-P, VEP-A00-P-NTF, VEP-A10-P, VEP-A10-P-NTF, VEU-A00, VLF-250 (C), VLF-500 (C), VLI-880 (C), VLI-885 (C), XAS-1-US (C), XAS-2-US (C) [Gamewell FCI, Xtralis] [IDC] 01 [FAULT 1] 7100X (C), 8100 (C), 9400X (C), AAD-7100X (C), AAD-8100 (C), VEP-A00-1P, VEP-A00-1P-NTF, VEP-A00-P, VEP-A00-P-NTF, VEP-A10-P, VEP-A10-P-NTF, VLF-250 (C), VLF-500 (C), VLI-880 (C), VLI-885 (C), XAS-1-US (C), XAS- [Gamewell FCI, Xtralis] [SLC MODULES] [#4] AAD-7100X (C), AAD-8100 (C), VEA-040-A00 (C), VEA-040-A10 (C), VEP-A00-1P-NTF, VEP-A00-P-NTF, VEP-A10-P-NTF [Xtralis] [AUX POWER] [5] VEP-A00-1P, VEP-A00-1P-NTF, VEP-A00-P, VEP-A00-P-NTF, VEP-A10-P, VEP-A10-P-NTF, VEU-A10, VLF-250 (C), VLF-500 (C), VLI-880 (C), VLI-885 (C), XAS-1-US (C), XAS-2-US (C) [Gamewell FCI, Xtralis] [IDC] 03 [FIRE1] 7100X (C), 8100 (C), 9400X (C), AAD-7100X (C), AAD-8100 (C), VEP-A00-1P, VEP-A00-1P-NTF, VEP-A00-P, VEP-A00-P-NTF, VEP-A10-P, VEP-A10-P-NTF, VLF-250 (C), VLF-500 (C), VLI-880 (C), VLI-885 (C), XAS-1-US (C), XAS-2- [Xtralis] [IDC] 01 [FIRE 1] VEP-A00-1P, VEP-A00-1P-NTF, VEP-A00-P, VEP-A00-P-NTF, VEP-A10-P, VEP-A10-P-NTF, VEU-A00, VEU-A10, VIC-020, VIC-030
44f34ad2-852a-496a-8c86-950a8178f149 | NFPA 170 SPEAKER WALL |  |  | North | Eaton Wheelock |  | Speaker |  |  |  | Module | TRUE | DB425ULXN2CR |  | Speaker, 25 Watt, Transformer, Red Finish | 1 | [6 empty] | FALSE | [5 empty] | #FF0070C0 | FA-NFPA 170 SPEAKER WALL | 1 | FALSE | FALSE | FALSE | 2021 | [13 empty] | FALSE |  |  | XP |  |  | DESKTOP-7EIEB7A\acont | 2021-01-29 09:21 | THOR\acont | 2024-09-08 17:27 | Cloned from Eaton DB4BULG825N2CBR | [Eaton Wheelock] [AUDIO 25v] [25V AUDIO] DB425ULXN2CR [Eaton Wheelock] [AUDIO 70.7v] [70V AUDIO] DB425ULXN2CR
9a22b8e0-8654-4d3e-a11d-951215882f7a | NFPA 170 SPEAKER WALL |  |  | North | Siemens |  | Speaker |  |  |  | Module | TRUE | SE-W | 500-636030 | E SPEAKER WHITE | 1 | [6 empty] | FALSE | [5 empty] | #FF0070C0 | FA-NFPA 170 SPEAKER WALL | 1 | FALSE | FALSE | FALSE | 2021 | [13 empty] | FALSE | [7 empty] | THOR\acont | 2024-09-08 17:27 |  | [Siemens] [AUDIO 25v] [25V AUDIO] SEC-R (C), SEC-W (C), SE-MC-CR (C), SE-MC-CW (C), SE-MC-R, SE-MC-W, SE-R, SE-W [Siemens] [AUDIO 70.7v] [70V AUDIO] SEC-R (C), SEC-W (C), SE-MC-CR (C), SE-MC-CW (C), SE-MC-R, SE-MC-W, SE-R, SE-W
79595453-1d9a-4e7f-8f32-9512c9ecdc0f | NFPA 170 FIRE PHONE |  |  | North | Silent Knight |  | Fire Phone |  |  |  | Module | TRUE | FFT-FPJ |  | Fireman's Phone Jack | 1 | 0 | 0 |  |  |  |  | FALSE | [5 empty] | #FFFF0000 | FA-NFPA 170 FIRE PHONE | 1 | FALSE | FALSE | FALSE | 208 | [13 empty] | FALSE |  |  | FPJ |  |  | DESKTOP-7EIEB7A\acont | 2021-10-11 15:41 | THOR\acont | 2024-09-08 17:27 | Cloned from Gamewell FCI FPJ | [Edwards, Gamewell FCI, MIRCOM, Silent Knight] [FFT] [FFT] 6700-0061, 6830-3, 6830-4, 6830-5A-4, 6830-6A-4, 6830-NY-F4, 6830-NY-S4, 6833-4, FFT-FPJ, FPJ, FT-300A
85095bc3-85c7-4952-9297-95164ceb4be6 | NFPA 170 SPEAKER STROBE |  |  | North | Siemens |  | Speaker/Strobe |  |  |  | Module | TRUE | SEH-HMC-R | S54360-F8-A1 | HIGH FIDELITY SPEAKER STROBE, HIFI, WALL, 135/185 CD, RED | 1 | [12 empty] | #FF0070C0 | FA-NFPA 170 SPEAKER STROBE | 1 | FALSE | FALSE | FALSE | 2019 | [19 empty] | DESKTOP-7SAL8M7\acont | 2019-08-13 09:04 | THOR\acont | 2024-09-08 17:27 | B,T | [Siemens] [AUDIO 25v] [25V AUDIO] SEH-AMC-W-ALERT, SEH-HMC-R, SEH-HMC-R-B, SEH-HMC-W, SEH-HMC-W-ALERT, SEH-HMC-W-B, SEH-MC-R, SEH-MC-R-ALERT, SEH-MC-R-B, SEH-MC-W, SEH-MC-W-ALERT, SEH-MC-W-B, SEH-MC-W-BLANK, SEH-R, SEH-W, SEH-W-ALERT [Siemens] [NAC] [VDC] SEFH-HMC-R, SEFH-HMC-W, SEH-HMC-R, SEH-HMC-R-B, SEH-HMC-W, SEH-HMC-W-ALERT, SEH-HMC-W-B [Siemens] [AUDIO 70.7v] [70V AUDIO] SEH-AMC-W-ALERT, SEH-HMC-R, SEH-HMC-R-B, SEH-HMC-W, SEH-HMC-W-ALERT, SEH-HMC-W-B, SEH-MC-R, SEH-MC-R-ALERT, SEH-MC-R-B, SEH-MC-W, SEH-MC-W-ALERT, SEH-MC-W-B, SEH-MC-W-BLANK, SEH-R, SEH-W, SEH-W-ALERT
cd38e645-a901-41ae-be1e-951811c88925 | NFPA 170 SPEAKER STROBE CEILING |  |  | North | Simplex |  | Speaker/Strobe |  |  |  | Module | TRUE | A49SVH-APPLC-O | + | Ceiling Mount Addressable Weatherproof S/V Appliance Only. | 1 | 0 | 0 |  |  |  |  | TRUE | TRUE |  |  |  |  | #FF0070C0 | FA-NFPA 170 SPEAKER STROBE CEILING | 1 | FALSE | FALSE | FALSE | 2019 | [16 empty] | C, WP |  |  | DESKTOP-7EIEB7A\acont | 2022-02-21 15:05 | THOR\acont | 2024-09-08 17:27 | Cloned from Simplex A49SVH-APPLC | [Autocall, Simplex] [IDNac] [23VDC] 49SVH-APPLC-O (C), 49SVH-APPLC-O-BA (C), 49VOH-APPLC-O (C), 49VOH-APPLC-O-BA (C), A49SVH-APPLC-O (C), A49SVH-APPLC-O-BA (C), A49VOH-APPLC-O (C), A49VOH-APPLC-O-BA (C) [Autocall, Simplex] [AUDIO 25v] [25V AUDIO] 49HF-APPLC (C), 49HF-APPLC-BA (C), 49HFV-APPLC (C), 49HFV-APPLC-BA (C), 49HFVH-APPLC (C), 49HFVH-APPLC-BA (C), 49SO-APPLC (C), 49SO-APPLC-BA (C), 49SO-APPLC-O (C), 49SO-APPLC-O-BA (C), 49SV-APPLC (C), 49SV-APPL [Autocall, Simplex] [AUDIO 70.7v] [70V AUDIO] 49HF-APPLC (C), 49HF-APPLC-BA (C), 49HFV-APPLC (C), 49HFV-APPLC-BA (C), 49HFVH-APPLC (C), 49HFVH-APPLC-BA (C), 49SO-APPLC (C), 49SO-APPLC-BA (C), 49SO-APPLC-O (C), 49SO-APPLC-O-BA (C), 49SV-APPLC (C), 49SV-AP
e0d1ded4-80e5-47e8-9b63-9518b903c21a | NFPA 170 STROBE CEILING |  |  | North | Siemens |  | Strobe |  |  |  | Module | TRUE | SLSCW-F | S54329-F15-A1 | SLSCW-F ST,CLG,WHT,FIRE | 1 | [7 empty] | TRUE |  |  |  |  | #FF0070C0 | FA-NFPA 170 STROBE CEILING | 1 | FALSE | FALSE | FALSE | 2022 | [19 empty] | DESKTOP-7SAL8M7\acont | 2019-08-13 09:04 | THOR\acont | 2024-09-08 17:27 |  | [Siemens] [NAC] [24 VDC] SL2SPSCW-F (C), SLSCR-AL (C), SLSCR-ALA (C), SLSCR-F (C), SLSCR-FB (C), SLSCR-N (C), SLSCR-NA (C), SLSCW-A (C), SLSCW-AL (C), SLSCW-ALA (C), SLSCW-F (C), SLSCW-FB (C), SLSCW-N (C), SLSCW-NA (C), SLSPSCR-A (C), SLSPSCR-AL (C), SLS
24b49869-5f10-48af-b972-951c024befe9 | NFPA 170 AMPLIFIER RACK | RISER AMP |  | North | Sigcom |  | Cards & Components |  |  |  | Card | TRUE | MNS-100EXP (100W, 25V) MAIN BOARD | + | 100 Watt Panel, 4 Speaker Circuits, Back-up Battery and Power Supply | 1 | 0.272 | 0.446 |  |  |  |  | FALSE | [5 empty] | #FFFF0000 | FA-NFPA 170 AMPLIFIER RACK | 1 | FALSE | FALSE | FALSE | 300 | [8 empty] | 7,12,18 |  |  |  | 100 | TRUE | [5 empty] | DESKTOP-7EIEB7A\acont | 2021-03-12 08:03 | THOR\acont | 2024-09-08 17:27 | Cloned from Sigcom MNS-100EXP (100W, 25V) | [Sigcom] [NAC Trigger] [NAC INPUT] MNS-100EXP (100W, 25V) MAIN BOARD, MNS-100EXP (100W, 70V) MAIN BOARD [Sigcom] [AUDIO LOW] [#1 AUDIO INPUT] MNS-100APB (100W, 25V) MAIN BOARD, MNS-100APB (100W, 70V) MAIN BOARD, MNS-100EXP (100W, 25V) MAIN BOARD, MNS-100EXP (100W, 70V) MAIN BOARD [Sigcom] [AUDIO LOW] [#2 AUX AUDIO INPUT] MNS-100EXP (100W, 25V) MAIN BOARD, MNS-100EXP (100W, 70V) MAIN BOARD, VECP-25 (25W, 25V) MAIN BOARD, VECP-50 (50W, 25V) MAIN BOARD [Sigcom] [MIC] [MIC INPUT] MNS-100EXP (100W, 25V) MAIN BOARD, MNS-100EXP (100W, 70V) MAIN BOARD | [Sigcom] MNS-100EXP (100W, 25V) MAIN BOARD
feca621c-d0e0-422b-9e79-9527493748bb |  |  |  | North | Edwards |  | Hardware |  |  |  | Hardware | TRUE | STI-6580 |  | Heater 8 Watts, 12Vac, requires 12 Vac | 1 | [6 empty] | FALSE | [5 empty] | #FFFFFFFF |  |  | FALSE | FALSE | FALSE | [14 empty] | FALSE | [7 empty] | THOR\acont | 2024-10-09 10:48
6cb9d2d7-01fa-4de9-b459-952b8734fe5a | NFPA 170 SPEAKER CEILING |  |  | North | Simplex |  | Speaker |  |  |  | Module | TRUE | 49SO-APPLC | + | Ceiling mount Addressable S/O appliance only. | 1 | 0.0008 | 0.009 |  |  |  |  | TRUE | TRUE |  |  |  |  | #FF0070C0 | FA-NFPA 170 SPEAKER CEILING | 1 | FALSE | FALSE | FALSE | 2019 | [16 empty] | C |  |  | DESKTOP-7EIEB7A\acont | 2022-02-21 14:46 | THOR\acont | 2024-09-08 17:27 | Cloned from Autocall A49SO-APPLC | [Autocall, Simplex] [AUDIO 25v] [25V AUDIO] 49HF-APPLC (C), 49HF-APPLC-BA (C), 49HFV-APPLC (C), 49HFV-APPLC-BA (C), 49HFVH-APPLC (C), 49HFVH-APPLC-BA (C), 49SO-APPLC (C), 49SO-APPLC-BA (C), 49SO-APPLC-O (C), 49SO-APPLC-O-BA (C), 49SV-APPLC (C), 49SV-APPL [Autocall, Simplex] [AUDIO 70.7v] [70V AUDIO] 49HF-APPLC (C), 49HF-APPLC-BA (C), 49HFV-APPLC (C), 49HFV-APPLC-BA (C), 49HFVH-APPLC (C), 49HFVH-APPLC-BA (C), 49SO-APPLC (C), 49SO-APPLC-BA (C), 49SO-APPLC-O (C), 49SO-APPLC-O-BA (C), 49SV-APPLC (C), 49SV-AP [Autocall, Simplex] [IDNac] [IDNAC] 49HF-APPLC (C), 49HF-APPLC-BA (C), 49HF-APPLW, 49HF-APPLW-BA, 49SO-APPLC (C), 49SO-APPLC-BA (C), 49SO-APPLC-O (C), 49SO-APPLC-O-BA (C), 49SO-APPLW, 49SO-APPLW-BA, 49SO-APPLW-O, 49SO-APPLW-O-BA, A49HF-APPLC (C), A49HF-A
d3fa940f-20da-4e5d-b886-952bfab36f68 |  |  |  | North | Potter |  | Cards & Components |  |  |  | Card | TRUE | RLY-5 (P-LINK+) | + | Relay Expander | 1 | 0.035 | 0.17 |  |  |  |  | TRUE | [5 empty] | #FFFFFFFF |  |  | FALSE | FALSE | FALSE | [14 empty] | FALSE | [7 empty] | THOR\acont | 2024-10-09 10:48 |  | [Potter] [P-LINK] [*] RLY-5 (P-LINK+) | [Potter] RLY-5 (P-LINK+)
760cf0ba-8cf3-49fa-9afa-952d12613bd2 |  |  |  | North | Monaco Enterprises |  | Hardware |  |  |  | Hardware | TRUE | 199-011-00 |  | Wall-mount 7 in. Y-bracket pair, lag bolts, approximate 7 in. offset to center of a 1 in. antenna mast | 1 | [6 empty] | TRUE | [5 empty] | #FFFFFFFF |  |  | FALSE | FALSE | FALSE | [20 empty] | DESKTOP-7EIEB7A\acont | 2022-11-07 15:11 | THOR\acont | 2024-10-09 10:48 | Cloned from Monaco Enterprises 302-203-00
70b12dd3-b528-4279-9e15-952d81efedf9 |  |  |  | North | Siemens |  | Hardware |  |  |  | Hardware | TRUE | DB-5 |  | DETECTOR BASE | 1 | [6 empty] | FALSE | [5 empty] | #FFFFFFFF |  |  | FALSE | FALSE | FALSE | [14 empty] | FALSE | [5 empty] | AULAPTOP-PC\Aulaptop | 2018-12-06 05:28 | THOR\acont | 2024-10-09 10:48 | Cloned from Siemens New Part
a6486931-e5f4-4038-b5f8-9530a13755bb | NFPA 170 STROBE WALL |  |  | North | Gentex |  | Strobe |  |  |  | Module | TRUE | GESR24PWW | + | GES3 Colored Lens Strobe, Selectable Candela Low Profile, Wall, White, Plain, Red Lens | 1 | 0 | 0.31 |  |  |  |  | FALSE | FALSE |  |  |  |  | #FF0070C0 | FA-NFPA 170 STROBE WALL | 1 | FALSE | FALSE | FALSE | 2023 | [13 empty] | FALSE | [7 empty] | THOR\acont | 2024-09-08 17:27 |  | [Gentex] [NAC] [UL MAX] GESB24PWR, GESB24PWW, GESG24PWR, GESG24PWW, GESR24PWR, GESR24PWW
98b0ead1-7e24-4834-8768-953ebe333563 |  |  |  | North | Gamewell FCI |  | Hardware |  |  |  | Hardware | TRUE | E3ID3-C | ++ | Assy, Inner Door, Command Center, 3-Bay “C” Size | 1 | [6 empty] | TRUE | [5 empty] | #FFFFFFFF |  |  | FALSE | FALSE | FALSE | [20 empty] | DESKTOP-7EIEB7A\acont | 2022-08-29 12:23 | THOR\acont | 2024-10-09 10:48 | Cloned from Gamewell FCI E3BB-BC/INCC
d7d6505b-0cfd-4ae5-b76c-9545ca32ae3d |  |  |  | North | Bosch | [5 empty] | Module | TRUE | B6512K-C | * | KIT (B6512, B10, CX4010) | 1 | [12 empty] | #FFFFFFFF |  |  | FALSE | FALSE | FALSE | [20 empty] | DESKTOP-7EIEB7A\acont | 2021-08-13 06:25 | THOR\acont | 2024-10-09 10:48
5241e5e5-9697-4ba6-9099-955145104863 | NFPA 170 FIRE ALARM CONTROL UNIT | RISER FACP |  | North | Edwards |  | Fire Alarm Control Unit |  |  |  | Assembly | TRUE | iO500G | ++ | FACP, 1 Loop, 500pt max, 4 Cl B NACs, gray, 120v | 1 | [6 empty] | FALSE | [5 empty] | #FFFF0000 | FA-NFPA 170 FIRE ALARM CONTROL UNIT | 1 | FALSE | FALSE | FALSE | 202 | [8 empty] | 7,12,18,26 |  | 18 |  |  | TRUE | [5 empty] | DESKTOP-7EIEB7A\acont | 2022-10-24 10:08 | THOR\acont | 2024-09-08 17:27 | Cloned from Edwards iO1000G
26cae282-669f-4e48-a0eb-9554817947eb | NFPA 170 HEAT DETECTOR |  |  | North | MIRCOM |  | Heat Detector |  |  |  | Module | TRUE | MIX-5251B w/B224RB | + | White, Low-profile 135°F fixed thermal sensor, Relay Base | 1 | 0.0003 | 0.0065 |  |  |  |  | FALSE | TRUE |  |  |  |  | #FFFF0000 | FA-NFPA 170 HEAT DETECTOR | 1 | FALSE | FALSE | FALSE | 1403 | [13 empty] | FALSE |  |  | 135° |  |  | DESKTOP-7SAL8M7\acont | 2019-04-12 13:12 | THOR\acont | 2024-09-08 17:27 | 20191121 AC Detector with base | [MIRCOM] [SLC SENSORS] [*] [#4 TYPE ADDR ¦ SENSORS] DNR w/MIX-2251BR (C), DNR w/MIX-2351RAP (C), MIX-1251AP w/B200SR-LF-WH (C), MIX-1251AP w/B200SR-WH (C), MIX-1251AP w/B210LP (C), MIX-1251AP w/B224RB-WH (C), MIX-1251AP w/B501 (C), MIX-1251B w/B200SR-LF- [MIRCOM] [SLC MODULES SENSORS] [*] [#2 SHARED ADDR ¦ SENSORS] DNR w/MIX-2251BR (C), DNR w/MIX-2351RAP (C), MIX-1251AP w/B200SR-LF-WH (C), MIX-1251AP w/B200SR-WH (C), MIX-1251AP w/B210LP (C), MIX-1251AP w/B224RB-WH (C), MIX-1251AP w/B501 (C), MIX-1251B w/
f8acb93b-a679-458f-b902-9554e79c0638 | NFPA 170 SMOKE DETECTOR |  |  | North | System Sensor |  | Smoke Detector |  |  |  | Module | TRUE | 2151 w/B116LP | ++ | Low-profile photoelectric detector. 24v, 2-wire, relay base. | 1 | 0.00012 | 0.1 |  |  |  |  | TRUE | TRUE |  |  |  |  | #FFFF0000 | FA-NFPA 170 SMOKE DETECTOR | 1 | FALSE | FALSE | FALSE | 1408 | [19 empty] | DESKTOP-7SAL8M7\acont | 2019-03-29 16:46 | THOR\acont | 2024-09-08 17:27 | 20191121 AC Detector with base | [Chemtronics, Firelite, MIRCOM, Notifier, System Sensor] [IDC] 01 [*] [IDC 2-WIRE ++] 1151 (C), 1151EIS (C), 1400 (C), 1451 (C), 1451DH (C), 1451DHHT (C), 2100AT (C), 2100S (C), 2100TR (C), 2100TS (C), 2151 w/B110LP (C), 2151 w/B116LP (C), 2151 w/B401 (C
27485501-1de3-480b-b527-955695370b4a |  |  |  | North | Autocall |  | Cards & Components |  |  |  | Card | TRUE | A010-9912 |  | Serial DACT; Note: Must mount in Block D under Main System Supply II | 1 | 0.03 | 0.04 |  |  |  |  | TRUE | [5 empty] | #FFFFFFFF |  |  | FALSE | FALSE | FALSE | [20 empty] | DESKTOP-7SAL8M7\acont | 2019-10-21 12:43 | THOR\acont | 2024-10-09 10:48
6b35a4ae-1965-4429-af93-95569cbfbd19 | NFPA 170 FLOW DETECTOR |  |  | North | Potter |  | Flow Detector |  |  |  | Module | TRUE | VSR-S Series | + | Waterflow Alarm Switch for Small Pipe | 1 | [6 empty] | FALSE | [5 empty] | #FFFF0000 | FA-NFPA 170 FLOW DETECTOR | 1 | FALSE | FALSE | FALSE |  |  |  | 7770-0328:0001 | [10 empty] | FALSE | [7 empty] | THOR\acont | 2024-09-08 17:27 |  | [Farenhyt, Generic, N/A, Notifier, Potter, Silent Knight] [AUX POWER] [BELL POWER ++] FURNISHED BY OTHERS, PS10 Series, PS10-EX, VSG, VSR Series, VSR-10, VSR-AT, VSR-C, VSR-CF, VSR-FE-2, VSR-FEX Series, VSR-S Series, VSR-SF, VSR-SFG, VSR-SFT, VSR-SG, VSR [Potter] [IDC] 01 OSYSU Series, OSYSU-CRH, OSYSU-EX, OSYSU-EX-O, PCVS Series, PCVS-CRH, PIVS-U-EX, PIVSU-EX-O, PS10 Series, PS10-EX, PS15, PS25, PS40 Series, PS40-EX, RBVS, VSG, VSR Series, VSR-10, VSR-AT, VSR-C, VSR-CF, VSR-FE-2, VSR-FEX Series, VSR-S S
7491bd6a-331e-49bd-93ac-9557585ced84 | NFPA 170 SMOKE DETECTOR |  |  | North | Generic |  | Smoke Detector |  |  |  | Module | TRUE | 120VAC SMOKE DETECTOR |  | 120VAC Smoke Detector, Tandem , Form A/C Contacts, Continuous Sounder | 1 | [6 empty] | TRUE | TRUE |  |  |  |  | #FFFF0000 | FA-NFPA 170 SMOKE DETECTOR | 1 | FALSE | FALSE | FALSE | 1408 | [16 empty] | 120v |  |  | OFFICE-ALIENWIN\AugWin7 | 2021-10-09 10:15 | THOR\acont | 2024-09-08 17:27 | Cloned from Gentex 9120F | [Generic, Gentex, Kidde, N/A] [SMOKE ALARM TANDEM] [TANDEM] 10 Amp Circuit Breaker, 120VAC SMOKE DETECTOR (C), 15 Amp Circuit Breaker, 20 Amp Circuit Breaker, 9120 (C), 9120F (C), 9120H (C), 9120HF (C), 9120T (C), 9120TF (C), 9123 (C), 9123F (C), 9123H ( [First Alert, Generic, Gentex, Kidde, N/A] [IDC] 01 120VAC SMOKE DETECTOR (C), 7020BSL (C), 7139CS-C (C), 7139CS-W (C), 9120 (C), 9120F (C), 9120H (C), 9120HF (C), 9120T (C), 9120TF (C), 9123 (C), 9123F (C), 9123H (C), 9123HF (C), 9123T (C), 9123TF (C), [First Alert, Generic, Gentex, Kidde, N/A] [VAC ] 120VAC SMOKE DETECTOR (C), 7020BSL (C), 7139CS-C (C), 7139CS-W (C), 9120 (C), 9120F (C), 9120H (C), 9120HF (C), 9120T (C), 9120TF (C), 9123 (C), 9123F (C), 9123H (C), 9123HF (C), 9123T (C), 9123TF (C), FU | [BRK, First Alert, Generic, Gentex, Kidde, N/A] 120VAC SMOKE DETECTOR, 21006378, 21007624, 7020BSL, 7030BSL, 900-CUAR, 9120, 9120B, 9120F, 9120H, 9120HF, 9120T, 9120TF, 9123, 9123F, 9123H, 9123HF, 9123T, 9123TF, 917-0070-002, 917-0071-002, 917-0072-002, 9
60b53ec7-d21d-4847-9c0f-9558d41344c0 | NFPA 170 ADDRESSABLE OUTPUT MODULE |  |  | North | Potter |  | Addressable Control/Relay |  |  |  | Module | TRUE | TRM-4 | + | Twin Relay Module | 2 | 0.000325 | 0.001 |  |  |  |  | FALSE | [5 empty] | #FFFF0000 | FA-NFPA 170 ADDRESSABLE OUTPUT MODULE | 1 | FALSE | FALSE | FALSE | 1100 | [13 empty] | FALSE |  |  | R |  |  |  |  | THOR\acont | 2024-09-08 17:27 |  | [Potter] [SLC NOHMI] [*] [#1 SHARED ADDR ¦ MODULES] APS-DA, APS-SA, CIZM-4, DCM-4, MCM, MOM-4, SCM-4, TRM-4 [Potter] [SLC NOHMI] [*] [#2 MODULES] DCM-4, TRM-4 | [Potter] TRM-4
07ec8675-cfce-483f-84f6-9559453c9be6 | NFPA 170 CELL COMM | RISER CELL COMM |  | North | Honeywell |  | Cellular Communicator |  |  |  | Module | TRUE | LTE-HSV | ++ | High Security Internet and Cellular Communicator, Verizon | 1 | 0.319 | 0.38 |  |  | 12 |  | FALSE |  |  |  | 8.4" x 8.0" x 1.5" (21.3cm x 20.3cm x 3.8cm) |  | #FFFF0000 | FA-NFPA 170 CELL COMM | 1 | FALSE | FALSE | FALSE | 250 | [13 empty] | FALSE | [5 empty] | DESKTOP-7EIEB7A\acont | 2021-09-29 14:36 | THOR\acont | 2024-09-08 17:27 | Cloned from Honeywell LTE-IV | [DSC, Honeywell, Rath Area of Refuge] [DACT] [#1 DACT] 2100-LTEVER4-2, 3G4010, HW-AV-LTE-M, HW-TG7FE-A, HW-TG7FE-V, HW-TG7FS-A, HW-TG7FS-V, LE4010, LTE-CFA, LTE-CFV, LTE-HSV, LTE-IA, LTE-IV [DSC, Honeywell, Rath Area of Refuge] [DACT] [#2 DACT] 2100-LTEVER4-2, 3G4010, HW-AV-LTE-M, HW-TG7FE-A, HW-TG7FE-V, HW-TG7FS-A, HW-TG7FS-V, LE4010, LTE-CFA, LTE-CFV, LTE-HSV, LTE-IA, LTE-IV
0617c3ed-a313-4458-af23-9564e1158f17 | NFPA 170 HORN STROBE CEILING |  |  | North | Apollo |  | Horn/Strobe |  |  |  | Module | FALSE | 55000-006 | ++ | Sounder Visual indicator - White - Apollo, Slow-whoop and DIN tones and Apollo flash | 1 | 0.000333 | 0.008 |  |  |  |  | FALSE | TRUE |  |  |  |  | #FF0070C0 | FA-NFPA 170 HORN STROBE CEILING | 1 | FALSE | FALSE | FALSE | 1408 | [13 empty] | FALSE | [5 empty] | DESKTOP-7EIEB7A\acont | 2023-02-13 08:51 | THOR\acont | 2024-09-08 17:27 | Cloned from Apollo 55000-002 | [Apollo] [SLC APOLLO MODULES/SENSORS] [*] [#1] 45681-800 (C), 45681-805 (C), 55000-001 (C), 55000-002 (C), 55000-005 (C), 55000-006 (C), 55000-009 (C), 55000-010 (C), 55000-450 w/45681-210UL (C), 55000-450 w/45681-225APO (C), 55000-450 w/45681-250USA (C) [Advanced, Apollo] [SLC APOLLO MODULES SENSORS] [*] [#1 SHARED ADDR ¦ MODULES] 45681-800 (C), 45681-805 (C), 55000-001 (C), 55000-002 (C), 55000-005 (C), 55000-006 (C), 55000-009 (C), 55000-010 (C), 55000-765 (C), 55000-790ADV, 55000-805ADV, 55000-806ADV
eb31865a-14f8-4ba7-b305-9566b31250ca | NFPA 170 STROBE CEILING |  |  | North | Autocall |  | Strobe |  |  |  | Module | TRUE | A4906-9104 | + | Multi-candela strobe, Ceiling Mount, Fire, White | 1 | 0 | 0 |  |  |  |  | TRUE | TRUE |  |  |  |  | #FF0070C0 | FA-NFPA 170 STROBE CEILING | 1 | FALSE | FALSE | FALSE | 2022 | [16 empty] | C |  |  | DESKTOP-0D6CQVA\lousc | 2019-07-05 09:32 | THOR\acont | 2024-09-08 17:27 | Cloned from AutoCall A4906-9102 | [Autocall, Simplex] [NAC] [MAX] 4906-9102 (C), 4906-9104 (C), 4906-9110 (C), 4906-9112 (C), 4906-9114 (C), 4906-9115 (C), 4906-9116 (C), 4906-9117 (C), A4906-9102 (C), A4906-9104 (C), A4906-9110 (C), A4906-9112 (C), A4906-9114 (C), A4906-9115 (C), A4906-
e7b761fc-52dc-4b4f-8127-956d0372f1ad |  |  |  | North | Monaco Enterprises |  | Hardware |  |  |  | Hardware | TRUE | 513-411-00 |  | Tamper Switch Kit for use on any M-2 transceiver for improved security | 1 | [6 empty] | FALSE | [5 empty] | #FFFFFFFF |  |  | FALSE | FALSE | FALSE | [14 empty] | FALSE | [5 empty] | DESKTOP-7SAL8M7\acont | 2018-10-23 10:52 | THOR\acont | 2024-10-09 10:48
88b17672-2812-4ca7-b6ce-956de43767b2 | NFPA 170 NON ADDRESSABLE RELAY |  |  | North | Altronix |  | Non-Addressable Relay |  |  |  | Module | TRUE | 6062 | ++ | Multi-Purpose Timer | 1 | 0.003 | 0.04 |  |  | 24 |  | FALSE |  |  |  | 3” x 2.5” x 0.75” (76.2mm x 63.5mm x 19.05mm) |  | #FFFF0000 | FA-NFPA 170 NON ADDRESSABLE RELAY | 1 | FALSE | FALSE | FALSE | 1300 | [13 empty] | FALSE | [5 empty] | THOR\acont | 2024-01-02 08:23 | THOR\acont | 2024-09-08 17:27 | Cloned from Space Age Electronics MR-101/T | [Air Products, Altronix, Firelite, RIB, Space Age Electronics] [AUX POWER, NAC] [*] 6062, MR-101/C/R, MR-101/CR, MR-101/T, MR-201/C/R, PAM-4, RIB2401-RD, SC-300, SSU-MR-101/C, SSU-MR-101/C/R, SSU-MR-201/C, SSU-MR-201/C/R, SSU-MR-204/C | [Altronix] 6062
e9253a80-12ee-467e-9942-956fc1e098d9 | NFPA 170 ADDRESSABLE INPUT OUTPUT |  |  | North | Siemens |  | Addressable Module |  |  |  | Module | TRUE | HTRI-R | 500-033300 | Single Input Monitor Module with Relay | 1 | 0.0013 | 0.0013 |  |  |  |  | FALSE | [5 empty] | #FFFF0000 | FA-NFPA 170 ADDRESSABLE INPUT OUTPUT | 1 | FALSE | FALSE | FALSE | 1200 | [13 empty] | FALSE | [7 empty] | THOR\acont | 2024-09-08 17:27 |  | [Siemens] [SLC MODULES SENSORS] [*] [#1 SHARED ADDR ¦ MODULES] AD-11P (C), FDBZ492 w/OP921 (C), FDBZ492-HR w/FDO421 (C), FDBZ492-HR w/OP921 (C), FDBZ492-R (C), FDCIO422, HCP, HCP-Z, HFPO-11, HFPT-11, HMS-D, HMS-DE, HMS-DP, HMS-DZ, HMS-S, HMS-SA, HMS-SE, | [Siemens] HTRI-M, HTRI-R, HTRI-S, XTRI-M, XTRI-R, XTRI-S
99c7e10e-8a39-4238-a21a-9570a2fff364 |  |  |  | North | Yuasa |  | Hardware |  |  |  | Hardware | TRUE | NP7-12L | ++ | 12V 7AH Battery | 1 | [6 empty] | FALSE | [5 empty] | #FFFFFFFF |  |  | FALSE | FALSE | FALSE | [14 empty] | FALSE | [5 empty] | THOR\acont | 2024-04-30 12:55 | THOR\acont | 2024-10-09 10:48 | Cloned from Yuasa NP18-12B
548d4ac6-6d21-47b2-9e7a-9574a001af42 |  |  |  | North | Autocall |  | Cards & Components |  |  |  | Card | TRUE | A010-9916 |  | Voltage Regulator Module, 22.8 to 26.4 VDC (25 VDC nominal); isolated and resettable output; includes earth detection circuit and trouble relay for status monitoring. One 4010-6305 harness (see below) is required for each A010-9935 module powered from the A010-9916. | 1 | 3 | 4.9 |  |  |  |  | TRUE | [5 empty] | #FFFFFFFF |  |  | FALSE | FALSE | FALSE | [20 empty] | DESKTOP-7SAL8M7\acont | 2019-10-21 12:43 | THOR\acont | 2024-10-09 10:48
f3ef3fe7-3196-425b-8bc7-957506b98b7e | NFPA 170 GAS DETECTOR |  |  | North | Gamewell FCI |  | Gas Detection |  |  |  | Module | TRUE | MCS-CO3 w/B300-6 | + | Intelligent addressable carbon monoxide detector, white w/ 6” Flanged mounting base, bright white | 1 | 0.0002 | 0.0045 |  |  |  |  | FALSE | TRUE | FLUSH |  | 4" SQ. DEEP | 3 "O" PLASTER RING | #FFFF0000 | FA-NFPA 170 GAS DETECTOR | 1 | FALSE | FALSE | FALSE | 1402 | [13 empty] | FALSE | [5 empty] | DESKTOP-7EIEB7A\acont | 2021-02-28 15:38 | THOR\acont | 2024-09-08 17:27 | Cloned from Notifier FSCO-951 w/B300-6 | [Gamewell FCI] [SLC MODULES SENSORS] [*] [#2 SHARED ADDR ¦ SENSORS] ADPF (C), ASD-PL2F w/B200S-LF-WH (C), ASD-PL2F w/B210LP (C), ASD-PL2FR (C), ASD-PL3 w/B200S-LF-WH (C), ASD-PL3 w/B200SR-LF-WH (C), ASD-PL3 w/B200SR-WH (C), ASD-PL3 w/B224BI-WH (C), ASD-P [Gamewell FCI] [SLC SENSORS] [*] [#4 TYPE ADDR ¦ SENSORS] ADPF (C), ASD-PL2F w/B200S-LF-WH (C), ASD-PL2F w/B210LP (C), ASD-PL2FR (C), ASD-PL3 w/B200S-LF-WH (C), ASD-PL3 w/B200SR-LF-WH (C), ASD-PL3 w/B200SR-WH (C), ASD-PL3 w/B224BI-WH (C), ASD-PL3 w/B224R
3c2d10c8-3a2a-4580-a2d1-957bb794070a | NFPA 170 ADDRESSABLE OUTPUT MODULE |  |  | North | Bosch |  | Addressable Control/Relay |  |  |  | Module | TRUE | FLM-325-2R4-8AI | ++ | Dual relay module with isolator, 8A | 1 | 0.00072 | 0.01 |  |  | 24 |  | FALSE | FALSE |  |  |  |  | #FFFF0000 | FA-NFPA 170 ADDRESSABLE OUTPUT MODULE | 1 | FALSE | FALSE | FALSE | 1100 | [13 empty] | FALSE |  |  | RM |  |  | DESKTOP-7EIEB7A\acont | 2021-06-09 11:11 | THOR\acont | 2024-09-08 17:27 | Cloned from Bosch FLM-325-2R4-2AI | [Bosch] [SLC BOSCH MODULES SENSORS] [*] [#02 MODULES ++] FLM-325-2I4, FLM-325-2R4-2A, FLM-325-2R4-2AI, FLM-325-2R4-8A, FLM-325-2R4-8AI, FLM-325A, FLM-325-CZM4, FLM-325-I4-A, FLM-325-I4-AI, FLM-325-IM, FLM-325-NA4, FLM-325-NAI4, FMM-325A, FMM-325A-D, FMM- [Bosch] [SLC MODULES SENSORS] [#03 MODULES ++] FLM-325-2I4, FLM-325-2R4-2A, FLM-325-2R4-2AI, FLM-325-2R4-8A, FLM-325-2R4-8AI [Bosch] [AUX POWER] [OPTIONAL RELAY INPUT ++] B308, D130, D133, D134, D8129, FLM-325-2R4-2A, FLM-325-2R4-2AI, FLM-325-2R4-8A, FLM-325-2R4-8AI | [Bosch] FLM-325-2R4-2A, FLM-325-2R4-2AI, FLM-325-2R4-8A, FLM-325-2R4-8AI
4c8df39d-fd94-4c28-acfb-957df45becb1 | NFPA 170 HEAT DETECTOR |  |  | North | Fike |  | Heat Detector |  |  |  | Module | TRUE | FIK-5351H w/B224RB-WH | ++ | White, low‐profile intelligent 190°F fixed high‐temperature thermal sensor, Relay Base | 1 | 0.0002 | 0.0045 |  |  |  |  | FALSE | TRUE |  |  |  |  | #FFFF0000 | FA-NFPA 170 HEAT DETECTOR | 1 | FALSE | FALSE | FALSE | 1403 | [13 empty] | FALSE |  |  | 190° |  |  | DESKTOP-7EIEB7A\acont | 2023-01-02 16:15 | THOR\acont | 2024-09-08 17:27 | Cloned from Firelite H365HT w/B224RB-WH | [Fike] [SLC IDP SENSORS] [*] [#4 TYPE ADDR ¦ SENSORS] DNR w/FIK‐2351R (C), FIK-2351 w/B200S-LF-WH (C), FIK-2351 w/B200S-WH (C), FIK-2351 w/B224RB-WH (C), FIK-2351 w/B300-6 (C), FIK-2351T w/B200S-LF-WH (C), FIK-2351T w/B200S-WH (C), FIK-2351T w/B224RB-WH
326061e4-f0d3-4cf5-9008-95a032c82e46 | NFPA 170 MANUAL PULL |  |  | North | Eaton Wheelock |  | Manual Station |  |  |  | Module | TRUE | MPS-400X | + | Explosion proof, single action, key reset | 1 | [6 empty] | TRUE | [5 empty] | #FFFF0000 | FA-NFPA 170 MANUAL PULL | 1 | FALSE | FALSE | FALSE | 957 | [19 empty] | DESKTOP-7SAL8M7\acont | 2019-11-06 08:57 | THOR\acont | 2024-09-08 17:27 | Cloned from Firelite XAL-53 | [Eaton Wheelock] [IDC] 01 MPS-100, MPS-200, MPS-400X
5c40aac4-f879-4196-8638-95a72bf57d55 | NFPA 170 SMOKE DETECTOR |  |  | North | Honeywell |  | Smoke Detector |  |  |  | Module | TRUE | 5806W3 |  | Wireless Photoelectric Smoke Detector | 1 | [6 empty] | FALSE | TRUE |  |  |  |  | #FFFF0000 | FA-NFPA 170 SMOKE DETECTOR | 1 | FALSE | FALSE | FALSE | 1408 | [13 empty] | FALSE |  |  | W |  |  | DESKTOP-7EIEB7A\acont | 2020-12-17 18:19 | THOR\acont | 2024-09-08 17:27 | Cloned from Honeywell 5193SD | [Honeywell, Resideo] [WIRELESS FIRE] 5800CMBOV, 5800CO, 5800PIR-COM, 5806W3 (C), 5808W3 (C), 5809, 5817CB, 5869, DF8M (C)
33258a53-3a39-4870-b8e4-95a7ddc0fd2d |  |  |  | North | Notifier |  | Cards & Components |  |  |  | Card | TRUE | CAB-BM Marine System |  | Protects equipment in shipboard and waterfront applications | 1 | [6 empty] | TRUE | FALSE |  |  |  |  | #FFFFFFFF |  |  | FALSE | FALSE | FALSE | [14 empty] | FALSE | [7 empty] | THOR\acont | 2024-10-09 10:48
0e880c16-7225-4fa8-9076-95a7f8ebaf1b | NFPA 170 SMOKE CO DETECTOR |  |  | North | Simplex |  | Smoke/CO Detector |  |  |  | Module | TRUE | 4098-9714 w/4098-9771 | + | TrueAlarm Photoelectric Smoke Detector w/CO Base with Sounder | 1 | 0.0008 | 0.001 |  |  |  |  | TRUE | TRUE |  |  |  |  | #FFFF0000 | FA-NFPA 170 SMOKE CO DETECTOR | 1 | FALSE | FALSE | FALSE | 1408 | [16 empty] | CO, SB |  |  | DESKTOP-7EIEB7A\acont | 2022-04-16 07:51 | THOR\acont | 2024-09-08 17:27 | Cloned from Simplex 4098-9714 w/4098-9770 | [Autocall, Simplex] [AUX POWER] [24VDC AUX] 4098-9714 w/4098-9771 (C), 4098-9733 w/4098-9771 (C), 4098-9754 w/4098-9771 (C), A4098-9714 w/A4098-9771 (C), A4098-9733 w/A4098-9771 (C), A4098-9754 w/A4098-9771 (C) [Autocall, Simplex] [IDNet] [SENSORS ++] 4098-9714 (C), 4098-9714 w/4098-9770 (C), 4098-9714 w/4098-9771 (C), 4098-9714 w/4098-9772 (C), 4098-9714 w/4098-9773 (C), 4098-9714 w/4098-9780 (C), 4098-9714 w/4098-9789 (C), 4098-9714 w/4098-9791 (C), 4098-9714 [Autocall, Simplex] [NAC] [24VDC NAC] 4098-9714 w/4098-9771 (C), 4098-9733 w/4098-9771 (C), 4098-9754 w/4098-9771 (C), A4098-9714 w/A4098-9771 (C), A4098-9733 w/A4098-9771 (C), A4098-9754 w/A4098-9771 (C)
16a3d7bb-b631-4db8-bc30-95a9794e4500 | NFPA 170 HORN STROBE |  |  | North | Fike |  | Horn/Strobe |  |  |  | Module | TRUE | LHS3 |  | Wall Mount Horn/Strobe | 1 | [6 empty] | FALSE | [5 empty] | #FF0070C0 | FA-NFPA 170 HORN STROBE | 1 | FALSE | FALSE | FALSE | 2012 | [13 empty] | FALSE | [7 empty] | THOR\acont | 2024-09-08 17:27
2a65a90d-bf80-4a1a-a2ca-95afdaa84d49 |  |  |  | North | Notifier |  | Cards & Components |  |  |  | Card | TRUE | RPT-F |  | Standard-network repeater board | 1 | 0.017 | 0.017 |  |  |  |  | TRUE | FALSE |  |  |  |  | #FFFFFFFF |  |  | FALSE | FALSE | FALSE | [14 empty] | FALSE | [7 empty] | THOR\acont | 2024-10-09 10:48
d6dd731b-6bd6-4911-83ec-95c29e72e949 |  |  |  | North | Advanced |  | Cards & Components |  |  |  | Card | TRUE | AX-NET4 |  | Style 4 Network Module | 1 | [6 empty] | TRUE | [5 empty] | #FFFFFFFF |  |  | FALSE | FALSE | FALSE | [14 empty] | FALSE | [7 empty] | THOR\acont | 2024-10-09 10:48
26d2e4b4-cd17-4757-b190-95c5ce0e8e72 | CADGEN DOOR CONTACT |  |  | North | DMP | Security/Access Control | Door Contact |  |  |  | Module | TRUE | GP-23 | + | Door Contact | 1 | [12 empty] | #FFFF0000 | FA-CADGEN DOOR CONTACT | 1 | FALSE | FALSE | FALSE | [20 empty] | AUGUSTXPS17-EUP\aucon | 2022-11-29 13:49 | THOR\acont | 2024-09-08 17:27 | Cloned from Bosch ISN-C66 | [DMP] [ACCESS CONTROL INPUT] [*] [ALL DEVICES ++] GP-23 [DMP] [IDC] 02 [ALL DEVICES ++] GP-23
a36b8136-3c23-4217-81ea-95c6b3a57973 | NFPA 170 SPEAKER STROBE CEILING |  |  | North | Siemens |  | Speaker/Strobe |  |  |  | Module | TRUE | SL2SPSCR-NA | S54329-F155-A1++ | Speaker-Strobe, Ceiling, Amber, Red, No Lettering | 1 | [7 empty] | TRUE |  |  |  |  | #FF0070C0 | FA-NFPA 170 SPEAKER STROBE CEILING | 1 | FALSE | FALSE | FALSE | 2023 | [16 empty] | C |  |  | DESKTOP-7EIEB7A\acont | 2023-08-03 08:10 | THOR\acont | 2024-09-08 17:27 | Cloned from Siemens SL2SPSWR-NA | [Siemens] [NAC] [16.0 – 33.0 VDC] SL2SCR-A (C), SL2SCR-AL (C), SL2SCR-ALA (C), SL2SCR-ALB (C), SL2SCR-F (C), SL2SCR-FB (C), SL2SCR-N (C), SL2SCR-NA (C), SL2SCR-NB (C), SL2SCW-A (C), SL2SCW-AL (C), SL2SCW-ALA (C), SL2SCW-ALB (C), SL2SCW-EV (C), SL2SCW-F ( [Siemens] [AUDIO 70.7v] [70V AUDIO] SL2SPSCR-A (C), SL2SPSCR-AL (C), SL2SPSCR-ALA (C), SL2SPSCR-F (C), SL2SPSCR-FB (C), SL2SPSCR-N (C), SL2SPSCR-NA (C), SL2SPSCW-A (C), SL2SPSCW-AL (C), SL2SPSCW-ALA (C), SL2SPSCW-F (C), SL2SPSCW-FB (C), SL2SPSCW-N (C), S [Siemens] [AUDIO 25v] [25V AUDIO] SL2SPSCR-A (C), SL2SPSCR-AL (C), SL2SPSCR-ALA (C), SL2SPSCR-F (C), SL2SPSCR-FB (C), SL2SPSCR-N (C), SL2SPSCR-NA (C), SL2SPSCW-A (C), SL2SPSCW-AL (C), SL2SPSCW-ALA (C), SL2SPSCW-F (C), SL2SPSCW-FB (C), SL2SPSCW-N (C), SL2
17e74ce3-3010-4e74-aeb0-95c974aadbaf | NFPA 170 HEAT DETECTOR |  |  | North | Autocall |  | Heat Detector |  |  |  | Module | TRUE | A4098-9733BA w/A4098-9792BA | + | TrueAlarm Heat Detector w/TrueAlarm Sensor Standard Base, Assembled in USA | 1 | 0.0008 | 0.001 |  |  |  |  | TRUE | TRUE |  |  |  |  | #FFFF0000 | FA-NFPA 170 HEAT DETECTOR | 1 | FALSE | FALSE | FALSE | 1403 | [19 empty] | DESKTOP-7EIEB7A\acont | 2021-11-14 09:18 | THOR\acont | 2024-09-08 17:27 | Cloned from AutoCall A4098-9733 w/A4098-9792 | [Autocall, Simplex] [IDNet] [SENSORS ++] 4098-9714 (C), 4098-9714 w/4098-9770 (C), 4098-9714 w/4098-9771 (C), 4098-9714 w/4098-9772 (C), 4098-9714 w/4098-9773 (C), 4098-9714 w/4098-9780 (C), 4098-9714 w/4098-9789 (C), 4098-9714 w/4098-9791 (C), 4098-9714
fc70582b-7be0-4150-82c9-95cad70c6b5d | NFPA 170 SPEAKER CEILING |  |  | North | Autocall |  | Speaker |  |  |  | Module | TRUE | A49SO-APPLC | + | Ceiling mount Addressable S/O appliance only. | 1 | 0.0008 | 0.009 |  |  |  |  | TRUE | TRUE |  |  |  |  | #FF0070C0 | FA-NFPA 170 SPEAKER CEILING | 1 | FALSE | FALSE | FALSE | 2019 | [16 empty] | C |  |  | DESKTOP-0D6CQVA\lousc | 2019-07-19 19:51 | THOR\acont | 2024-09-08 17:27 | Cloned from AutoCall A49SOC-CRALT | [Autocall, Simplex] [AUDIO 70.7v] [70V AUDIO] 49HF-APPLC (C), 49HF-APPLC-BA (C), 49HFV-APPLC (C), 49HFV-APPLC-BA (C), 49HFVH-APPLC (C), 49HFVH-APPLC-BA (C), 49SO-APPLC (C), 49SO-APPLC-BA (C), 49SO-APPLC-O (C), 49SO-APPLC-O-BA (C), 49SV-APPLC (C), 49SV-AP [Autocall, Simplex] [AUDIO 25v] [25V AUDIO] 49HF-APPLC (C), 49HF-APPLC-BA (C), 49HFV-APPLC (C), 49HFV-APPLC-BA (C), 49HFVH-APPLC (C), 49HFVH-APPLC-BA (C), 49SO-APPLC (C), 49SO-APPLC-BA (C), 49SO-APPLC-O (C), 49SO-APPLC-O-BA (C), 49SV-APPLC (C), 49SV-APPL [Autocall, Simplex] [IDNac] [IDNAC] 49HF-APPLC (C), 49HF-APPLC-BA (C), 49HF-APPLW, 49HF-APPLW-BA, 49SO-APPLC (C), 49SO-APPLC-BA (C), 49SO-APPLC-O (C), 49SO-APPLC-O-BA (C), 49SO-APPLW, 49SO-APPLW-BA, 49SO-APPLW-O, 49SO-APPLW-O-BA, A49HF-APPLC (C), A49HF-A
6389f44d-0585-4c8b-b81a-95cc20f97b84 | NFPA 170 DOOR HOLDER |  |  | North | Silent Knight |  | Door Holder |  |  |  | Module | TRUE | DH24120 |  | Electromagnetic Door Holder | 1 | 0.085 | [5 empty] | FALSE | [5 empty] | #FFFF0000 | FA-NFPA 170 DOOR HOLDER | 1 | FALSE | FALSE | FALSE | 2500 | [13 empty] | FALSE | [7 empty] | THOR\acont | 2024-09-08 17:27 |  | [ASSA ABLOY, Bosch, Hochiki, N/A, Notifier, Potter, Rixson, RSG, Silent Knight, System Sensor] [AUX POWER] [DOOR RELEASE] 7200, ADI_K7-998TRI689, D370, D370C, DH Series, DH(1224)FPC, DH(1224)GPC, DH(1224)RPC, DH(1224)SPC, DH(24120)FPC, DH(24120)GPC, DH(2 [Bosch, Generic, Hochiki, N/A, Notifier, Potter, Rixson, RSG, Silent Knight, System Sensor] [RELAY] [DOOR RELEASE] 110VAC DOOR HOLDER, ADI_K7-998TRI689, D370, D370C, DH Series, DH(1224)FPC, DH(1224)GPC, DH(1224)RPC, DH(1224)SPC, DH(24120)FPC, DH(24120)GP [Silent Knight] [AUX POWER] DH24120 [Bosch, Hochiki, N/A, Notifier, Potter, Rixson, RSG, Silent Knight, System Sensor] [AUX POWER] [DOOR RELEASE] ADI_K7-998TRI689, D370, D370C, DH Series, DH(1224)FPC, DH(1224)GPC, DH(1224)RPC, DH(1224)SPC, DH(24120)FPC, DH(24120)GPC, DH(24120)GPC2, DH(2412
7c9329e2-fc0c-4262-9e6d-95d2e0832249 |  |  |  | North | Potter | [5 empty] | Module | TRUE | PTS-C |  | Plug-type Supervisory Switch | 1 | [6 empty] | FALSE | [5 empty] | #FFFFFFFF |  |  | FALSE | FALSE | FALSE |  |  |  | 7770-0328:0010 | [10 empty] | FALSE | [7 empty] | THOR\acont | 2024-10-09 10:48
98c27f32-f128-4d49-9edb-95d9e442c544 | NFPA 170 HORN STROBE |  |  | North | Kidde |  | Horn/Strobe |  |  |  | Module | TRUE | WGAVWF | ++ | Outdoor rated horn-strobe, white, fire | 1 | [6 empty] | FALSE | [5 empty] | #FF0070C0 | FA-NFPA 170 HORN STROBE | 1 | FALSE | FALSE | FALSE | 2012 | [13 empty] | FALSE |  |  | WP |  |  | THOR\acont | 2024-12-19 13:51 | THOR\acont | 2024-12-19 13:57 | Cloned from Edwards WGAVWF | [Edwards, Kidde] [NAC] [VDC, TEMPORAL] WGAVRA, WGAVRF, WGAVRF-FR, WGAVRF-SP, WGAVRN, WGAVWA, WGAVWF, WGAVWF-FR, WGAVWF-SP, WGAVWN
ce0ea443-6cd6-4928-bd02-95df54f979da |  |  |  | North | Potter | [5 empty] | Module | TRUE | PVC-DP |  | Distributed Panel for High Rise Voice Evacuation System | 1 | [6 empty] | FALSE | [5 empty] | #FFFFFFFF |  |  | FALSE | FALSE | FALSE | [14 empty] | FALSE | [7 empty] | THOR\acont | 2024-10-09 10:48
3302b4ff-ba29-4f24-bb36-95e4bd4caacb | NFPA 170 SMOKE DETECTOR |  |  | North | Apollo |  | Smoke Detector |  |  |  | Module | FALSE | 55000-650 w/45681-225APO | + | PHOTOELECTRIC SMOKE DETECTOR W/ 6" BASE | 1 | 0.00034 | 0.0045 |  |  |  |  | FALSE | TRUE |  |  |  |  | #FFFF0000 | FA-NFPA 170 SMOKE DETECTOR | 1 | FALSE | FALSE | FALSE | 1408 | [13 empty] | FALSE | [5 empty] | DESKTOP-7EIEB7A\acont | 2021-11-17 06:34 | THOR\acont | 2024-09-08 17:27 | Cloned from Apollo 55000-650 w/VF5632-00 | [Apollo] [SLC APOLLO MODULES/SENSORS] [*] [#1] 45681-800 (C), 45681-805 (C), 55000-001 (C), 55000-002 (C), 55000-005 (C), 55000-006 (C), 55000-009 (C), 55000-010 (C), 55000-450 w/45681-210UL (C), 55000-450 w/45681-225APO (C), 55000-450 w/45681-250USA (C) [Advanced, Apollo] [SLC APOLLO MODULES SENSORS] [*] [#2 SHARED ADDR ¦ SENSORS] SA5150-650ADV w/SA5000-230ADV (C), SA5150-750ADV w/SA5000-210ADV (C), 45681-800 (C), 45681-805 (C), 55000-450 w/45681-210UL (C), 55000-450 w/45681-225APO (C), 55000-450 w/
26e81ef6-8758-4e38-a278-95e51cd92e9b | NFPA 170 FIRE ALARM CONTROL UNIT | RISER FACP |  | North | MIRCOM |  | Fire Alarm Control Unit |  |  |  | Assembly | TRUE | FX-3318 | + | Black backbox and red door enclosure. Comes complete with main board, power supply, transformer and main display | 1 | [6 empty] | FALSE | [5 empty] | #FFFF0000 | FA-NFPA 170 FIRE ALARM CONTROL UNIT | 1 | FALSE | FALSE | FALSE | 202 | [8 empty] | 12,18,26 |  |  | 5 |  | TRUE | [5 empty] | DESKTOP-7SAL8M7\acont | 2019-04-24 09:30 | THOR\acont | 2024-09-08 17:27 | Cloned from MIRCOM FX-3500
064d4b5a-752a-474c-815b-95e85581c039 | NFPA 170 ADDRESSABLE OUTPUT MODULE |  |  | North | Fike |  | Addressable Control/Relay |  |  |  | Module | TRUE | FIK-M500R | ++ | Relay module | 1 | 0.0003 | 0.0055 |  |  | 24 |  | FALSE |  |  |  | 4.275” x 4.675” x 1.4” (108.59 mm x 118.75 mm x 35.56 mm) |  | #FFFF0000 | FA-NFPA 170 ADDRESSABLE OUTPUT MODULE | 1 | FALSE | FALSE | FALSE | 1000 | [13 empty] | FALSE | [5 empty] | DESKTOP-7EIEB7A\acont | 2023-01-04 09:55 | THOR\acont | 2024-09-08 17:27 | Cloned from Fike FIK-CR-6 | [Fike] [SLC IDP MODULES] [*] [#3 TYPE ADDR ¦ MODULES] FIK-CR-6, FIK-CZ-6, FIK-IM-10, FIK-M500DM, FIK-M500M, FIK-M500MR-2, FIK-M500R, FIK-M500S, FIK-M501M, FIK-M502M, FIK-PULL-DA, FIK-PULL-SA, FIK-SC-6 [Fike] [AUX POWER, RELAY] [RELAY INPUT ++] FIK-CR-6, FIK-M500R | [Fike] FIK-M500R
7b9d18e9-6a55-4666-89b5-95e8d73dccc1 | NFPA 170 REMOTE ANNUNCIATOR | RISER ANNUNCIATOR |  | North | Siemens |  | Remote Annunciator |  |  |  | Assembly | TRUE | FSD901-U3 (obsolete) | S54433-C102-A1 | 50 pt system Black rmt annun | 1 | [6 empty] | FALSE | [5 empty] | #FFFF0000 | FA-NFPA 170 REMOTE ANNUNCIATOR | 1 | FALSE | FALSE | FALSE | 255 | [8 empty] | 7,12,18 |  |  |  |  | FALSE | [5 empty] | AULAPTOP-PC\Aulaptop | 2018-12-23 11:07 | THOR\acont | 2024-09-08 17:27 | Cloned from Siemens FT2015-R3
d979a2fa-a788-4dda-bad3-95eb498b572c |  |  |  | North | Notifier |  | Cards & Components |  |  |  | Card | TRUE | AFP-100 Main Board | + | Fire Alarm Control Panel Main Board | 1 | 0.08 | 0.168 |  |  |  |  | TRUE | [5 empty] | #FFFFFFFF |  |  | FALSE | FALSE | FALSE | [9 empty] | 7,12,18 |  |  | 3.6 |  | FALSE | [5 empty] | DESKTOP-7EIEB7A\acont | 2021-05-28 08:41 | THOR\acont | 2024-10-09 10:48 | Cloned from Notifier NFW-50X Main Board | [Honeywell, Notifier] [IDC] [#2 TROUBLE] AA-30, AFP-100 Main Board, AFP-200 Main Board, BE-500 CPU, CPU-2020, CPU2-3030, CPU2-3030D, CPU2-640, CPU-320, CPU-320SYS, CPU-N16LD, CPU-N16LND, NCA-2, NCD, NFW-100X Main Board with PWRMOD24, NFW2-100 Main Board, [Honeywell, Notifier] [IDC] [#1 ALARM] AFP-100 Main Board, AFP-200 Main Board, BE-500 CPU, CPU-2020, CPU2-3030, CPU2-3030D, CPU2-640, CPU-320, CPU-320SYS, CPU-N16LD, CPU-N16LND, NCA-2, NCD, NFW-100X Main Board with PWRMOD24, NFW2-100 Main Board, NFW-50 M [Honeywell, Notifier] [IDC] [#3 SUPERVISORY] AFP-100 Main Board, AFP-200 Main Board, CPU-2020, CPU2-3030, CPU2-3030D, CPU2-640, CPU-320, CPU-320SYS, CPU-N16LD, CPU-N16LND, NCA-2, NCD, NFW-100X Main Board with PWRMOD24, NFW2-100 Main Board, NFW-50 Main Bo [Notifier] [VAC ] 411UDAC Main Board, AFP-100 Main Board, AFP-200 Main Board, FCPS-24S6 MAIN BOARD, FCPS-24S8 MAIN BOARD, HPFF12 Main Board, HPFF8 Main Board, NFC-125DA (25V) Main Board, NFC-50/100 Main Board (100W, 25V), NFC-50/100 Main Board (100W, 70V | [Notifier] AFP-100 Main Board
59f00d95-f54b-41b5-aca9-95ebadf14520 | NFPA 170 STROBE WALL |  |  | North | Siemens |  | Strobe |  |  |  | Module | TRUE | SL2SWW-A | S54329-F215-A1++ | Strobe, Wall, Clear, White, Agent | 1 | [12 empty] | #FF0070C0 | FA-NFPA 170 STROBE WALL | 1 | FALSE | FALSE | FALSE | 2023 | [19 empty] | DESKTOP-7EIEB7A\acont | 2023-08-02 11:49 | THOR\acont | 2024-09-08 17:27 | Cloned from Siemens SL2SWW-ALA | [Siemens] [NAC] [16.0 – 33.0 VDC] SL2SPSWR-AL, SL2SPSWR-ALA, SL2SPSWR-F, SL2SPSWR-FB, SL2SPSWR-M, SL2SPSWR-N, SL2SPSWR-NA, SL2SPSWW-AL, SL2SPSWW-ALA, SL2SPSWW-F, SL2SPSWW-FB, SL2SPSWW-M, SL2SPSWW-N, SL2SPSWW-NA, SL2SWR-A, SL2SWR-AL, SL2SWR-ALA, SL2SWR-AL
5ef6556e-df66-441f-962b-95eebe1beb1c | NFPA 170 STROBE CEILING |  |  | North | Edwards |  | Strobe |  |  |  | Module | TRUE | GCVHRN |  | Strobe, running man, red, None, high cd | 1 | [6 empty] | FALSE | TRUE |  |  |  |  | #FF0070C0 | FA-NFPA 170 STROBE CEILING | 1 | FALSE | FALSE | FALSE | 2022 | [13 empty] | FALSE |  |  | C |  |  | THOR\acont | 2024-09-17 12:33 | THOR\acont | 2024-10-09 10:48 | Cloned from Edwards GCVHRF CLONED CLONED | [Edwards, Kidde] [NAC] [24 VDC] EGCSVHRF (C), EGCSVHRF-FR (C), EGCSVHRF-SP (C), EGCSVHRN (C), EGCSVHWA (C), EGCSVHWF (C), EGCSVHWF-FR (C), EGCSVHWF-SP (C), EGCSVHWN (C), EGCVHRF (C), EGCVHRF-FR (C), EGCVHRF-SP (C), EGCVHRN (C), EGCVHWA (C), [Edwards, Kidde] [NAC] [24 FWR] EGCSVHRF (C), EGCSVHRF-FR (C), EGCSVHRF-SP (C), EGCSVHRN (C), EGCSVHWA (C), EGCSVHWF (C), EGCSVHWF-FR (C), EGCSVHWF-SP (C), EGCSVHWN (C), EGCVHRF (C), EGCVHRF-FR (C), EGCVHRF-SP (C), EGCVHRN (C), EGCVHWA (C),
6601ce54-fd31-47ad-a21f-95f147a911a2 | NFPA 170 HEAT DETECTOR |  |  | North | Firelite |  | Heat Detector |  |  |  | Module | TRUE | H365HT w/B200S-LF-WH | + | White, Low-profile 190°F fixed thermal sensor, Low Frequency Sounder Base | 1 | 0.0002 | 0.0045 |  |  |  |  | FALSE | TRUE |  |  |  |  | #FFFF0000 | FA-NFPA 170 HEAT DETECTOR | 1 | FALSE | FALSE | FALSE | 1403 | [13 empty] | FALSE |  |  | 190°¦LF |  |  | DESKTOP-7SAL8M7\acont | 2019-03-28 05:42 | THOR\acont | 2024-09-08 17:27 | 20191121 AC Detector with base | [Firelite, System Sensor] [SLC MODULES SENSORS] [*] [#2 SHARED ADDR ¦ SENSORS] AD355 w/B200SR-LF-WH (C), AD355 w/B200SR-WH (C), AD355 w/B210LP (C), AD355 w/B224BI-WH (C), AD355 w/B224RB-WH (C), AD355 w/B501 (C), BEAM355 (C), BEAM355S (C), CP355 w/B200SR- [Firelite, System Sensor] [AUX POWER] [24VDC, HIGH VOLUME] AD355 w/B200SR-LF-WH (C), H355 w/B200SR-LF (C), H355HT w/B200SR-LF (C), H355R w/B200SR-LF (C), H365 w/B200S-LF-WH (C), H365HT w/B200S-LF-WH (C), H365R w/B200S-LF-WH (C), SD355 w/B200SR-LF (C), SD [Firelite, System Sensor] [AUX POWER] [*] [16VDC, HIGH VOLUME] AD355 w/B200SR-LF-WH (C), H355 w/B200SR-LF (C), H355HT w/B200SR-LF (C), H355R w/B200SR-LF (C), H365 w/B200S-LF-WH (C), H365HT w/B200S-LF-WH (C), H365R w/B200S-LF-WH (C), SD355 w/B200SR-LF (C) [Firelite, System Sensor] [SLC SENSORS] [*] [#4 TYPE ADDR ¦ SENSORS] AD355 w/B200SR-LF-WH (C), AD355 w/B200SR-WH (C), AD355 w/B210LP (C), AD355 w/B224BI-WH (C), AD355 w/B224RB-WH (C), AD355 w/B501 (C), BEAM355 (C), BEAM355S (C), CP355 w/B200SR-WH (C), CP
3e3c36b2-5a83-4a5d-89f0-95f57d9a7c1d | NFPA 170 HORN STROBE |  |  | North | Edwards |  | Horn/Strobe |  |  |  | Module | TRUE | G4AVWN |  | Wall horn-strobe, white, no marking | 1 | [6 empty] | FALSE |  | GRSW-10 |  |  |  | #FF0070C0 | FA-NFPA 170 HORN STROBE | 1 | FALSE | FALSE | FALSE | 2012 | [13 empty] | FALSE | [5 empty] | DESKTOP-7SAL8M7\acont | 2019-08-29 12:20 | THOR\acont | 2024-09-08 17:27 |  | [Edwards, Kidde] [NAC] [VDC, HIGH DB] EG4AVRF, EG4AVRF-FR, EG4AVRF-SP, EG4AVRN, EG4AVWF, EG4AVWF-FR, EG4AVWF-SP, EG4AVWN, G4AVRF, G4AVRF-FR, G4AVRF-SP, G4AVRN, G4AVWF, G4AVWF w/STI, G4AVWF-FR, G4AVWF-SP, G4AVWN [Edwards, Kidde] [NAC] [VFWR, LOW DB] EG4AVRF, EG4AVRF-FR, EG4AVRF-SP, EG4AVRN, EG4AVWF, EG4AVWF-FR, EG4AVWF-SP, EG4AVWN, G4AVRF, G4AVRF-FR, G4AVRF-SP, G4AVRN, G4AVWF, G4AVWF w/STI, G4AVWF-FR, G4AVWF-SP, G4AVWN [Edwards, Kidde] [NAC] [VDC, LOW DB] EG4AVRF, EG4AVRF-FR, EG4AVRF-SP, EG4AVRN, EG4AVWF, EG4AVWF-FR, EG4AVWF-SP, EG4AVWN, G4AVRF, G4AVRF-FR, G4AVRF-SP, G4AVRN, G4AVWF, G4AVWF w/STI, G4AVWF-FR, G4AVWF-SP, G4AVWN [Edwards, Kidde] [NAC] [VFWR, HIGH DB] EG4AVRF, EG4AVRF-FR, EG4AVRF-SP, EG4AVRN, EG4AVWF, EG4AVWF-FR, EG4AVWF-SP, EG4AVWN, G4AVRF, G4AVRF-FR, G4AVRF-SP, G4AVRN, G4AVWF, G4AVWF w/STI, G4AVWF-FR, G4AVWF-SP, G4AVWN
74b53f30-6de9-44cc-b1f7-95fb5d7a5518 |  |  |  | North | Edwards |  | Cards & Components |  |  |  | Card | TRUE | ANSZS2A |  | 2 Cl 'A' circuits, (max 25W ea) /w zone switches & All Call switch | 1 | [6 empty] | TRUE | [5 empty] | #FFFFFFFF |  |  | FALSE | FALSE | FALSE | [14 empty] | FALSE | [7 empty] | THOR\acont | 2024-10-09 10:48
7c79d460-715f-4137-8fd6-95fe1e235a76 | NFPA 170 ASPIRATING SMOKE DETECTOR |  |  | North | Gamewell FCI |  | Air Sampling Detection |  |  |  | Module | TRUE | AAD-8100 | ++ | AAD-8100 Intelligent FAAST Fire Alarm Aspiration Sensing Technology | 5 | 0.0007 | 0.0007 |  |  |  |  | TRUE | TRUE |  |  |  |  | #FFFF0000 | FA-NFPA 170 ASPIRATING SMOKE DETECTOR | 1 | FALSE | FALSE | FALSE | 1408 | [19 empty] | DESKTOP-7EIEB7A\acont | 2023-05-03 08:42 | THOR\acont | 2024-09-08 17:27 | Cloned from Gamewell FCI AAD-7100X | [Gamewell FCI, Xtralis] [IDC] 02 [ACTION] 7100X (C), 8100 (C), 9400X (C), AAD-7100X (C), AAD-8100 (C), VEP-A00-1P, VEP-A00-1P-NTF, VEP-A00-P, VEP-A00-P-NTF, VEP-A10-P, VEP-A10-P-NTF, VLF-250 (C), VLF-500 (C), VLI-880 (C), VLI-885 (C), XAS-1-US (C), XAS-2 [Gamewell FCI, Xtralis] [SLC MODULES] [#3] AAD-7100X (C), AAD-8100 (C), VEA-040-A00 (C), VEA-040-A10 (C), VEP-A00-1P-NTF, VEP-A00-P-NTF, VEP-A10-P-NTF [Gamewell FCI, Xtralis] [SLC SENSORS] [#3 TYPE ADDR ¦ SENSORS] AAD-7100X (C), AAD-8100 (C), VEA-040-A00 (C), VEA-040-A10 (C), VEA-040-A10-NTF (C), VEP-A00-1P-NTF, VEP-A00-P-NTF, VEP-A10-P-NTF [Gamewell FCI, Xtralis] [SLC MODULES] [#4] AAD-7100X (C), AAD-8100 (C), VEA-040-A00 (C), VEA-040-A10 (C), VEP-A00-1P-NTF, VEP-A00-P-NTF, VEP-A10-P-NTF [Gamewell FCI, Xtralis] [IDC] 01 [FAULT 1] 7100X (C), 8100 (C), 9400X (C), AAD-7100X (C), AAD-8100 (C), VEP-A00-1P, VEP-A00-1P-NTF, VEP-A00-P, VEP-A00-P-NTF, VEP-A10-P, VEP-A10-P-NTF, VLF-250 (C), VLF-500 (C), VLI-880 (C), VLI-885 (C), XAS-1-US (C), XAS- [Gamewell FCI] [AUX POWER] 7100X (C), 8100 (C), 9400X (C), AAD-7100X (C), AAD-8100 (C) [Gamewell FCI, Xtralis] [IDC] 03 [FIRE1] 7100X (C), 8100 (C), 9400X (C), AAD-7100X (C), AAD-8100 (C), VEP-A00-1P, VEP-A00-1P-NTF, VEP-A00-P, VEP-A00-P-NTF, VEP-A10-P, VEP-A10-P-NTF, VLF-250 (C), VLF-500 (C), VLI-880 (C), VLI-885 (C), XAS-1-US (C), XAS-2- [Gamewell FCI, Xtralis] [SLC MODULES] [#5] AAD-7100X (C), AAD-8100 (C), VEA-040-A00 (C), VEA-040-A10 (C), VEP-A00-1P-NTF, VEP-A00-P-NTF, VEP-A10-P-NTF [Gamewell FCI, Xtralis] [SLC MODULES] [#2] AAD-7100X (C), AAD-8100 (C), VEA-040-A00 (C), VEA-040-A10 (C), VEP-A00-1P-NTF, VEP-A00-P-NTF, VEP-A10-P-NTF
df772452-4493-4327-9509-95fe68f9c30a | NFPA 170 GAS DETECTOR |  |  | North | Edwards |  | Gas Detection |  |  |  | Module | TRUE | SIGA2-COS w/SIGA-IB BASE | ++ | Carbon Monoxide Detector | 1 | 4.5e-05 | 4.5e-05 |  |  |  |  | FALSE | [5 empty] | #FFFF0000 | FA-NFPA 170 GAS DETECTOR | 1 | FALSE | FALSE | FALSE | 1402 | [13 empty] | FALSE | [7 empty] | THOR\acont | 2024-10-08 16:33 | 20191121 AC Detector with base | [Edwards, Kidde] [SLC EST SENSORS] 01 [*] [EST3, iO1000] DS-HFS (C), DS-PS (C), FX-HD w/IB4U BASE, FX-HD w/RB4U BASE, FX-HD w/SB4U BASE, FX-HD w/SB4U-LF BASE, FX-HD wB4U BASE, FX-PD w/B4U BASE (C), FX-PD w/IB4U BASE (C), FX-PD w/SB4U BASE (C), FX-PD w/SB [Edwards, Kidde] [SLC EST SENSORS] [*] [#4 TYPE ADDR ¦ SENSORS] KI-DDOS (C), SIGA2-COS w/SIGA-AB4G BASE, SIGA2-COS w/SIGA-AB4G-LF BASE, SIGA2-COS w/SIGA-AB4GT BASE, SIGA2-COS w/SIGA-IB BASE, SIGA2-COS w/SIGA-RB BASE, SIGA2-COS w/SIGA-SB BASE, SIGA2-HCOS [Edwards, Kidde] [SLC EST MODULES SENSORS] [*] [#2 SHARED ADDR ¦ SENSORS] KI-DDOS (C), SIGA2-COS w/SIGA-AB4G BASE, SIGA2-COS w/SIGA-AB4G-LF BASE, SIGA2-COS w/SIGA-AB4GT BASE, SIGA2-COS w/SIGA-IB BASE, SIGA2-COS w/SIGA-RB BASE, SIGA2-COS w/SIGA-SB BASE, S [Edwards, Kidde] [SLC EST MODULES/SENSORS] 01 [*] [iO64] DS-HFS (C), DS-PS (C), FX-HD w/IB4U BASE, FX-HD w/RB4U BASE, FX-HD w/SB4U BASE, FX-HD w/SB4U-LF BASE, FX-HD wB4U BASE, FX-PD w/B4U BASE (C), FX-PD w/IB4U BASE (C), FX-PD w/SB4U BASE (C), FX-PD w/SB
b063a27c-8096-4988-90ac-960161ab6cee | NFPA 170 BATTERY CABINET |  |  | North | Space Age Electronics |  | Hardware |  |  |  | Hardware | TRUE | ELOCK-FA | Accessories | CIRCUIT LOCKOUT KIT | 1 | 0 | 0 |  |  |  |  | TRUE | [5 empty] | #FFFF0000 | FA-NFPA 170 BATTERY CABINET | 1 | FALSE | FALSE | FALSE | 3000 | [19 empty] | DESKTOP-7SAL8M7\acont | 2020-09-14 15:38 | THOR\acont | 2024-09-08 17:27 | Cloned from Space Age Electronics SSU00500
47ea6921-4b20-4dc7-a747-96033fcdd5a2 | NFPA 170 HORN |  |  | North | Simplex |  | Horn |  |  |  | Module | TRUE | 4901-9820 |  | Horn 4 Wire Red with white Fire Lettering | 1 | 0 | 0.027 |  |  |  |  | FALSE | [5 empty] | #FF0070C0 | FA-NFPA 170 HORN | 1 | FALSE | FALSE | FALSE | 2010 | [13 empty] | FALSE | [7 empty] | THOR\acont | 2024-09-08 17:27 |  | [Simplex] [NAC] 4901-9820
ed625609-1192-4b49-a136-9605657fdde3 | NFPA 170 STROBE WALL |  |  | North | Eaton Wheelock |  | Strobe |  |  |  | Module | TRUE | EL3RMST | ++ | WALL STROBE, CLEAR WP | 1 | [6 empty] | TRUE | [5 empty] | #FF0070C0 | FA-NFPA 170 STROBE WALL | 1 | FALSE | FALSE | FALSE | 2020 | [16 empty] | WP |  |  | THOR\acont | 2024-09-11 19:08 | THOR\acont | 2024-10-09 10:48 | Cloned from Eaton Wheelock EL3RST-FR | [Eaton Wheelock] [NAC] [24VDC] EL3RMST, EL3RMTSTA, EL3RST-FR, EL3RST-FW, EL4XMST, EL4XMTSTA, EL4XST-FR, EL4XST-FW
13b831ab-1059-44e0-8ba5-960ab7b5f18a | NFPA 170 ISOLATION MODULE |  |  | North | Silent Knight |  | Isolator Module |  |  |  | Module | TRUE | SD500-LIM | ++ | Line Isolator Module | 1 | [6 empty] | FALSE | [5 empty] | #FFFF0000 | FA-NFPA 170 ISOLATION MODULE | 1 | FALSE | FALSE | FALSE | 1200 | [13 empty] | FALSE | [7 empty] | THOR\acont | 2024-09-08 17:27 |  | [Farenhyt, Silent Knight] [ISO] 01 [*] [ISO ++] IDP-ISO, ISO-6, SD500-LIM, SK-ISO
f8729a98-4fce-4da8-a213-960ac3fd56d7 | NFPA 170 HORN STROBE |  |  | North | Siemens |  | Horn/Strobe |  |  |  | Module | TRUE | SLHSWW-A | S54329-F34-A2 | SLHSWW-A HRN/ST,WALL,WHT,AGENT | 1 | [12 empty] | #FF0070C0 | FA-NFPA 170 HORN STROBE | 1 | FALSE | FALSE | FALSE | 2012 | [19 empty] | DESKTOP-7SAL8M7\acont | 2019-08-13 09:04 | THOR\acont | 2024-09-08 17:27 | B,T | [Siemens] [NAC] [24 VDC, HIGH DB, CODE 3] SLHSWR-A, SLHSWR-AL, SLHSWR-F, SLHSWR-FB, SLHSWR-N, SLHSWW-A, SLHSWW-AL, SLHSWW-F, SLHSWW-FB, SLHSWW-N
cf00c6f0-04f4-41c2-a75b-960c16d4b9ba | NFPA 170 STROBE CEILING |  |  | North | System Sensor |  | Strobe |  |  |  | Module | TRUE | SCWLED-P | ++ | Strobe, Ceiling, White, Plain | 1 | 0 | 0.111 |  |  |  |  | FALSE | TRUE |  |  |  |  | #FF0070C0 | FA-NFPA 170 STROBE CEILING | 1 | FALSE | FALSE | FALSE | 2022 | [13 empty] | FALSE |  |  | C |  |  | DESKTOP-QGO6JOK\acont | 2023-10-19 06:45 | THOR\acont | 2024-09-08 17:27 | Cloned from System Sensor SCWL CLONED | [System Sensor] [NAC] [24VDC] SCRKLED (C), SCRKLED-B (C), SCRKLED-P (C), SCRLED (C), SCRLED-B (C), SCRLED-P (C), SCWKLED (C), SCWKLED-B (C), SCWKLED-P (C), SCWLED (C), SCWLED-B (C), SCWLED-CLR-ALERT (C), SCWLED-P (C)
de3f898b-6a4c-469e-83bd-960cd8a7ebeb |  |  |  | North | Firelite |  | Cards & Components |  |  |  | Card | TRUE | SLC-2LS | + | Loop Expander Module, Provides Even Numbered SLC Loops | 1 | 0.019 | 0.026 |  |  |  |  | TRUE | FALSE |  |  |  |  | #FFFFFFFF |  |  | FALSE | FALSE | FALSE | [14 empty] | FALSE | [7 empty] | THOR\acont | 2024-10-09 10:48 |  |  | [Firelite] SLC-2, SLC-2LS
1027fe77-903d-4454-8f76-960d920875e2 | NFPA 170 ADDRESSABLE INPUT MONITOR MODULE |  |  | North | Silent Knight |  | Addressable Module |  |  |  | Module | TRUE | SK-MONITOR | ++ | Monitor Module | 1 | 0.0004 | 0.0055 |  |  |  |  | FALSE | [5 empty] | #FFFF0000 | FA-NFPA 170 ADDRESSABLE INPUT MONITOR MODULE | 1 | FALSE | FALSE | FALSE | 1000 | [13 empty] | FALSE | [7 empty] | THOR\acont | 2024-09-08 17:27 |  | [Farenhyt, Silent Knight] [SLC MODULES SENSORS] [*] [#1 SHARED ADDR ¦ MODULES] HFS-MM, Hood System/IDP-MINIMON, IDP-CONTROL, IDP-CONTROL-6, IDP-MINIMON, IDP-MON-10, IDP-MONITOR, IDP-MONITOR-2, IDP-PULL-DA, IDP-PULL-SA, IDP-RELAY, IDP-RELAY-6, IDP-RELAYMO [Silent Knight] [SLC SK MODULES] [*] [#3 TYPE ADDR ¦ MODULES] HFS-MM, SK-CONTROL, SK-CONTROL-6, SK-MINIMON, SK-MON-10, SK-MONITOR, SK-MONITOR-2, SK-PULL-DA, SK-PULL-SA, SK-RELAY, SK-RELAY-6, SK-RELAYMON-2, SK-ZONE, SK-ZONE-6, WAV-CRL, WAV-CWL, WAV-RL, WA | [Farenhyt, Silent Knight] IDP-MONITOR, SK-MONITOR
3fa47a44-8754-461e-b693-9611d4278a71 |  |  |  | North | ProdataKey, Inc. |  | Cards & Components |  |  |  | Card | TRUE | RMPOE |  | PoE++ Module | 1 | [6 empty] | TRUE | [5 empty] | #FFFFFFFF |  |  | FALSE | FALSE | FALSE | [20 empty] | DESKTOP-7EIEB7A\acont | 2022-02-12 08:13 | THOR\acont | 2024-10-09 10:48 | Cloned from ProdataKey, Inc. RMW
b1fb8e27-3f80-4ad7-8601-9611e1094078 |  |  |  | North | Kidde |  | Cards & Components |  |  |  | Card | TRUE | VS4-G Mainboard |  | Mainboard for VS4-G assembly | 1 | 0.227 | 0.392 |  |  |  |  | TRUE | [5 empty] | #FFFFFFFF |  |  | FALSE | FALSE | FALSE | [14 empty] | FALSE | [7 empty] | THOR\acont | 2024-10-09 10:48 |  | [Edwards, Kidde, Macurco] [IDC] [#2 TROUBLE] 2IDC, 76-600000-001 Main Board, 76-800xxx-xxx Main Board, 77-600000-901 Main Board, 84-732001-901 Main Board, DVP-120 Mainboard, EST1-2Z Mainboard, FSP1004G Mainboard, FSP1004G-2 Mainboard, FSP1004GD Mainboard [Edwards, Kidde] [VAC ] 2IDC, 76-600000-001 Main Board, 76-800xxx-xxx Main Board, 77-600000-901 Main Board, 84-732001-901 Main Board, APS10A Mainboard, APS6A Mainboard, BPS10A Mainboard, BPS10A/230 Mainboard, BPS6A Mainboard, BPS6A/230 Mainboard, EST1-2Z [Edwards, Kidde, Macurco] [IDC] [#1 ALARM] 2IDC, 76-600000-001 Main Board, 76-800xxx-xxx Main Board, 77-600000-901 Main Board, 84-732001-901 Main Board, DVP-120 Mainboard, EST1-2Z Mainboard, FSP1004G Mainboard, FSP1004G-2 Mainboard, FSP1004GD Mainboard, [Edwards, Kidde, Macurco] [IDC] [#3 SUPERVISORY] 2IDC, 76-600000-001 Main Board, 76-800xxx-xxx Main Board, 77-600000-901 Main Board, 84-732001-901 Main Board, DVP-120 Mainboard, EST1-2Z Mainboard, FSP1004G Mainboard, FSP1004G-2 Mainboard, FSP1004GD Mainb | [Kidde] VS4-G Mainboard [Kidde] VS4-G Mainboard, VS4-G-2 Mainboard, VS4-G-2-PG Mainboard, VS4-G-2-SP Mainboard, VS4-GC Mainboard, VS4-GD Mainboard, VS4-G-F Mainboard, VS4-G-PG Mainboard, VS4-G-SP Mainboard, VS4-R Mainboard, VS4-R-2 Mainboard, VS4-RD Mainboard [Edwards, Kidde] FX-64R Mainboard, FX-64RD Mainboard, iO64G Mainboard, iO64G-2 Mainboard, iO64G-2-PG Mainboard, iO64G-2-SP Mainboard, iO64GD Mainboard, iO64GL Mainboard, iO64GL-F Mainboard, iO64G-PG Mainboard, iO64G-SP Mainboard, iO64R Mainboard, iO64R-2 [Edwards] IO-SDC2 [Edwards, Kidde] FX-1000 Mainboard, FX-1000D Mainboard, iO1000G Mainboard, iO1000G-2 Mainboard, iO1000G-2-PG Mainboard, iO1000G-2-SP Mainboard, iO1000GC Mainboard, iO1000GD Mainboard, iO1000G-F Mainboard, iO1000G-PG Mainboard, iO1000G-SP Mainboard, iO1000 [Edwards, Kidde] FX-1000 Mainboard, FX-1000D Mainboard, FX-64RD Mainboard, iO1000G Mainboard, iO1000G-2 Mainboard, iO1000G-2-PG Mainboard, iO1000G-2-SP Mainboard, iO1000GC Mainboard, iO1000GD Mainboard, iO1000G-F Mainboard, iO1000G-PG Mainboard, iO1000G-S [Edwards, Kidde] FX-1000 Mainboard, FX-1000D Mainboard, FX-64RD Mainboard, iO1000G Mainboard, iO1000G-2 Mainboard, iO1000G-2-PG Mainboard, iO1000G-2-SP Mainboard, iO1000GC Mainboard, iO1000GD Mainboard, iO1000G-F Mainboard, iO1000G-PG Mainboard, iO1000G-S
a9709f65-5b45-48a4-8ce9-96120c167e6a | NFPA 170 MANUAL PULL |  |  | North | Firelite |  | Manual Station |  |  |  | Module | TRUE | BG-12L | + | Same as BG-12 with key lock. | 1 | [6 empty] | TRUE | [5 empty] | #FFFF0000 | FA-NFPA 170 MANUAL PULL | 1 | FALSE | FALSE | FALSE | 957 | [19 empty] | DESKTOP-7SAL8M7\acont | 2019-03-29 16:21 | THOR\acont | 2024-09-08 17:27 | Cloned from Firelite BG-12SL CLONED | [Firelite] [IDC] 01 BG-12, BG-12L, BG-12LA, BG-12LO, BG-12LOB, BG-12LPS, BG-12LPSP, BG-12LSP, BG-12S, BG-12SL, BG-8, BG-8SP
66bcc86b-02cf-4336-a525-9615959a332d | NFPA 170 MANUAL PULL |  |  | North | Autocall |  | Manual Station |  |  |  | Module | TRUE | A2099-9754 | ++ | Non-Coded, Non-Addressable Manual Station, Single Action | 1 | [6 empty] | FALSE | TRUE | Flush | Single gang box 2-1/2" deep 4" square box, 2-1/8" (54 mm) minimum | 5" H x 3-3/4" W x 1" D (127 mm x 95 mm x 25 mm) |  | #FFFF0000 | FA-NFPA 170 MANUAL PULL | 1 | FALSE | FALSE | FALSE | 1408 | [13 empty] | FALSE |  |  | SBP |  |  | THOR\acont | 2024-02-06 07:04 | THOR\acont | 2024-09-08 17:27 | Cloned from Simplex 2099-9754 | [Autocall, Simplex] [IDC] 01 2098-9201 (C), 2098-9202 (C), 2098-9203 (C), 2098-9208 (C), 2098-9576 (C), 2099-9101 (C), 2099-9102 (C), 2099-9103 (C), 2099-9104 (C), 2099-9105 (C), 2099-9107 (C), 2099-9108 (C), 2099-9754 (C), 2099-9755 (C), 2099-9756 (C),
25ab7147-9e55-429c-bd3d-961c3ef7e282 |  |  |  | North | Firelite |  | Cards & Components |  |  |  | Card | TRUE | MRP-2002 Main Board | + | Agent Release Panel Card | 1 | 0.095 | 0.221 |  |  |  |  | TRUE | FALSE |  |  |  |  | #FFFFFFFF |  |  | FALSE | FALSE | FALSE | [14 empty] | FALSE | [7 empty] | THOR\acont | 2024-10-09 10:48 |  | [Ditek, Monaco Enterprises, Spectronix, WBOX] [VAC ] [VAC] 0E-SPROACHW, 210-524-00, DTK-120HW, DTK-120HWLOK, DTK-120HW-SS, DTK-1F, DTK-1FF, SA400 Main Board [ADT Unimode, AES, Firelite, NAPCO, Notifier] [VAC ] [VAC] 1640, 200UDLS Main Board, 411UDAC Main Board, ACC-25/50 Main Board, BE-500 CPU, CPU-N16LD, CPU-N16LND, ECC-125DA (25V) Main Board, ECC-50/100 Main Board (100W, 25V), ECC-50/100 Main Board (100W, | [Firelite, Notifier] MRP-2002 Main Board, RP-2002 Main Board
aa15279e-140d-45a2-b6da-961dde68cac3 | CADGEN AUX POWER SUPPLY | CADGEN AUX POWER SUPPLY |  | North | Altronix |  | Auxilliary Power Supply |  |  |  | Assembly | TRUE | AL125ULX | ++ | Power Supply Charger, Two (2) 12VDC or 24VDC Class 2 Rated Power-Limited Outputs | 1 | [6 empty] | FALSE | FALSE |  | 13.5” x 13” x 3.25” (342.9mm x 330.2mm x 82.6mm) |  |  | #FFFF0000 | FA-CADGEN AUX POWER SUPPLY | 1 | FALSE | FALSE | FALSE | 212 | [8 empty] | 4 |  | 4 |  |  | TRUE | [5 empty] | DESKTOP-7EIEB7A\acont | 2022-09-15 11:55 | THOR\acont | 2024-09-08 17:27 | Cloned from Altronix AL125UL
9073be5c-4855-42ae-9480-96271bbb6b0b | NFPA 170 MANUAL PULL |  |  | North | Gamewell FCI |  | Manual Station |  |  |  | Module | TRUE | MS-WS w/AMM-2F | + | Single action station, wire leads | 1 | 0.0003 | 0.0003 |  |  |  |  | TRUE | [5 empty] | #FFFF0000 | FA-NFPA 170 MANUAL PULL | 1 | FALSE | FALSE | FALSE | 957 | [19 empty] | DESKTOP-7SAL8M7\acont | 2020-11-16 07:39 | THOR\acont | 2024-09-08 17:27 | Cloned from Gamewell MS-7S w/AMM-2F | [Gamewell FCI] [SLC MODULES] [*] [#3 TYPE ADDR ¦ MODULES] AMM-2F, AMM-2IF, AMM-2RF, AMM-2RIF, AMM-4F, AMM-4SF, AOM-2RF, AOM-2SF, AOM-TELF, MMI-10F, MMI-6SF, MMO-6RF, MMO-6SF, MS-7AF, MS-7ASF, MS-7S w/AMM-2F, MS-WS w/AMM-2F, TC81021000, VW-GATE, WAM-MM, W [Gamewell FCI] [SLC MODULES SENSORS] [*] [#1 SHARED ADDR ¦ MODULES] AMM-2F, AMM-2IF, AMM-2RF, AMM-2RIF, AMM-4F, AMM-4SF, AOM-2RF, AOM-2SF, AOM-TELF, MMI-10F, MMI-6SF, MMO-6RF, MMO-6SF, MS-7AF, MS-7ASF, MS-7S w/AMM-2F, MS-WS w/AMM-2F, TC81021000, VW-DIS-D [Gamewell FCI] [IDC] 01 [*] M34-110, M34-56, MS-7, MS-7LOB, MS-7LOB, MS-7LR, MS-7LRA, MS-7S, MS-7S w/AMM-2F, MS-7SP, MS-WS w/AMM-2F
f113d1d8-5647-4b1a-b3ae-962c2c96c915 | NFPA 170 FIRE ALARM CONTROL UNIT | RISER FACP |  | North | Advanced |  | Fire Alarm Control Unit |  |  |  | Assembly | TRUE | AX-CTL-2V |  | Fire Alarm Control Panel 2 loop with 2 NAC ckts with 80 watt amp | 1 | [6 empty] | TRUE | [5 empty] | #FFFF0000 | FA-NFPA 170 FIRE ALARM CONTROL UNIT | 1 | FALSE | FALSE | FALSE | 202 | [8 empty] | 7,12,18 |  |  |  |  | TRUE | [5 empty] | DESKTOP-QMKR22O\aucon | 2020-07-31 08:49 | AUGUSTALIEN\aucon | 2025-02-14 18:13 | Cloned from Advanced AX-CTL-2C
3d2a3521-cea2-42ba-84cb-962f1bdc50cf | NFPA 170 MANUAL PULL |  |  | North | Simplex |  | Manual Station |  |  |  | Module | TRUE | 2099-9754 | ++ | Non-Coded, Non-Addressable Manual Station, Single Action | 1 | [6 empty] | FALSE | TRUE | Flush | Single gang box 2-1/2" deep 4" square box, 2-1/8" (54 mm) minimum | 5" H x 3-3/4" W x 1" D (127 mm x 95 mm x 25 mm) |  | #FFFF0000 | FA-NFPA 170 MANUAL PULL | 1 | FALSE | FALSE | FALSE | 1408 | [13 empty] | FALSE |  |  | SBP |  |  | DESKTOP-7EIEB7A\acont | 2023-03-07 06:36 | THOR\acont | 2024-09-08 17:27 | Cloned from Simplex 2098-9201 | [Autocall, Simplex] [IDC] 01 2098-9201 (C), 2098-9202 (C), 2098-9203 (C), 2098-9208 (C), 2098-9576 (C), 2099-9101 (C), 2099-9102 (C), 2099-9103 (C), 2099-9104 (C), 2099-9105 (C), 2099-9107 (C), 2099-9108 (C), 2099-9754 (C), 2099-9755 (C), 2099-9756 (C),
97e684ce-3ee0-46ca-b0f1-96394c94d8a8 |  |  |  | North | Altronix |  | Cards & Components |  |  |  | Card | TRUE | AL842ULADA Main Board | ++ | Fire Alarm Power Supply Main Board | 1 | 0.09 | 0.175 | 8 |  | 24 |  | TRUE | FALSE |  |  |  |  | #FFFFFFFF |  |  | FALSE | FALSE | FALSE | [14 empty] | FALSE | [5 empty] | DESKTOP-7EIEB7A\acont | 2023-04-07 10:16 | THOR\acont | 2024-10-09 10:48 | Cloned from Altronix AL1042ULADA Main Board | [Altronix, BluePoint] [IDC] [#1 AC FAILURE] AL1042ULADA Main Board, AL1042ULADA Main Board COPY, AL842ULADA Main Board, BP-AL802JGBP Main Board [Altronix, BluePoint] [NAC Trigger] [#1 INPUT] AL1042ULADA Main Board, AL1042ULADA Main Board COPY, AL842ULADA Main Board, BP-AL802JGBP Main Board [Altronix, BluePoint] [IDC] [#2 BATTERY] AL1042ULADA Main Board, AL1042ULADA Main Board COPY, AL842ULADA Main Board, BP-AL802JGBP Main Board | [Altronix, BluePoint] AL1042ULADA Main Board, AL1042ULADA Main Board COPY, AL842ULADA Main Board, BP-AL802JGBP Main Board
c564c28c-80ca-4a7c-8267-963df6031e43 |  |  |  | North | Monaco Enterprises |  | Hardware |  |  |  | Hardware | TRUE | 703-166-00 | + | Supervised Volume Control (only one per audio circuit) | 1 | [12 empty] | #FFFFFFFF |  |  | FALSE | FALSE | FALSE | [20 empty] | DESKTOP-7SAL8M7\acont | 2020-04-02 09:51 | THOR\acont | 2024-10-09 10:48 | Cloned from Monaco Enterprises 703-192-00
b50e2ef4-f016-4b76-91a2-963fc1eb0dba | NFPA 170 HORN CEILING |  |  | North | Eaton Wheelock |  | Horn |  |  |  | Module | TRUE | LHNRC3 |  | HRN,CEILING,RED | 1 | [7 empty] | TRUE |  |  |  |  | #FF0070C0 | FA-NFPA 170 HORN CEILING | 1 | FALSE | FALSE | FALSE | 2011 | [16 empty] | C |  |  | DESKTOP-7SAL8M7\acont | 2020-10-28 07:26 | THOR\acont | 2024-09-08 17:27 | Cloned from Siemens SLHWW | [Eaton Wheelock] [NAC] [UL MAX, HIGH DB] LHNRC3 (C), LHNWC3 (C)
d55d2330-e9c7-493d-9070-9640d9315c78 |  |  |  | North | Notifier |  | Cards & Components |  |  |  | Card | TRUE | PMB-AUX | ++ | Addressable Power Supply/Battery Charger | 5 | 0.096 | 0.11 | 6 |  | 24 |  | TRUE | [5 empty] | #FFFFFFFF |  |  | FALSE | FALSE | FALSE | [9 empty] | 7,12,18,26,33,55,100 |  |  |  |  | FALSE | [5 empty] | DESKTOP-7EIEB7A\acont | 2022-08-16 10:16 | THOR\acont | 2024-10-09 10:48 | Cloned from Notifier AMPS-24 | [Honeywell, Notifier, System Sensor] [SLC MODULES SENSORS] [*] [#1 SHARED ADDR ¦ MODULES] 30-3013 w/FMM-101, Q3013D, ACM-8R, ACPS-610, AMPS-24, AMPS-24E, EM-1M, EM-1MI, EM-1MM, EM-1MMI, EM-1R, EM-1RI, EM-1SR, EM-1SRI, FCM-1, FCM-1-REL, FD7044 MM-101, FDM [Notifier] [SLC MODULES/SENSORS] [#02 ++] ACPS-610, AMPS-24, AMPS-24E, FDM-1, FDRM-1, FWSG, NDM-100, NMM-100-10, NZM-100-6, PMB-AUX, XP10-M, XP6-C, XP6-MA, XP6-R [Notifier] [SLC MODULES] [#05 ++] ACPS-610, AMPS-24, AMPS-24E, NMM-100-10, NZM-100-6, PMB-AUX, XP10-M, XP6-C, XP6-MA, XP6-R [Notifier] [SLC MODULES/SENSORS] [#04 ++] ACPS-610, AMPS-24, AMPS-24E, NMM-100-10, NZM-100-6, PMB-AUX, XP10-M, XP6-C, XP6-MA, XP6-R [Notifier] [SLC MODULES/SENSORS] [#03 ++] ACPS-610, AMPS-24, AMPS-24E, FWSG, NMM-100-10, NZM-100-6, PMB-AUX, XP10-M, XP6-C, XP6-MA, XP6-R [Notifier] [SLC MODULES] [#04 ++] ACPS-610, AMPS-24, AMPS-24E, NMM-100-10, NZM-100-6, PMB-AUX, XP10-M, XP6-C, XP6-MA, XP6-R [Honeywell, Notifier, System Sensor] [SLC MODULES] [*] [#3 TYPE ADDR ¦ MODULES] 30-3013 w/FMM-101, Q3013D, ACM-8R, ACPS-610, AMPS-24, AMPS-24E, EM-1M, EM-1MI, EM-1MM, EM-1MMI, EM-1R, EM-1RI, EM-1SR, EM-1SRI, FCM-1, FCM-1-REL, FD7044 MM-101, FDM-1, FDRM-1 [Notifier] [SLC MODULES/SENSORS] [#05 ++] ACPS-610, AMPS-24, AMPS-24E, NMM-100-10, NZM-100-6, PMB-AUX, XP10-M, XP6-C, XP6-MA, XP6-R [Notifier] [SLC MODULES] [#02 ++] ACPS-610, AMPS-24, AMPS-24E, FDM-1, FDRM-1, FWSG, NDM-100, NMM-100-10, NZM-100-6, PMB-AUX, XP10-M, XP6-C, XP6-MA, XP6-R [Notifier] [SLC MODULES] [#03 ++] ACPS-610, AMPS-24, AMPS-24E, FWSG, NMM-100-10, NZM-100-6, PMB-AUX, XP10-M, XP6-C, XP6-MA, XP6-R | [Notifier] PMB-AUX
34b1b6af-0afd-4040-8539-96422cb6470d | NFPA 170 SPEAKER STROBE CEILING |  |  | North | Edwards |  | Speaker/Strobe |  |  |  | Module | TRUE | GCHFWA-S2VMCH |  | 25V Speaker/Strobe, White, 95, 115, 150, 177 cd,ALERT | 1 | 0 | 0.342 |  |  |  |  | FALSE | TRUE |  |  |  |  | #FF0070C0 | FA-NFPA 170 SPEAKER STROBE CEILING | 1 | FALSE | FALSE | FALSE | 2020 | [13 empty] | FALSE |  |  | C |  |  |  |  | THOR\acont | 2024-09-08 17:27 |  | [Edwards, Kidde] [NAC] [24 VDC] EGCF-S2VMH (C), EGCF-VMH (C), GCF-S2VMH (C), GCF-S7VMH (C), GCF-VMH (C), GCHFRF-S2VMCH (C), GCHFRF-S7VMCH (C), GCHFRN-S2VMCH (C), GCHFRN-S7VMCH (C), GCHFWA-S2VMAH (C), GCHFWA-S2VMCH (C), GCHFWA-S7VMAH (C), GCHFWA-S7VMCH (C [Edwards, Kidde] [NAC] [16 VDC] EGCF-S2VMH (C), EGCF-VMH (C), GCF-S2VMH (C), GCF-S7VMH (C), GCF-VMH (C), GCHFRF-S2VMCH (C), GCHFRF-S7VMCH (C), GCHFRN-S2VMCH (C), GCHFRN-S7VMCH (C), GCHFWA-S2VMAH (C), GCHFWA-S2VMCH (C), GCHFWA-S7VMAH (C), GCHFWA-S7VMCH (C [Edwards, Kidde] [AUDIO 25v] [25V AUDIO] EGCF-S2VMH (C), G4F-S2, G4F-S2V1575, G4F-S2VM, G4HFRF-S2, G4HFRF-S2VMC, G4HFRN-S2, G4HFRN-S2VMC, G4HFWA-S2, G4HFWA-S2VMA, G4HFWA-S2VMC, G4HFWF-S2, G4HFWF-S2VMC, G4HFWN-S2, G4HFWN-S2VMA, G4HFWN-S2VMC, G4RF-S2, G4RF
86e92415-2008-45aa-9e3f-96430519b0a9 | CADGEN BURGLAR ALARM CONTROL PANEL |  |  | North | NAPCO | Security/Access Control | Burglar Alarm Control Panel |  |  |  | Assembly | TRUE | GEMC-BURG96KT | + | 96pt GEMC Addressable Commercial Burglary System Kit | 1 | [12 empty] | #FFFF0000 | FA-CADGEN BURGLAR ALARM CONTROL PANEL | 1 | FALSE | FALSE | FALSE | 101 | [19 empty] | DESKTOP-7SAL8M7\acont | 2020-01-21 11:59 | THOR\acont | 2024-09-08 17:27
010aca6e-6cd9-4aa2-a08e-964801bff209 | NFPA 170 SMOKE HEAT DETECTOR |  |  | North | Honeywell |  | Smoke/Heat Detector |  |  |  | Module | TRUE | TC806B1084 w/14507371 | ++ | Addressable low-profile photoelectric/thermal smoke detector w/Base | 1 | 0.0003 | 0.0065 |  |  |  |  | FALSE | TRUE | FLUSH |  | 4" SQ. DEEP | 3 "O" PLASTER RING | #FFFF0000 | FA-NFPA 170 SMOKE HEAT DETECTOR | 1 | FALSE | FALSE | FALSE | 1408 |  |  | 7272-0028:0206 | [10 empty] | FALSE | [5 empty] | DESKTOP-7EIEB7A\acont | 2022-10-06 07:04 | THOR\acont | 2024-09-08 17:27 | Cloned from Honeywell TC806B1076 w/14507371 | [Honeywell, Notifier, System Sensor] [SLC SENSORS] [*] [#4 TYPE ADDR ¦ SENSORS] 2251B (C), 2251-COPTIR (C), 2251-COPTIR w/B200S-WH (C), 2251TB (C), 2251TMB (C), 5251B (C), 5251B-WP (C), 5251H (C), 5251RB (C), 5251RB-WP (C), 7251 (C), 7251DH (C), DH200LP [Honeywell, Notifier, System Sensor] [SLC MODULES SENSORS] [*] [#2 SHARED ADDR ¦ SENSORS] 2251B (C), 2251-COPTIR (C), 2251-COPTIR w/B200S-WH (C), 2251TB (C), 2251TMB (C), 5251B (C), 5251B-WP (C), 5251H (C), 5251RB (C), 5251RB-WP (C), 7251 (C), 7251DH (C)
8c27ccad-2e5f-40fa-b40d-9648f016c8bd |  |  |  | North | Honeywell |  | Cards & Components |  |  |  | Card | TRUE | HPF-PS6 MAIN BOARD | + | Fire Alarm Power Supply Main Board | 1 | 0.139 | 0.157 |  |  |  |  | TRUE | FALSE | SURFACE |  | PROVIDED | N/A | #FFFFFFFF |  |  | FALSE | FALSE | FALSE |  |  |  | 7315-0028:0225 | [10 empty] | FALSE | [5 empty] | DESKTOP-7EIEB7A\acont | 2023-03-15 08:12 | THOR\acont | 2024-10-09 10:48 | Cloned from Gamewell FCI HPF-PS6 MAIN BOARD | [Gamewell FCI, Honeywell] [NAC Trigger] [#2] HPF-PS10 MAIN BOARD, HPF-PS6 MAIN BOARD [Gamewell FCI, Honeywell] [NAC Trigger] [ALL DEVICES ++] HPF-PS10 MAIN BOARD, HPF-PS6 MAIN BOARD | [Gamewell FCI, Honeywell] HPF-PS6 MAIN BOARD [Gamewell FCI, Honeywell] HPF-PS6 MAIN BOARD
dfa23882-a550-4110-803f-964d10e4c40e |  |  |  | North | Edwards |  | Hardware |  |  |  | Hardware | TRUE | 4-LCDAUDTELCAB-CB | n | DISPLAY,Mic/FT LCD MOD w/ Chassis Back Mounting Plate | 1 | [12 empty] | #FFFFFFFF |  |  | FALSE | FALSE | FALSE | [20 empty] | DESKTOP-7SAL8M7\acont | 2019-12-13 12:52 | THOR\acont | 2024-10-09 10:48
12f1e7eb-0ec4-4e3a-9d2a-964d767b46ba | CADGEN KEYPAD |  |  | North | Bosch |  | Keypad Interface |  |  |  | Module | TRUE | B942 | ++ | Touch Screen Keypad, Black, SDI2 | 1 | 0.2 | 0.3 |  |  | 12 | [7 empty] | #FFFF0000 | FA-CADGEN KEYPAD | 1 | FALSE | FALSE | FALSE | [17 empty] | B942W |  |  | DESKTOP-7EIEB7A\acont | 2022-07-23 10:44 | THOR\acont | 2024-09-08 17:27 | Cloned from Bosch B942W | [BluePoint, Bosch] [SDI2 BOSCH] [*] [ALL DEVICES ++] B208, B299, B308, B426, B450, B450-CHI, B450-M, B810, B820, B901, B915, B915I, B920, B921C, B925F, B926F, B930, B940W, B942, B942W, BP-BHE-B208A, BP-BHE-B299
822545a3-20a4-41d3-a120-96572362893a | NFPA 170 SMOKE DETECTOR |  |  | North | Bosch |  | Smoke Detector |  |  |  | Module | TRUE | FAP-440 w/FAA-440-B6 | + | Analog photoelectric detector head, 24V w/6" Base | 1 | 0.017 | 0.017 |  |  |  |  | FALSE | TRUE |  |  |  |  | #FFFF0000 | FA-NFPA 170 SMOKE DETECTOR | 1 | FALSE | FALSE | FALSE | 1403 | [13 empty] | FALSE | [5 empty] | DESKTOP-7EIEB7A\acont | 2021-06-09 08:21 | THOR\acont | 2024-09-08 17:27 | Cloned from Bosch FAH-440 w/FAA-440-B6 | [Bosch] [SLC BOSCH MODULES SENSORS] [*] [#01 SENSORS ++] FAH-325 w/FAA-325-6 (C), FAH-325 w/FAA-325-B4 (C), FAH-325 w/FAA-325-B6S (C), FAH-440 w/FAA-440-B6 (C), FAI-325 w/FAA-325-6 (C), FAI-325 w/FAA-325-B4 (C), FAI-325 w/FAA-325-B6S (C), FAP-325 w/FAA-3
21aad60a-b0c2-4e9f-9eb7-96634f99041c | NFPA 170 NON ADDRESSABLE RELAY |  |  | North | System Sensor |  | Non-Addressable Relay |  |  |  | Module | TRUE | R-10 E/DAMPERS | F | RELAY, CONVENTIONAL RELAY IN A BOX | 1 | [6 empty] | FALSE | FALSE |  |  |  |  | #FFFF0000 | FA-NFPA 170 NON ADDRESSABLE RELAY | 1 | FALSE | FALSE | FALSE | 1300 | [13 empty] | FALSE | [7 empty] | THOR\acont | 2024-09-08 17:27
dc095ece-0fcc-480d-8a0f-96644099a92b | NFPA 170 SMOKE DETECTOR |  |  | North | BRK |  | Smoke Detector |  |  |  | Module | FALSE | 7020BSL |  | 120V AC, 60Hz Wire-in Smoke with Strobe, 10 Year Sealed Lithium Battery Backup | 1 | [6 empty] | FALSE | TRUE |  |  |  |  | #FFFF0000 | FA-NFPA 170 SMOKE DETECTOR | 1 | FALSE | FALSE | FALSE | 1408 | [13 empty] | FALSE |  |  | 120V |  |  | DESKTOP-7EIEB7A\acont | 2022-08-17 12:23 | THOR\acont | 2024-09-08 17:27 | Cloned from BRK 7010B | [BRK, Gentex, Kidde] [VAC ] [*] 21006378 (C), 21007624 (C), 7020BSL (C), 7030BSL (C), 900-CUAR (C), 9120 (C), 9120B (C), 917-0070-002 (C), 917-0071-002 (C), 917-0072-002 (C), 917-0073-002 (C), 917-0079-002 (C), 918-0030-002 (C), 918-0031-002 (C), 918-003 [BRK, First Alert, Gentex, Kidde] [SMOKE ALARM TANDEM] 21006378 (C), 21007624 (C), 7020BSL (C), 7030BSL (C), 900-CUAR (C), 9120 (C), 9120B (C), 917-0070-002 (C), 917-0071-002 (C), 917-0072-002 (C), 917-0073-002 (C), 917-0079-002 (C), 918-0030-002 (C), 91 | [BRK, First Alert, Generic, Gentex, Kidde, N/A] 120VAC SMOKE DETECTOR, 21006378, 21007624, 7020BSL, 7030BSL, 900-CUAR, 9120, 9120B, 9120F, 9120H, 9120HF, 9120T, 9120TF, 9123, 9123F, 9123H, 9123HF, 9123T, 9123TF, 917-0070-002, 917-0071-002, 917-0072-002, 9
8fbe02bd-3779-4223-9875-966948b89201 |  |  |  | North | Simplex |  | Cards & Components |  |  |  | Card | TRUE | 4100-0304 |  | RUI | 1 | 0.08 | 0.08 |  |  |  |  | TRUE | [5 empty] | #FFFFFFFF |  |  | FALSE | FALSE | FALSE | [20 empty] | THOR\acont | 2024-12-06 06:33 | THOR\acont | 2024-12-06 16:11 | Cloned from Simplex 4100-4321 | [Autocall, Simplex] [RUI] 4100-0304, A100-0620, A100-0625 | [Autocall, Simplex] 4100-0304, A100-0620, A100-0625
a9f0cce2-e544-4394-bd2d-96702d4c26d9 | NFPA 170 AMPLIFIER RACK | RISER AMP |  | North | Potter |  | Amplifier |  |  |  | Assembly | TRUE | DCA-10025 (70V) | + | DUAL CHANNEL 100W, 70V AMPLIFIER | 1 | 0.048 | 0.52 |  |  |  |  | FALSE | [5 empty] | #FFFF0000 | FA-NFPA 170 AMPLIFIER RACK | 1 | FALSE | FALSE | FALSE | 300 | [8 empty] | 12 |  |  |  | 100 | TRUE | [5 empty] | DESKTOP-7EIEB7A\acont | 2021-12-21 09:37 | THOR\acont | 2024-09-08 17:27 | Cloned from Potter DCA-10025 (25V)
a5840ba6-9f15-4adb-a5d3-9678ca7bdd6d |  |  |  | North | Edwards |  | Cards & Components |  |  |  | Card | TRUE | SDR-32K |  | 32 Open Collector Mod for Relays /w cover | 1 | [6 empty] | TRUE | [5 empty] | #FFFFFFFF |  |  | FALSE | FALSE | FALSE | [14 empty] | FALSE | [7 empty] | THOR\acont | 2024-10-09 10:48
85249985-b37c-4471-a046-967aa8b4677f | NFPA 170 SMOKE DETECTOR |  |  | North | Monaco Enterprises |  | Smoke Detector |  |  |  | Module | TRUE | 723-002-00 w/B110RLP | + | DETECTOR,SYSTEM:PHOTOELECTRIC,2-WIRE,4-WIRE,1.66" HEIGHT,HEAD | 1 | 0.00012 | 0.062 |  |  |  |  | TRUE | TRUE |  |  |  |  | #FFFF0000 | FA-NFPA 170 SMOKE DETECTOR | 1 | FALSE | FALSE | FALSE | 1408 | [19 empty] | DESKTOP-7SAL8M7\acont | 2020-02-20 16:44 | THOR\acont | 2024-09-08 17:27 | Cloned from System Sensor 2151 w/B110RLP | [Monaco Enterprises, System Sensor] [AUX POWER] [*] 723-002-00 w/B110RLP (C), 723-002-00 w/B112LP (C), 723-003-00 w/B110RLP (C), 723-003-00 w/B112LP (C), 723-367-00 (C), 723-368-00 (C), 723-508-00 (C), 723-508-01 (C), COSMO-4W (C), COSMOD2W, COSMOD4W [Monaco Enterprises, System Sensor] [IDC] 01 723-002-00 w/B110RLP (C), 723-002-00 w/B112LP (C), 723-002-00 w/B114LP (C), 723-003-00 w/B110RLP (C), 723-003-00 w/B112LP (C), 723-003-00 w/B114LP (C), 723-367-00 (C), 723-368-00 (C), 723-508-00 (C), 723-508-0
57ffa492-1b51-4db7-b83b-967b8595fa61 | NFPA 170 NON ADDRESSABLE RELAY |  |  | North | Bosch |  | Non-Addressable Relay |  |  |  | Module | TRUE | D130 | ++ | Auxiliary relay module, 12/24VDC | 1 |  | 0.06 | [10 empty] | #FFFF0000 | FA-NFPA 170 NON ADDRESSABLE RELAY | 1 | FALSE | FALSE | FALSE | [17 empty] | R |  |  | DESKTOP-7SAL8M7\acont | 2019-07-09 07:09 | THOR\acont | 2024-09-08 17:27 |  | [Bosch] [AUX POWER] [OPTIONAL RELAY INPUT ++] B308, D130, D133, D134, D8129, FLM-325-2R4-2A, FLM-325-2R4-2AI, FLM-325-2R4-8A, FLM-325-2R4-8AI | [Bosch] D130, D133, D134, D7053, D8130, DS7465I
440b144a-c477-4e32-a0aa-968101ee407d | NFPA 170 SMOKE HEAT CO DETECTOR |  |  | North | MIRCOM |  | Smoke/Heat/CO Detector |  |  |  | Module | TRUE | MIX-FC351AP w/APB200-WH | + | Advanced Multi-Criteria Fire/CO Detector (UL), Sounder Base | 1 | 0.0002 | 0.0045 |  |  |  |  | FALSE | TRUE |  |  |  |  | #FFFF0000 | FA-NFPA 170 SMOKE HEAT CO DETECTOR | 1 | FALSE | FALSE | FALSE | 1408 | [13 empty] | FALSE |  |  | CO, SB |  |  | DESKTOP-7EIEB7A\acont | 2021-05-18 07:07 | THOR\acont | 2024-09-08 17:27 | Cloned from Notifier FCO-951 w/B200S-WH | [MIRCOM] [SLC MODULES SENSORS] [*] [#2 SHARED ADDR ¦ SENSORS] DNR w/MIX-2251BR (C), DNR w/MIX-2351RAP (C), MIX-1251AP w/B200SR-LF-WH (C), MIX-1251AP w/B200SR-WH (C), MIX-1251AP w/B210LP (C), MIX-1251AP w/B224RB-WH (C), MIX-1251AP w/B501 (C), MIX-1251B w/ [MIRCOM] [AUX POWER] [HIGH VOLUME @ 16VDC, LOW VOLUME @ 16VDC] MIX-COSAP w/APB200 (C), MIX-FC351AP w/APB200-WH (C) [MIRCOM] [SLC SENSORS] [*] [#4 TYPE ADDR ¦ SENSORS] DNR w/MIX-2251BR (C), DNR w/MIX-2351RAP (C), MIX-1251AP w/B200SR-LF-WH (C), MIX-1251AP w/B200SR-WH (C), MIX-1251AP w/B210LP (C), MIX-1251AP w/B224RB-WH (C), MIX-1251AP w/B501 (C), MIX-1251B w/B200SR-LF-
60ac5bfb-d4e4-4fd5-b7d7-9686789198f7 | NFPA 170 MANUAL PULL |  |  | North | Edwards |  | Manual Station |  |  |  | Module | TRUE | MPSR1-D45WX-GE |  | Explosion Proof Pull Station, Class I(B,C,D), II(E,F,G), & III | 1 | [6 empty] | FALSE | [5 empty] | #FFFF0000 | FA-NFPA 170 MANUAL PULL | 1 | FALSE | FALSE | FALSE | 957 | [13 empty] | FALSE | [7 empty] | THOR\acont | 2024-09-08 17:27 |  | [Edwards, Kidde, Monaco Enterprises] [IDC] 01 1534-1, 200-GAOF, 270A-DPO, 270A-SPO, 270-DOC, 270-DOC-B, 270-DOC-F, 270-DPO, 270-GAO, 270-GAOB, 270-GAO-DOC, 270-GAO-DOCF, 270P-DPO, 270P-SPO, 270-SPO, 270-SPOW, 270-SPOWB, 270-SPOWF, 271-KR1/SR/GS, 276A-REL
2a9b95f7-8004-49bf-94f1-968730c1aa21 | NFPA 170 HEAT DETECTOR |  |  | North | Potter |  | Heat Detector |  |  |  | Module | TRUE | PAD300-HD w/PAD300-IB | ++ | Heat Detector with 6" Base with Isolator Module Included | 1 | 0.0006 | 0.0006 |  |  |  |  | FALSE | [5 empty] | #FFFF0000 | FA-NFPA 170 HEAT DETECTOR | 1 | FALSE | FALSE | FALSE | 1403 | [13 empty] | FALSE |  |  | IB |  |  | DESKTOP-7EIEB7A\acont | 2023-01-20 07:12 | THOR\acont | 2024-09-08 17:27 | Cloned from Potter PAD100-HD w/PAD100-IB | [Potter] [SLC PAD] [*] [#2 SHARED ADDR ¦ SENSORS] PAD100-CD w/PAD100-4DB, PAD100-CD w/PAD100-6DB, PAD100-CD w/PAD100-IB, PAD100-CD w/PAD100-LFSB, PAD100-CD w/PAD100-RB, PAD100-CD w/PAD100-SB, PAD100-CD w/PAD100-SPKB, PAD100-DUCT (C), PAD100-DUCTR (C), PA
ebb056c6-4bb7-405c-a046-9687d13732d9 |  |  |  | North | Edwards |  | Hardware |  |  |  | Hardware | TRUE | QSC-5-G-2E-PGE |  | OBSOLETE - FAP w/ 5 Option Card Spaces, Gray, EN-54, Portugues, 230V | 1 | [6 empty] | FALSE | [5 empty] | #FFFFFFFF |  |  | FALSE | FALSE | FALSE | [14 empty] | FALSE | [7 empty] | THOR\acont | 2024-10-09 10:48
a98e0e76-8c44-4b5d-86f5-968d6f086924 | NFPA 170 ADDRESSABLE INPUT OUTPUT |  |  | North | Bosch |  | Addressable Module |  |  |  | Module | TRUE | D7053 | ++ | Multiplex input/output module, 12V | 1 | 0.0007 | 0.0007 |  |  | 12 | [7 empty] | #FFFF0000 | FA-NFPA 170 ADDRESSABLE INPUT OUTPUT | 1 | FALSE | FALSE | FALSE |  |  |  | 7165-1615:0227 | [18 empty] | THOR\acont | 2024-09-08 17:27 |  | [Bosch] [SLC MUX BOSCH] [*] [#1 ++] D341/D7044M, D5601/D7044M, D7044, D7044M, D7050, D7050 w/D7050-B6 BASE (C), D7050TH w/D7050-B6 BASE (C), D7052, D7053, DS7432, DS7457i, DS7457iF, DS7460I, DS7461I, DS7465I, FMM-7045, FMM-7045-D | [Bosch] D130, D133, D134, D7053, D8130, DS7465I [Bosch] D7044, D7044M, D7053
7921444c-c483-4b8e-89ce-969a4c2964d7 | NFPA 170 REMOTE ANNUNCIATOR | RISER ANNUNCIATOR |  | North | Potter |  | Remote Annunciator |  |  |  | Module | TRUE | RA-4410RC | + | Releasing Panel Remote Annunciator | 1 | 0.011 | 0.013 |  |  |  |  | TRUE | [5 empty] | #FFFF0000 | FA-NFPA 170 REMOTE ANNUNCIATOR | 1 | FALSE | FALSE | FALSE | 255 |  |  | 7165-0328:0170 | [10 empty] | FALSE | [7 empty] | THOR\acont | 2024-09-08 17:27 |  | [Potter] [AUX POWER] [*] [ANN PWR] RA-4410RC, RA8F [Potter] [RS-485] [ANN DATA] RA-4410RC, RA8F
c39f52aa-6861-41db-abdc-96a0a18c7e54 | NFPA 170 HORN |  |  | North | Siemens |  | Horn |  |  |  | Module | TRUE | SL2FSWR-F | S54329-F119-A1++ | Sounder, Wall, Clear, Red, Fire | 1 | [12 empty] | #FF0070C0 | FA-NFPA 170 HORN | 1 | FALSE | FALSE | FALSE | 2023 | [16 empty] | LF |  |  | DESKTOP-7EIEB7A\acont | 2023-08-03 12:10 | THOR\acont | 2024-09-08 17:27 | Cloned from Siemens SL2FSSWR-F | [Siemens] [NAC] [24 VDC, HORN TEMPORAL] SL2FSCR-AL (C), SL2FSCR-CO (C), SL2FSCR-F (C), SL2FSCR-N (C), SL2FSCW-AL (C), SL2FSCW-CO (C), SL2FSCW-F (C), SL2FSCW-N (C), SL2FSWR-AL, SL2FSWR-CO, SL2FSWR-F, SL2FSWR-N, SL2FSWW-AL, SL2FSWW-CO, SL2FSWW-F, SL2FSWW-N
3d22c74c-a63c-43bf-a764-96a16e3f830a | NFPA 170 HORN |  |  | North | Edwards |  | Horn |  |  |  | Module | TRUE | GL1RF-HD |  | Genesis Horn, 77.1 dBA, red, FIRE | 1 | 0 | 0.037 |  |  |  |  | FALSE | [5 empty] | #FF0070C0 | FA-NFPA 170 HORN | 1 | FALSE | FALSE | FALSE | 2010 | [13 empty] | FALSE | [7 empty] | THOR\acont | 2024-09-08 17:27 |  | [Edwards, Kidde] [NAC] [24 VDC] GL1RF-HD, GL1WF-HD, GL1WN-HD [Edwards, Kidde] [NAC] [16 VDC] GL1RF-HD, GL1WF-HD, GL1WN-HD [Edwards, Kidde] [NAC] [16 VFWR] GL1RF-HD, GL1WF-HD, GL1WN-HD
9ea3e257-9204-472b-ac83-96a3600de00b | NFPA 170 STROBE WALL |  |  | North | Simplex |  | Strobe |  |  |  | Module | TRUE | 4906-9107 | + | Multi-candela strobe, Wall Mount, Fire, White, Amber Lens | 1 | 0 | 0 |  |  |  |  | TRUE | [5 empty] | #FF0070C0 | FA-NFPA 170 STROBE WALL | 1 | FALSE | FALSE | FALSE | 2023 | [19 empty] | DESKTOP-7EIEB7A\acont | 2022-03-07 09:23 | THOR\acont | 2024-09-08 17:27 | Cloned from Autocall A4906-9107 | [Autocall, Simplex] [NAC] [MAX] 4906-9107, 4906-9108, A4906-9107, A4906-9108
a0f8e23c-fd09-4341-b1fb-96a5b2f40be6 | NFPA 170 HORN STROBE CEILING |  |  | North | Siemens |  | Horn/Strobe |  |  |  | Module | TRUE | SC-LFSS-CW-F |  | CEILING ACEND LOW FREQUENCY SOUNDER STROBE, WHITE, "FIRE" | 1 | [6 empty] | TRUE | [5 empty] | #FF0070C0 | FA-NFPA 170 HORN STROBE CEILING | 1 | FALSE | FALSE | FALSE | [17 empty] | LF |  |  | XPS-17-9710\August | 2024-10-16 04:44 | XPS-17-9710\August | 2024-10-16 04:46 | Cloned from Siemens SC-LFSS-WW-F | [Siemens] [NAC] [Continuous High, Continuous Low, T3 High, T3 Low, T4 High, T4 Low] SC-LFSS-CR-F , SC-LFSS-CW-F , SC-LFSS-WR-F, SC-LFSS-WW-F
3338b66e-bd53-484e-b8d1-96a67032bdae |  |  |  | North | Bosch | [5 empty] | Module | TRUE | UMM-LIC-500 | * | Rps-User Management Module License (101-500 Panels) | 1 | [12 empty] | #FFFFFFFF |  |  | FALSE | FALSE | FALSE | [20 empty] | DESKTOP-7EIEB7A\acont | 2021-08-13 06:25 | THOR\acont | 2024-10-09 10:48
9fd0bbe9-9afe-4ac7-85b3-96b3c6e088d6 | NFPA 170 SMOKE HEAT DETECTOR |  |  | North | Notifier |  | Smoke/Heat Detector |  |  |  | Module | TRUE | FPTI-951 w/B501-IV | + | Intelligent addressable multi-criteria photoelectric, thermal and infrared smoke detector, white w/ 4” Flangeless mounting base, ivory | 1 | 0.0002 | 0.0045 |  |  |  |  | FALSE | TRUE | FLUSH |  | 4" SQ. DEEP | 3 "O" PLASTER RING | #FFFF0000 | FA-NFPA 170 SMOKE HEAT DETECTOR | 1 | FALSE | FALSE | FALSE | 1402 | [13 empty] | FALSE | [5 empty] | DESKTOP-7EIEB7A\acont | 2021-01-13 08:04 | THOR\acont | 2024-09-08 17:27 | Cloned from Notifier FSCO-951 w/B501-IV | [Honeywell, Notifier, System Sensor] [SLC SENSORS] [*] [#4 TYPE ADDR ¦ SENSORS] 2251B (C), 2251-COPTIR (C), 2251-COPTIR w/B200S-WH (C), 2251TB (C), 2251TMB (C), 5251B (C), 5251B-WP (C), 5251H (C), 5251RB (C), 5251RB-WP (C), 7251 (C), 7251DH (C), DH200LP [Honeywell, Notifier, System Sensor] [SLC MODULES SENSORS] [*] [#2 SHARED ADDR ¦ SENSORS] 2251B (C), 2251-COPTIR (C), 2251-COPTIR w/B200S-WH (C), 2251TB (C), 2251TMB (C), 5251B (C), 5251B-WP (C), 5251H (C), 5251RB (C), 5251RB-WP (C), 7251 (C), 7251DH (C)
08f1c2d7-b87a-4383-9173-96b51afcd9f5 | NFPA 170 SMOKE CO DETECTOR |  |  | North | Gamewell FCI |  | Smoke/CO Detector |  |  |  | Module | TRUE | MCS-COP3 w/B224BI-IV | + | Intelligent multi-criteria photo/CO, bright white, Velociti w/ Intelligent isolator base, ivory, UL listed | 1 | 0.0002 | 0.0045 |  |  |  |  | FALSE | TRUE | FLUSH |  | 4" SQ. DEEP | 3 "O" PLASTER RING | #FFFF0000 | FA-NFPA 170 SMOKE CO DETECTOR | 1 | FALSE | FALSE | FALSE | 1407 | [13 empty] | FALSE |  |  | I |  |  | DESKTOP-7SAL8M7\acont | 2020-11-19 16:20 | THOR\acont | 2024-09-08 17:27 | Cloned from Gamewell MCS-COP3 w/B224BI-WH | [Gamewell FCI] [SLC SENSORS] [*] [#4 TYPE ADDR ¦ SENSORS] ADPF (C), ASD-PL2F w/B200S-LF-WH (C), ASD-PL2F w/B210LP (C), ASD-PL2FR (C), ASD-PL3 w/B200S-LF-WH (C), ASD-PL3 w/B200SR-LF-WH (C), ASD-PL3 w/B200SR-WH (C), ASD-PL3 w/B224BI-WH (C), ASD-PL3 w/B224R
049178f0-b223-4123-8a03-96b6550cc3f6 | NFPA 170 SPEAKER CEILING |  |  | North | Eaton Wheelock |  | Speaker |  |  |  | Module | TRUE | ELSPKRC-N | + | CEILING SPEAKER, RED, NONE | 1 | [6 empty] | TRUE | TRUE |  |  |  |  | #FF0070C0 | FA-NFPA 170 SPEAKER CEILING | 1 | FALSE | FALSE | FALSE | 2020 | [19 empty] | DESKTOP-7EIEB7A\acont | 2021-04-29 08:03 | THOR\acont | 2024-09-08 17:27 | Cloned from Eaton Wheelock ELSPKR-N | [Concealite, Eaton Wheelock] [AUDIO 25v] [25V AUDIO] ELSPKR, ELSPKR-AL, ELSPKRC (C), ELSPKRC-AL (C), ELSPKRC-N (C), ELSPKR-N, ELSPKW, ELSPKW-AL, ELSPKWC (C), ELSPKWC-AL (C), ELSPKWC-N (C), ELSPKW-N, ELSPSTR, ELSPSTR-AL, ELSPSTRC (C), ELSPSTRC-AL (C), ELS [Concealite, Eaton Wheelock] [AUDIO 70.7v] [70V AUDIO] ELSPKR, ELSPKR-AL, ELSPKRC (C), ELSPKRC-AL (C), ELSPKRC-N (C), ELSPKR-N, ELSPKW, ELSPKW-AL, ELSPKWC (C), ELSPKWC-AL (C), ELSPKWC-N (C), ELSPKW-N, ELSPSTR, ELSPSTR-AL, ELSPSTRC (C), ELSPSTRC-AL (C), E
e2be9742-bb83-4b42-9158-96b7bbe451f1 |  |  |  | North | Bosch | [5 empty] | Module | TRUE | LB2-UC15-L1 | * | Premium Sound Cabinet Loudspeaker, 15W, White | 1 | [12 empty] | #FFFFFFFF |  |  | FALSE | FALSE | FALSE | [20 empty] | DESKTOP-7EIEB7A\acont | 2021-08-13 06:25 | THOR\acont | 2024-10-09 10:48
0ffbf96a-eb7c-4f92-b17b-96b7e8e0fe0b | NFPA 170 HORN STROBE |  |  | North | Siemens |  | Horn/Strobe |  |  |  | Module | TRUE | SLHSWW-F | S54329-F22-A2 | SLHSWW-F HRN/ST,WALL,WHT,FIRE | 1 | [6 empty] | FALSE | [5 empty] | #FF0070C0 | FA-NFPA 170 HORN STROBE | 1 | FALSE | FALSE | FALSE | 2012 | [13 empty] | FALSE | [5 empty] | DESKTOP-7SAL8M7\acont | 2018-09-19 06:54 | THOR\acont | 2024-09-08 17:27 | B,T | [Siemens] [NAC] [24 VDC, HIGH DB, CODE 3] SLHSWR-A, SLHSWR-AL, SLHSWR-F, SLHSWR-FB, SLHSWR-N, SLHSWW-A, SLHSWW-AL, SLHSWW-F, SLHSWW-FB, SLHSWW-N
cd967e93-f431-4bc7-907e-96bb69e6c648 | NFPA 170 SMOKE DETECTOR |  |  | North | Hochiki |  | Smoke Detector |  |  |  | Module | TRUE | ALN-V w/ASB SOUNDER BASE | ALN-V SMOKE SENSOR | ALN-V SMOKE SENSOR w/ASB SOUNDER BASE | 1 | 0.00045 | 0.00054 |  |  |  |  | TRUE | TRUE |  | *Refer to Install Sheet |  |  | #FFFF0000 | FA-NFPA 170 SMOKE DETECTOR | 1 | FALSE | FALSE | FALSE | 1408 | [16 empty] | SB |  |  |  |  | THOR\acont | 2024-09-08 17:27 | from Hochiki ALN-V w/YBN-NSA-4 BASE | [Hochiki, VES] [SLC HOCHIKI] 01 [*] [SLC] ACC-EN (C), ACD-V w/ASBL SOUNDER BASE (C), ACD-V w/HSB-NSA-6 STANDARD BASE (C), ACD-V w/SCI-B4 SHORT CIRCUIT ISOLATOR BASE (C), ACD-V w/SCI-B6 SHORT CIRCUIT ISOLATOR BASE (C), ACD-V w/YBN-NSA-4 STANDARD BASE (C), [Hochiki] [AUX POWER] [24 VDC] AIE-EA w/ASB SOUNDER BASE (C), ALK-V w/ASB SOUNDER BASE (C), ALN-V w/ASB SOUNDER BASE (C), ATG-EA w/ASB SOUNDER BASE (C), ATJ-EA w/ASB SOUNDER BASE (C)
8dcea2a4-8d66-4fe3-94d8-96cb93df9583 |  |  |  | North | Bosch | [5 empty] | Module | TRUE | NUC-52051-F0-TU | * | Camera ***(Tuesday Morning) 5MP panoramic cameras | 1 | [12 empty] | #FFFFFFFF |  |  | FALSE | FALSE | FALSE | [20 empty] | DESKTOP-7EIEB7A\acont | 2021-08-13 06:25 | THOR\acont | 2024-10-09 10:48
8603f0dd-3b40-49ca-a81b-96ccb199f343 | NFPA 170 HORN STROBE |  |  | North | Eaton Wheelock |  | Horn/Strobe |  |  |  | Module | TRUE | ZNS-24MCWH-FW |  | Horn/Strobe, Wall mount 24 VDC, , white with easy snap base | 1 | 0 | 0.477 |  |  |  |  | FALSE | FALSE |  |  |  |  | #FF0070C0 | FA-NFPA 170 HORN STROBE | 1 | FALSE | FALSE | FALSE | 2012 | [13 empty] | FALSE | [7 empty] | THOR\acont | 2024-09-08 17:27 |  | [Eaton Wheelock] [NAC] ZNS-24MCCH-FR (C), ZNS-24MCCH-FW (C), ZNS-24MCWH-FR, ZNS-24MCWH-FW
c49dc00c-7d01-4aac-a74a-96cd904b6e13 | NFPA 170 SPEAKER STROBE CEILING |  |  | North | Edwards |  | Speaker/Strobe |  |  |  | Module | TRUE | GCWN-S7VMHC |  | 70V Speaker/Strobe white, no markings, 95, 115, 150, 177 cd, clear | 1 | 0 | 0.342 |  |  |  |  | FALSE | TRUE |  |  |  |  | #FF0070C0 | FA-NFPA 170 SPEAKER STROBE CEILING | 1 | FALSE | FALSE | FALSE | 2020 | [13 empty] | FALSE |  |  | C |  |  |  |  | THOR\acont | 2024-09-08 17:27 |  | [Edwards, Kidde] [AUDIO 70.7v] [70V AUDIO] G4F-S7, G4F-S7V1575, G4F-S7VM, G4HFRF-S7, G4HFRF-S7VMC, G4HFRN-S7, G4HFRN-S7VMC, G4HFWA-S7, G4HFWA-S7VMA, G4HFWA-S7VMC, G4HFWF-S7, G4HFWF-S7VMC, G4HFWN-S7, G4HFWN-S7VMA, G4HFWN-S7VMB, G4HFWN-S7VMC, G4RF-S7, G4RF [Edwards, Kidde] [NAC] [24 VDC] EGCF-S2VMH (C), EGCF-VMH (C), GCF-S2VMH (C), GCF-S7VMH (C), GCF-VMH (C), GCHFRF-S2VMCH (C), GCHFRF-S7VMCH (C), GCHFRN-S2VMCH (C), GCHFRN-S7VMCH (C), GCHFWA-S2VMAH (C), GCHFWA-S2VMCH (C), GCHFWA-S7VMAH (C), GCHFWA-S7VMCH (C [Edwards, Kidde] [NAC] [16 VDC] EGCF-S2VMH (C), EGCF-VMH (C), GCF-S2VMH (C), GCF-S7VMH (C), GCF-VMH (C), GCHFRF-S2VMCH (C), GCHFRF-S7VMCH (C), GCHFRN-S2VMCH (C), GCHFRN-S7VMCH (C), GCHFWA-S2VMAH (C), GCHFWA-S2VMCH (C), GCHFWA-S7VMAH (C), GCHFWA-S7VMCH (C
678bdce4-4226-43a8-ac85-96d0063935ea | NFPA 170 MULTI DETECTOR |  |  | North | Apollo |  | Multi Criteria Detector |  |  |  | Module | FALSE | SA5150-750 w/ SA5000-230 | XXX | Soteria UL Multicriteria Detector W/ Soteria UL Base - 6” | 1 | 0.0005 | 0.4 |  |  |  |  | FALSE | TRUE |  |  |  |  | #FFFF0000 | FA-NFPA 170 MULTI DETECTOR | 1 | FALSE | FALSE | FALSE | 1408 | [13 empty] | FALSE |  |  | 4 |  |  | AUGUSTALIEN\aucon | 2024-12-10 18:30 | XPS-17-9710\August | 2024-12-14 09:11 | Cloned from Apollo SA5150-750ADV w/SA5000-210ADV | [Apollo] [SLC APOLLO MODULES SENSORS] [#1 SHARED ADDR ¦ ALL] SA5150-650ADV w/SA5000-230ADV (C), SA5150-750ADV w/SA5000-210ADV (C), SA5050- 350 w/SA5300-802 , SA5050-250 w/SA5000-210, SA5050-250 w/SA5000-230 , SA5050-250 w/SA5300-800 , SA5050-250 w/ [Advanced, Apollo] [SLC APOLLO MODULES SENSORS] [*] [#2 SHARED ADDR ¦ SENSORS] SA5150-650ADV w/SA5000-230ADV (C), SA5150-750ADV w/SA5000-210ADV (C), 45681-800 (C), 45681-805 (C), 55000-450 w/45681-210UL (C), 55000-450 w/45681-225APO (C), 55000-450 w/
b48464f6-65f7-4e74-a6da-96d4c5cbc83b | NFPA 170 STROBE WALL |  |  | North | Federal Signal |  | Strobe |  |  |  | Module | TRUE | 191XL-024C |  | Flashing LED Hazardous Location Warning Light, Pipe Mount, Clear | 1 | 0 | 0.38 |  |  |  |  | FALSE | [5 empty] | #FF0070C0 | FA-NFPA 170 STROBE WALL | 1 | FALSE | FALSE | FALSE | 2023 | [13 empty] | FALSE |  |  | HZ |  |  | DESKTOP-7SAL8M7\acont | 2020-11-17 10:34 | THOR\acont | 2024-09-08 17:27 | Cloned from Federal Signal 191XL-S024C | [Federal Signal] [NAC] [24 VDC] 191XL-024A, 191XL-024B, 191XL-024C, 191XL-024G, 191XL-024R, 191XL-S024A, 191XL-S024B, 191XL-S024C, 191XL-S024G, 191XL-S024R
dadaae22-e4b8-4de9-87da-96dceeaf3420 | NFPA 170 HEAT DETECTOR |  |  | North | Firelite |  | Heat Detector |  |  |  | Module | TRUE | H355R w/B210LP | + | White, Low-profile rate-of-rise thermal sensor, Standard Base | 1 | 0.0003 | 0.0065 |  |  |  |  | FALSE | TRUE |  |  |  |  | #FFFF0000 | FA-NFPA 170 HEAT DETECTOR | 1 | FALSE | FALSE | FALSE | 1403 | [13 empty] | FALSE |  |  | R |  |  | DESKTOP-7SAL8M7\acont | 2019-03-28 06:30 | THOR\acont | 2024-09-08 17:27 | 20191121 AC Detector with base | [Firelite, System Sensor] [SLC MODULES SENSORS] [*] [#2 SHARED ADDR ¦ SENSORS] AD355 w/B200SR-LF-WH (C), AD355 w/B200SR-WH (C), AD355 w/B210LP (C), AD355 w/B224BI-WH (C), AD355 w/B224RB-WH (C), AD355 w/B501 (C), BEAM355 (C), BEAM355S (C), CP355 w/B200SR- [Firelite, System Sensor] [SLC SENSORS] [*] [#4 TYPE ADDR ¦ SENSORS] AD355 w/B200SR-LF-WH (C), AD355 w/B200SR-WH (C), AD355 w/B210LP (C), AD355 w/B224BI-WH (C), AD355 w/B224RB-WH (C), AD355 w/B501 (C), BEAM355 (C), BEAM355S (C), CP355 w/B200SR-WH (C), CP
88c599ea-d792-4100-98f7-96dd0874407e | NFPA 170 STROBE WALL |  |  | North | Siemens |  | Strobe |  |  |  | Module | TRUE | SL2SWR-NA | S54329-F203-A1++ | Strobe, Wall, Amber, Red, No Lettering | 1 | [12 empty] | #FF0070C0 | FA-NFPA 170 STROBE WALL | 1 | FALSE | FALSE | FALSE | 2023 | [19 empty] | DESKTOP-7EIEB7A\acont | 2023-08-02 11:46 | THOR\acont | 2024-09-08 17:27 | Cloned from Siemens SL2SWR-ALA | [Siemens] [NAC] [16.0 – 33.0 VDC] SL2SPSWR-AL, SL2SPSWR-ALA, SL2SPSWR-F, SL2SPSWR-FB, SL2SPSWR-M, SL2SPSWR-N, SL2SPSWR-NA, SL2SPSWW-AL, SL2SPSWW-ALA, SL2SPSWW-F, SL2SPSWW-FB, SL2SPSWW-M, SL2SPSWW-N, SL2SPSWW-NA, SL2SWR-A, SL2SWR-AL, SL2SWR-ALA, SL2SWR-AL
fde37aee-027b-45b4-b368-96e2d208b2c9 | NFPA 170 HORN STROBE |  |  | North | Eaton Wheelock |  | Horn/Strobe |  |  |  | Module | TRUE | ET90-24MCCH-FR |  | Speaker/Strobe, 24 VDC, Multi-Candela, , 25/70 Vrms, red | 1 | 0 | 0.645 |  |  |  |  | FALSE | FALSE |  |  |  |  | #FF0070C0 | FA-NFPA 170 HORN STROBE | 1 | FALSE | FALSE | FALSE | 2012 | [13 empty] | FALSE | [7 empty] | THOR\acont | 2024-09-08 17:27 |  | [Bosch, Eaton Wheelock, Hochiki] [AUDIO 70.7v] [70V AUDIO] ET-1080-R, ET-1080-W, ET70-24MCW-FR, ET70-24MCW-FR, ET70-24MCW-FW, ET70-24MCWH-FR, ET70-24MCWH-FW, ET70-24MCWH-FW, ET70-24W-FR, ET70-R, ET70-R, ET70-W, ET70-W, ET90-24MCC-FR, ET90-24MCC-FW, ET90- [Bosch, Eaton Wheelock, Hochiki] [AUDIO 25v] [25V AUDIO] ET-1080-R, ET-1080-W, ET70-24MCW-FR, ET70-24MCW-FR, ET70-24MCW-FW, ET70-24MCWH-FR, ET70-24MCWH-FW, ET70-24MCWH-FW, ET70-24W-FR, ET70-R, ET70-R, ET70-W, ET70-W, ET90-24MCC-FR, ET90-24MCC-FW, ET90-24 [Eaton Wheelock] [NAC] ET90-24MCCH-FR, ET90-24MCCH-FW
b270923d-7887-4a2f-9a0d-96f1c833f297 | NFPA 170 FIRE ALARM CONTROL UNIT | RISER FACP |  | North | Fike |  | Fire Alarm Control Unit |  |  |  | Assembly | TRUE | FCP-2100 | ++ | Intelligent Fire Alarm Control Panel, 120V | 1 | [6 empty] | FALSE |  |  |  | 26.38” x 16.19” x 3.94” (67.0 cm x 41.12 cm x 10.44 cm) |  | #FFFF0000 | FA-NFPA 170 FIRE ALARM CONTROL UNIT | 1 | FALSE | FALSE | FALSE | 202 | [8 empty] | 18,26,33,55 |  | 18 |  |  | TRUE | [5 empty] | DESKTOP-7EIEB7A\acont | 2023-01-02 15:24 | THOR\acont | 2024-09-08 17:27 | Cloned from Farenhyt IFP-100
c0182f6f-e920-4675-bc7f-96f26eba22e5 | CADGEN STI STOPPER |  |  | North | STI |  | Accessories |  |  |  | Module | TRUE | STI-1221A4X-WD |  | Strobe Damage Stopper - Cover and enclosed back box, 4” deep, weatherproof, Type 4X, for wash down areas | 1 | [6 empty] | FALSE | [5 empty] | #FFFF0000 | FA-CADGEN STI STOPPER | 1 | FALSE | FALSE | FALSE | [14 empty] | FALSE | [5 empty] | DESKTOP-7EIEB7A\acont | 2022-08-01 08:10 | THOR\acont | 2024-09-08 17:27 | Cloned from Edwards STI-1221A CLONED
7b7b6a53-7645-4360-a6ac-96fb646aa56b | NFPA 170 SPEAKER WALL |  |  | North | Edwards |  | Speaker |  |  |  | Module | TRUE | WGSWF-FR | ++ | Outdoor rated speaker, wall, white, fire fuego | 1 | [6 empty] | FALSE | FALSE |  |  |  |  | #FF0070C0 | FA-NFPA 170 SPEAKER WALL | 1 | FALSE | FALSE | FALSE | 2021 | [13 empty] | FALSE |  |  | WP |  |  | THOR\acont | 2024-04-09 09:04 | THOR\acont | 2024-09-08 17:27 | Cloned from Edwards WGSRF CLONED CLONED CLONED CLONED CLONED | [Edwards, Hochiki, Kidde] [AUDIO 25v] [25V AUDIO] EG4SRF, EG4SRN, EG4SVRF, EG4SVRN, EG4SVWA, EG4SVWF, EG4SVWN, EG4SWA, EG4SWF, EG4SWN, G4SRF, G4SRN, G4SVRF, G4SVRN, G4SVWA, G4SVWF, G4SVWN, G4SWA, G4SWF, G4SWN, WGSRA, WGSRF, WGSRF-FR, WGSRF-SP, WGSRN, WGS [Edwards, Hochiki, Kidde] [AUDIO 70.7v] [70V AUDIO] EG4SRF, EG4SRN, EG4SVRF, EG4SVRN, EG4SVWA, EG4SVWF, EG4SVWN, EG4SWA, EG4SWF, EG4SWN, G4SRF, G4SRN, G4SVRF, G4SVRN, G4SVWA, G4SVWF, G4SVWN, G4SWA, G4SWF, G4SWN, WGSRA, WGSRF, WGSRF-FR, WGSRF-SP, WGSRN, W
8e009692-7553-4497-bb1d-96fc454d0058 |  |  |  | North | Potter | [5 empty] | Module | TRUE | CA2Z |  | Class A Initiating Module | 1 | [6 empty] | FALSE | [5 empty] | #FFFFFFFF |  |  | FALSE | FALSE | FALSE |  |  |  | 7165-0328:0170 | [10 empty] | FALSE | [7 empty] | THOR\acont | 2024-10-09 10:48
caeccffa-a49e-4333-8913-97049ba14f9c | NFPA 170 NOTIFICATION CIRCUIT EXTENDER PANEL | RISER NAC |  | North | Honeywell |  | Notification Circuit Extender Panel |  |  |  | Assembly | TRUE | HPF-PS6 | + | 6.0 A, 120 VAC remote charger power supply in a lockable,metal enclosure | 1 | [6 empty] | FALSE | FALSE | SURFACE |  | PROVIDED | N/A | #FFFF0000 | FA-NFPA 170 NOTIFICATION CIRCUIT EXTENDER PANEL | 1 | FALSE | FALSE | FALSE | 212 |  |  | 7315-0028:0225 | [5 empty] | 7,12,18 |  |  | 6 |  | TRUE | [5 empty] | DESKTOP-7EIEB7A\acont | 2023-03-15 08:12 | THOR\acont | 2024-09-08 17:27 | Cloned from Gamewell FCI HPF-PS6
5fa0a5f7-a21a-4a5f-a7e5-9704c03ca1c5 |  |  |  | North | Siemens |  | Cards & Components |  |  |  | Card | TRUE | FN2001-U1 | ++ | SAFEDLINK / FCnet Network Module | 1 | 0.045 | 0.045 |  |  |  |  | TRUE | [5 empty] | #FFFFFFFF |  |  | FALSE | FALSE | FALSE | [20 empty] | AULAPTOP-PC\Aulaptop | 2019-04-08 04:48 | THOR\acont | 2024-10-09 10:48 | Cloned from Siemens New Part CLONED CLONED | [Siemens] [SAFEDNET] [NETWORK] FN2001-U1 | [Siemens] FN2001-U1
f8302d91-b3e4-49a5-b187-970e13af83dd |  |  |  | North | Siemens | [5 empty] | Module | TRUE | FMT-A-ADPT | 500-050338 | CLASS A TELEPHONE RISER ADAPTER | 1 | [12 empty] | #FFFFFFFF |  |  | FALSE | FALSE | FALSE | [20 empty] | DESKTOP-7SAL8M7\acont | 2019-08-13 09:04 | THOR\acont | 2024-10-09 10:48
07ca9775-aa34-4dfe-8c20-971513ebe955 | NFPA 170 SPEAKER CEILING |  |  | North | Eaton Wheelock |  | Speaker |  |  |  | Module | TRUE | E90-W |  | Speaker, 25 or 70.7 Vrms, 1/8 to 2 watts | 1 | [6 empty] | FALSE | TRUE |  |  |  |  | #FF0070C0 | FA-NFPA 170 SPEAKER CEILING | 1 | FALSE | FALSE | FALSE | 2019 | [13 empty] | FALSE | [7 empty] | THOR\acont | 2024-09-08 17:27 |  | [Eaton Wheelock] [AUDIO 25v] [, 25V AUDIO] E90-R (C), E90-W (C) [Eaton Wheelock] [AUDIO 70.7v] [70V AUDIO] E90-R (C), E90-W (C)
ba325cb9-fa31-4f85-88d0-97237d9ebe1e |  |  |  | North | Power Sonic |  | Hardware |  |  |  | Hardware | TRUE | PS-12180 | + | (1) 12V 18 AH BATTERY | 1 | [6 empty] | FALSE | [5 empty] | #FFFFFFFF |  |  | FALSE | FALSE | FALSE | [14 empty] | FALSE | [5 empty] | AULAPTOP-PC\Aulaptop | 2018-12-06 06:03 | THOR\acont | 2024-10-09 10:48 | Cloned from Johnson Controls PS-12180
2bf33979-b20b-4e12-bc0a-972fd8021cf4 | NFPA 170 FIRE ALARM CONTROL UNIT | RISER FACP |  | North | Kidde |  | Fire Alarm Control Unit |  |  |  | Assembly | TRUE | VS1-RD |  | FACP, 1 Loop, 64pt, 2 Cl B NACs, dialer, red, 120v | 1 | [6 empty] | FALSE | [5 empty] | #FFFF0000 | FA-NFPA 170 FIRE ALARM CONTROL UNIT | 1 | FALSE | FALSE | FALSE | 202 | [8 empty] | 7,12,18 |  |  |  |  | TRUE | [7 empty] | THOR\acont | 2024-09-08 17:27
fe3d0830-b117-4203-82f7-9731e7ff0ba6 | INTERCOM MASTER |  |  | North | Aiphone |  | Data Telecom |  |  |  | Module | TRUE | LEF-5 |  | Intercom Master | 1 | [6 empty] | TRUE | [5 empty] | #FFFF0000 | FA-INTERCOM MASTER | 1 | FALSE | FALSE | FALSE | [20 empty] | XPS-17-9710\August | 2024-04-04 05:36 | THOR\acont | 2024-09-08 17:27 | Cloned from Aiphone LEF-10 CLONED CLONED
a7fa2c4e-08d9-49fb-a394-9732b2fc0010 | 170 BASIC SHAPE |  |  | North | NAPCO |  | Miscellaneous |  |  |  | Module | TRUE | GEMC-RS232 | ++ | RS232 Adapter for serial output from GEMC Panel | 1 | 0.036 | 0.036 |  |  | 24 | [7 empty] | #FFFF0000 | FA-170 BASIC SHAPE | 1 | FALSE | FALSE | FALSE | 5000 | [19 empty] | DESKTOP-7SAL8M7\acont | 2020-01-21 11:59 | THOR\acont | 2024-09-08 17:27
188c993d-8766-43eb-96bc-9734d77fcc9a | NFPA 170 LCD ANNNUNCIATOR DISPLAY | RISER ANNUNCIATOR |  | North | Edwards |  | LCD Annunciator |  |  |  | Module | TRUE | RLCD-SP |  | LCD Ann, 4x20 LCD, w/common LEDs, white, Spanish | 1 | 0.098 | 0.113 |  |  |  |  | FALSE | [5 empty] | #FFFF0000 | FA-NFPA 170 LCD ANNNUNCIATOR DISPLAY | 1 | FALSE | FALSE | FALSE | 257 | [8 empty] | 7,12,18 |  |  |  |  | FALSE | [7 empty] | THOR\acont | 2024-09-08 17:27 |  | [Edwards, Kidde] [AUX POWER] [*] K-RLCD-C, K-RLCD-CR, K-RLCD-R, RLCD, RLCD-C, RLCD-CF, RLCD-C-PG, RLCD-CR, RLCD-C-SP, RLCD-F, RLCD-PG, RLCD-SP [Edwards, Kidde] [RS-485] GCI (C), GCIX (C), K-RLCD-C, K-RLCD-CR, K-RLCD-R, RLCD, RLCD-C, RLCD-CF, RLCD-C-PG, RLCD-CR, RLCD-C-SP, RLCD-F, RLCD-PG, RLCD-SP, RLED24 Mainboard, RLED24R Mainboard, RLED-C Mainboard, RLED-CF Mainboard, RLED-CR Mainboard
e13fa0fd-06f8-431b-af0b-97383bbbb4ae | CADGEN STI STOPPER |  |  | North | STI |  | Accessories |  |  |  | Module | TRUE | STI-3150 |  | Without horn surface mount and gaskets | 1 | [6 empty] | FALSE | [5 empty] | #FFFF0000 | FA-CADGEN STI STOPPER | 1 | FALSE | FALSE | FALSE | [14 empty] | FALSE | [5 empty] | THOR\acont | 2024-02-12 13:24 | THOR\acont | 2024-09-08 17:27 | Cloned from STI STI-1250
19e5a25e-700e-4518-ad1b-973a366f6c6e |  |  |  | North | Software House | Security/Access Control |  |  |  |  | Module | TRUE | AS0073-CSI |  |  | 1 | [12 empty] | #FFFFFFFF |  |  | FALSE | FALSE | FALSE | [20 empty] | THOR\acont | 2024-03-12 21:43 | THOR\acont | 2024-10-09 10:48
95cb1400-6356-4433-b545-973c70595805 |  |  |  | North | Autocall |  | Cards & Components |  |  |  | Card | TRUE | A100-2504 |  | CSG with IP Communicator | 1 | 0.125 | 0.125 |  |  |  |  | TRUE | [5 empty] | #FFFFFFFF |  |  | FALSE | FALSE | FALSE | [20 empty] | THOR\acont | 2025-02-04 12:18 | THOR\acont | 2025-02-04 12:20 | Cloned from Autocall A100-CSG-PNP
1f5e89a9-1120-478f-a161-973cfd59a590 | NFPA 170 SMOKE DETECTOR |  |  | North | System Sensor |  | Smoke Detector |  |  |  | Module | TRUE | COSMO-4W | + | 12/24 volt, 4-wire, system-connected, combination carbon monoxide/smoke detector with RealTest technology | 1 |  | 0.04 |  |  |  |  | TRUE | TRUE |  |  |  |  | #FFFF0000 | FA-NFPA 170 SMOKE DETECTOR | 1 | FALSE | FALSE | FALSE | 1408 | [16 empty] | CO |  |  | DESKTOP-7SAL8M7\acont | 2019-04-01 16:59 | THOR\acont | 2024-09-08 17:27 | 20191121 AC Detector without base | [Monaco Enterprises, System Sensor] [AUX POWER] [*] 723-002-00 w/B110RLP (C), 723-002-00 w/B112LP (C), 723-003-00 w/B110RLP (C), 723-003-00 w/B112LP (C), 723-367-00 (C), 723-368-00 (C), 723-508-00 (C), 723-508-01 (C), COSMO-4W (C), COSMOD2W, COSMOD4W [Monaco Enterprises, System Sensor] [IDC] 01 723-002-00 w/B110RLP (C), 723-002-00 w/B112LP (C), 723-002-00 w/B114LP (C), 723-003-00 w/B110RLP (C), 723-003-00 w/B112LP (C), 723-003-00 w/B114LP (C), 723-367-00 (C), 723-368-00 (C), 723-508-00 (C), 723-508-0
d9cb1ace-4461-4960-a1f7-974214d3df77 | NFPA 170 HORN STROBE |  |  | North | Siemens |  | Horn/Strobe |  |  |  | Module | TRUE | HS-HMC-R | 500-636072 | HS HORN HI MULTI CANDELA RED | 1 | [12 empty] | #FF0070C0 | FA-NFPA 170 HORN STROBE | 1 | FALSE | FALSE | FALSE | 2012 | [19 empty] | DESKTOP-7SAL8M7\acont | 2019-08-13 09:04 | THOR\acont | 2024-09-08 17:27 | B,T
0711a7a9-f83f-4947-9e0d-9744510ae6d0 | NFPA 170 HORN STROBE CEILING |  |  | North | Kidde |  | Horn/Strobe |  |  |  | Module | TRUE | WG4RN-HVMC (C) |  | Outdoor rated horn-strobe, red without marking, clear lens | 1 | 0 | 0.393 |  |  |  |  | FALSE | TRUE |  |  |  |  | #FF0070C0 | FA-NFPA 170 HORN STROBE CEILING | 1 | FALSE | FALSE | FALSE | 2013 | [13 empty] | FALSE |  |  | C, WP |  |  | DESKTOP-7EIEB7A\acont | 2022-01-05 12:33 | THOR\acont | 2024-09-08 17:27 | Cloned from Edwards WG4RN-HVMC (C) | [Edwards, Kidde] [NAC] [16 VDC, CONTINUOUS] WG4RF-HVMC, WG4RF-HVMC (C) (C), WG4RN-HVMC, WG4RN-HVMC (C) (C), WG4WF-HVMC, WG4WF-HVMC (C) (C), WG4WN-HVMC, WG4WN-HVMC (C) (C) [Edwards, Kidde] [NAC] [24 VDC, CONTINUOUS] WG4RF-HVMC, WG4RF-HVMC (C) (C), WG4RN-HVMC, WG4RN-HVMC (C) (C), WG4WF-HVMC, WG4WF-HVMC (C) (C), WG4WN-HVMC, WG4WN-HVMC (C) (C) [Edwards, Kidde] [NAC] [16 VFWR, CONTINUOUS] WG4RF-HVMC, WG4RF-HVMC (C) (C), WG4RN-HVMC, WG4RN-HVMC (C) (C), WG4WF-HVMC, WG4WF-HVMC (C) (C), WG4WN-HVMC, WG4WN-HVMC (C) (C)
e4c0a2b4-e6f5-47ee-b3d7-97534ac14d4b | NFPA 170 GAS DETECTOR |  |  | North | Macurco |  | Gas Detection |  |  |  | Module | TRUE | CX-6 | ++ | Carbon Monoxide (CO) & Nitrogen Dioxide (NO2) Detector | 1 | 0.023 | 0.075 |  |  |  |  | FALSE | [5 empty] | #FFFF0000 | FA-NFPA 170 GAS DETECTOR | 1 | FALSE | FALSE | FALSE | 1402 | [13 empty] | FALSE |  |  | CO, NO2 |  |  | DESKTOP-7EIEB7A\acont | 2022-11-04 09:49 | THOR\acont | 2024-09-08 17:27 | Cloned from Macurco CM-15 | [Honeywell, Macurco] [AUX POWER] [*] [24VDC] 8100 EC, C7233A, C7263A, CD-6G, CD-6H, CD-6MC, CM-15, CM-15A, CM-6, CM-E1, CM-E1-FTG, CM-E1-RF, CM-E1-RS, CM-S1, CX-6, EX-CO-1000P-O, GD-2B, TXP-T40, XNX-UTAV-RNCB1 [Honeywell, Macurco] [IDC] [#1 ALARM] 8100 EC, C7233A, C7263A, CD-6G, CD-6H, CD-6MC, CM-15, CM-15A, CM-6, CM-E1, CM-E1-FTG, CM-E1-RF, CM-E1-RS, CM-S1, CX-6, EX-CO-1000P-O, GD-2B, TXP-T40, XNX-UTAV-RNCB1 [Honeywell, Macurco] [RS-485] [DATA INPUT] 8100 EC, C7233A, C7263A, CD-6G, CD-6H, CD-6MC, CM-15, CM-15A, CM-6, CM-E1, CM-E1-FTG, CM-E1-RF, CM-E1-RS, CM-S1, CX-6, EX-CO-1000P-O, GD-2B, XNX-UTAV-RNCB1
4571aa02-f020-40d2-8ef6-975385ad1769 |  |  |  | North | Edwards |  | Hardware |  |  |  | Hardware | TRUE | G1LK-G |  | Field replaceable lens kit, green | 1 | [6 empty] | FALSE | [5 empty] | #FFFFFFFF |  |  | FALSE | FALSE | FALSE | [14 empty] | FALSE | [7 empty] | THOR\acont | 2024-10-09 10:48
aa67ee45-b48d-4e82-be3d-9758d35fc6f7 |  |  |  | North | Bosch |  | Cards & Components |  |  |  | Card | TRUE | DS7430 | ++ | Multiplex Expansion Module | 1 | 0.065 | 0.065 |  |  | 12 | [7 empty] | #FFFFFFFF |  |  | FALSE | FALSE | FALSE | [20 empty] | DESKTOP-7EIEB7A\acont | 2022-07-25 11:18 | THOR\acont | 2024-10-09 10:48 | Cloned from Bosch D8125MUX |  | [Bosch] DS7430
673da748-d8be-480d-80fe-975d54aa0479 |  |  |  | North | Edwards |  | Cards & Components |  |  |  | Card | TRUE | 3-BPS/M | n | Booster Power Supply 120V | 1 | 0.05 | 0.05 |  |  |  |  | TRUE | [5 empty] | #FFFFFFFF |  |  | FALSE | FALSE | FALSE | [22 empty] | THOR\acont | 2024-10-09 10:48
7c8c8218-eafa-4625-b55c-975d92082d50 | NFPA 170 SPEAKER STROBE CEILING |  |  | North | Kidde |  | Speaker/Strobe |  |  |  | Module | TRUE | GCHFWA-S7VMC |  | 70V Ceiling Speaker/Strobe, White,15, 30, 75, 95 cd,,ALERT | 1 | 0 | 0.168 |  |  |  |  | FALSE | TRUE |  |  |  |  | #FF0070C0 | FA-NFPA 170 SPEAKER STROBE CEILING | 1 | FALSE | FALSE | FALSE | 2020 | [13 empty] | FALSE |  |  | C |  |  | DESKTOP-7SAL8M7\acont | 2020-08-05 12:15 | THOR\acont | 2024-09-08 17:27 | Cloned from Edwards GCHFWA-S7VMC | [Edwards, Kidde] [NAC] [24 VDC] EGCFR-VM (C), EGCF-VM (C), GCFR-S7VM (C), GCFR-VM (C), GCF-S2VM (C), GCF-S7VM (C), GCF-VM (C), GCHFRF-S2VMC (C), GCHFRF-S7VMC (C), GCHFRN-S2VMC (C), GCHFRN-S7VMC (C), GCHFWA-S2VMA (C), GCHFWA-S2VMC (C), GCHFWA-S7VMA (C), G [Edwards, Kidde] [AUDIO 70.7v] [70V AUDIO] G4F-S7, G4F-S7V1575, G4F-S7VM, G4HFRF-S7, G4HFRF-S7VMC, G4HFRN-S7, G4HFRN-S7VMC, G4HFWA-S7, G4HFWA-S7VMA, G4HFWA-S7VMC, G4HFWF-S7, G4HFWF-S7VMC, G4HFWN-S7, G4HFWN-S7VMA, G4HFWN-S7VMB, G4HFWN-S7VMC, G4RF-S7, G4RF [Edwards, Kidde] [NAC] [16 VDC] EGCFR-VM (C), EGCF-VM (C), GCFR-S7VM (C), GCFR-VM (C), GCF-S2VM (C), GCF-S7VM (C), GCF-VM (C), GCHFRF-S2VMC (C), GCHFRF-S7VMC (C), GCHFRN-S2VMC (C), GCHFRN-S7VMC (C), GCHFWA-S2VMA (C), GCHFWA-S2VMC (C), GCHFWA-S7VMA (C), G
68c6fed5-c72f-44e2-a0ff-976a5bb4dd48 | NFPA 170 PRE-ACTION CONTROL UNIT |  |  | North | Block Definition Only |  | Control Unit |  |  |  | Module | TRUE | NFPA 170 PRE-ACTION CONTROL UNIT |  | NFPA 170 PRE-ACTION CONTROL UNIT | 1 | [12 empty] | #FFFF0000 | FA-NFPA 170 PRE-ACTION CONTROL UNIT | 1 | FALSE | FALSE | FALSE | 208 | [19 empty] | AULAPTOP-PC\Aulaptop | 2020-03-26 07:41 | THOR\acont | 2024-09-08 17:27
e427e54e-27a2-4102-8bac-976c0d0a72bd | NFPA 170 HORN |  |  | North | Eaton Wheelock |  | Horn |  |  |  | Module | TRUE | AH-24-R |  | Horn, 24 VDC, red | 1 | 0 | 0.09 |  |  |  |  | FALSE | FALSE |  |  |  |  | #FF0070C0 | FA-NFPA 170 HORN | 1 | FALSE | FALSE | FALSE | 2010 | [13 empty] | FALSE | [7 empty] | THOR\acont | 2024-09-08 17:27 |  | [Eaton Wheelock] [NAC] AH-24-R, AH-24-W
46361707-3dd6-45d1-a89a-976c4674256c |  |  |  | North | Notifier |  | Cards & Components |  |  |  | Card | TRUE | B200SR-LF-WH |  | Low-frequency version of B200SR | 1 | [6 empty] | TRUE | FALSE |  |  |  |  | #FFFFFFFF |  |  | FALSE | FALSE | FALSE | [14 empty] | FALSE | [7 empty] | THOR\acont | 2024-10-09 10:48
35029682-3f2a-48a6-bda4-9770daa9bd63 | NFPA 170 SPEAKER STROBE |  |  | North | Block Definition Only |  | Speaker/Strobe |  |  |  | Module | TRUE | NFPA 170 SPEAKER STROBE |  | NFPA 170 SPEAKER STROBE | 1 | [12 empty] | #FF0070C0 | FA-NFPA 170 SPEAKER STROBE | 1 | FALSE | FALSE | FALSE | 2019 | [19 empty] | AULAPTOP-PC\Aulaptop | 2020-03-26 07:41 | THOR\acont | 2024-09-08 17:27
1d31f5c7-6687-4086-836a-97738a08bfcc | NFPA 170 SPEAKER WALL |  |  | North | Edwards |  | Speaker |  |  |  | Module | TRUE | MN-HSMP200D1 |  | 200 Watt Directional (60x30 degree) loudspeaker. With mounting bracket. | 1 | [6 empty] | FALSE | [5 empty] | #FF0070C0 | FA-NFPA 170 SPEAKER WALL | 1 | FALSE | FALSE | FALSE | 2021 | [13 empty] | FALSE | [7 empty] | THOR\acont | 2024-09-08 17:27
bd7aa6d1-57ee-4314-8127-9773b8406e3e | NFPA 170 GAS DETECTOR |  |  | North | Notifier |  | Gas Detection |  |  |  | Module | TRUE | FSCO-951 w/B501-WHITE | + | Intelligent addressable carbon monoxide detector, white w/ 4” Flangeless mounting base, bright white | 1 | 0.0002 | 0.0045 |  |  |  |  | FALSE | TRUE | FLUSH |  | 4" SQ. DEEP | 3 "O" PLASTER RING | #FFFF0000 | FA-NFPA 170 GAS DETECTOR | 1 | FALSE | FALSE | FALSE | 1402 | [13 empty] | FALSE | [5 empty] | DESKTOP-7SAL8M7\acont | 2020-11-20 12:18 | THOR\acont | 2024-09-08 17:27 | Cloned from Gamewell MCS-COP3 w/B501-WHITE | [Honeywell, Notifier, System Sensor] [SLC SENSORS] [*] [#4 TYPE ADDR ¦ SENSORS] 2251B (C), 2251-COPTIR (C), 2251-COPTIR w/B200S-WH (C), 2251TB (C), 2251TMB (C), 5251B (C), 5251B-WP (C), 5251H (C), 5251RB (C), 5251RB-WP (C), 7251 (C), 7251DH (C), DH200LP [Honeywell, Notifier, System Sensor] [SLC MODULES SENSORS] [*] [#2 SHARED ADDR ¦ SENSORS] 2251B (C), 2251-COPTIR (C), 2251-COPTIR w/B200S-WH (C), 2251TB (C), 2251TMB (C), 5251B (C), 5251B-WP (C), 5251H (C), 5251RB (C), 5251RB-WP (C), 7251 (C), 7251DH (C)
c5969922-9f19-4ee0-9154-977aa4314db4 | NFPA 170 HORN STROBE |  |  | North | Simplex |  | Horn/Strobe |  |  |  | Module | TRUE | 4903-943x |  | Horn/Strobe 4 Wire White with red Fire Lettering/15/75/110 cd | 1 | 0 | 0.22 |  |  |  |  | FALSE | [5 empty] | #FF0070C0 | FA-NFPA 170 HORN STROBE | 1 | FALSE | FALSE | FALSE | 2012 | [13 empty] | FALSE | [7 empty] | THOR\acont | 2024-09-08 17:27 |  | [Simplex] [NAC] 4903-942x, 4903-943x
9827cf45-ce5a-4341-aa16-977e29bda408 | NFPA 170 REMOTE ANNUNCIATOR | RISER ANNUNCIATOR |  | North | First Alert |  | Remote Annunciator |  |  |  | Module | TRUE | FA550KP | + | Remote Keypad | 1 | 0.14 | 0.14 |  |  |  |  | FALSE | [5 empty] | #FFFF0000 | FA-NFPA 170 REMOTE ANNUNCIATOR | 1 | FALSE | FALSE | FALSE | 255 | [8 empty] | 7,12,18 |  |  |  |  | FALSE | [5 empty] | DESKTOP-7EIEB7A\acont | 2022-02-25 10:17 | THOR\acont | 2024-09-08 17:27 | Cloned from Honeywell 6160CR-2 | [First Alert] [KEYPAD] [*] FA550KP
74516d29-e2ea-4405-afd2-9780430fc0e9 |  |  |  | North | Edwards |  | Cards & Components |  |  |  | Card | TRUE | ANS100MDG |  | OBSOLETE - 100W Audio Notification Panel, Gray | 1 | [6 empty] | TRUE | [5 empty] | #FFFFFFFF |  |  | FALSE | FALSE | FALSE | [14 empty] | FALSE | [7 empty] | THOR\acont | 2024-10-09 10:48
e0f48620-6b25-4f0b-8a19-9783c09bbfa6 | NFPA 170 ADDRESSABLE INPUT MONITOR MODULE |  |  | North | Bosch |  | Addressable Module |  |  |  | Module | TRUE | B208 | ++ | 8-Input Expansion Module, SDI2 | 1 | 0.035 | 0.035 |  |  | 12 | [7 empty] | #FFFF0000 | FA-NFPA 170 ADDRESSABLE INPUT MONITOR MODULE | 1 | FALSE | FALSE | FALSE | [17 empty] | 8 |  |  | DESKTOP-7EIEB7A\acont | 2021-08-13 06:25 | THOR\acont | 2024-09-08 17:27 |  | [BluePoint, Bosch] [SDI2 BOSCH] [*] [ALL DEVICES ++] B208, B299, B308, B426, B450, B450-CHI, B450-M, B810, B820, B901, B915, B915I, B920, B921C, B925F, B926F, B930, B940W, B942, B942W, BP-BHE-B208A, BP-BHE-B299 | [BluePoint, Bosch] B208, BP-BHE-B208A, D8128D
2eaef76b-1eb2-48aa-bdcc-9788eac96281 |  |  |  | North | Edwards |  | Hardware |  |  |  | Hardware | TRUE | LKW-10 |  | ALERT - Wall Orientation | 1 | [6 empty] | FALSE | [5 empty] | #FFFFFFFF |  |  | FALSE | FALSE | FALSE | [14 empty] | FALSE | [7 empty] | THOR\acont | 2024-10-09 10:48
21296ceb-09cc-497a-b16a-97895d206dc8 | NFPA 170 STROBE CEILING |  |  | North | Eaton Wheelock |  | Strobe |  |  |  | Module | TRUE | RSS-24MCC-FW | ++ | Strobe, 24 Vdc, white, selectable, | 1 | 0 | 0.375 |  |  |  |  | FALSE | TRUE |  |  |  |  | #FF0070C0 | FA-NFPA 170 STROBE CEILING | 1 | FALSE | FALSE | FALSE | 2023 | [13 empty] | FALSE | [7 empty] | THOR\acont | 2024-09-08 17:27 |  | [Eaton Wheelock] [NAC] [DC] RSS-24MCC-FR (C), RSS-24MCC-FW (C) [Eaton Wheelock] [NAC] [FWR] RSS-24MCC-FR (C), RSS-24MCC-FW (C)
765274a7-c68f-4844-89d7-978dafde06ea | NFPA 170 HORN |  |  | North | Siemens |  | Horn |  |  |  | Module | TRUE | SC-HN-CR-N |  | CEILING ACEND HORN, RED, NO LETTERING | 1 | [6 empty] | TRUE | TRUE |  |  |  |  | #FF0070C0 | FA-NFPA 170 HORN | 1 | FALSE | FALSE | FALSE | [20 empty] | XPS-17-9710\August | 2024-10-11 06:38 | XPS-17-9710\August | 2024-10-11 07:22 | Cloned from Siemens SC-HN-WR-N | [Siemens] [NAC] [Bell High, Bell Low, Code 3 Horn High, Code 3 Horn Low, Code 3 Tone High, Code 3 Tone Low, Code 4 Tone High, Code 4 Tone Low, Continuous High, Continuous Low, March Time Horn High, March Time Horn Low, Slow Whoop High, Slow Whoop Low] SC
f22a57e1-30f7-4e5b-bbf4-978eced04622 |  |  |  | North | Edwards |  | Hardware |  |  |  | Hardware | TRUE | FireKeyUSB |  | Fire Software CD-ROM and Software USB Key | 1 | [6 empty] | FALSE | [5 empty] | #FFFFFFFF |  |  | FALSE | FALSE | FALSE | [14 empty] | FALSE | [7 empty] | THOR\acont | 2024-10-09 10:48
aeaf06a5-622a-4687-83e6-979031e5f8f0 | NFPA 170 SPEAKER STROBE |  |  | North | System Sensor |  | Speaker/Strobe |  |  |  | Module | TRUE | SPSW | + | Speaker/Strobe Wall Mount, White | 1 | 0 | 0.017 |  |  |  |  | FALSE | [5 empty] | #FF0070C0 | FA-NFPA 170 SPEAKER STROBE | 1 | FALSE | FALSE | FALSE | 2019 | [13 empty] | FALSE | [5 empty] | DESKTOP-QGO6JOK\acont | 2021-08-04 10:24 | THOR\acont | 2024-09-08 17:27 | Cloned from System Sensor SPSWL | [BluePoint, System Sensor] [AUDIO 70.7v] [70V AUDIO] BP04-111LP, BP04-A111LP, SPRL, SPSR, SPSRL, SPSRL-P, SPSRL-SP, SPSW, SPSWL, SPSWL-ALERT, SPSWL-CLR-ALERT, SPSWL-P, SPWL [BluePoint, System Sensor] [AUDIO 25v] [25V AUDIO] BP04-111LP, BP04-A111LP, SPRL, SPSR, SPSRL, SPSRL-P, SPSRL-SP, SPSW, SPSWL, SPSWL-ALERT, SPSWL-CLR-ALERT, SPSWL-P, SPWL [System Sensor] [NAC] [VDC] SPSR, SPSW, SR, SW [System Sensor] [NAC] [VFWR] SPSR, SPSW, SR, SW
4a17e0b7-3aeb-4537-89ed-97928897642c |  |  |  | North | Bosch | [5 empty] | Module | TRUE | B5512 | * | B SERIES 48PT HYBRID PANEL | 1 | [12 empty] | #FFFFFFFF |  |  | FALSE | FALSE | FALSE | [20 empty] | DESKTOP-7EIEB7A\acont | 2021-08-13 06:25 | THOR\acont | 2024-10-09 10:48
ca5ce346-4b2f-4f96-a728-979343547e74 | NFPA 170 FIRE ALARM CONTROL UNIT | RISER FACP |  | North | Edwards |  | Fire Alarm Control Unit |  |  |  | Assembly | TRUE | iO500GD | ++ | FACP, 1 Loop, 500pt max, 4 Cl B NACs, gray, w/dialer, 120v | 1 | [6 empty] | FALSE | [5 empty] | #FFFF0000 | FA-NFPA 170 FIRE ALARM CONTROL UNIT | 1 | FALSE | FALSE | FALSE | 202 | [8 empty] | 7,12,18,26 |  | 18 |  |  | TRUE | [5 empty] | DESKTOP-7EIEB7A\acont | 2022-10-24 10:08 | THOR\acont | 2024-09-08 17:27 | Cloned from Edwards iO1000GD
510a7a3f-505e-4ae4-a695-97949071c874 |  |  |  | North | Edwards |  | Cards & Components |  |  |  | Card | TRUE | ANST2885 |  | Power Transformer, open frame, 28Vdc @ 100VA (ANS 25) | 1 | [6 empty] | TRUE | [5 empty] | #FFFFFFFF |  |  | FALSE | FALSE | FALSE | [14 empty] | FALSE | [7 empty] | THOR\acont | 2024-10-09 10:48
0c165445-e0e1-4ba4-85ae-97a383fb422d |  |  |  | North | MIRCOM | [5 empty] | Module | TRUE | FX-LOC Local | new | Operating Console enclosure for FLEXNET-MNS. Add suffix “R” for red door. Add suffix ‘B’ for black doors. | 1 | [12 empty] | #FFFFFFFF |  |  | FALSE | FALSE | FALSE | [20 empty] | THOR\acont | 2024-02-24 16:13 | THOR\acont | 2024-10-09 10:48
c0357868-2697-4b92-909a-97a3d7b10f4e | NFPA 170 GAS DETECTOR |  |  | North | DMP |  | Gas Detection |  |  |  | Module | TRUE | 1184-W | ++ | Wireless Residential/Commercial Carbon Monoxide Detector | 1 | [6 empty] | TRUE | TRUE |  |  |  |  | #FFFF0000 | FA-NFPA 170 GAS DETECTOR | 1 | FALSE | FALSE | FALSE | 1411 | [19 empty] | DESKTOP-7EIEB7A\acont | 2022-04-14 08:49 | THOR\acont | 2024-09-08 17:27 | Cloned from DMP 1165H | [BluePoint, DMP] [DMP WIRELESS] [WIRELESS] 1103, 1126R, 1135, 1164 (C), 1164NS (C), 1165H (C), 1168 (C), 1181-R, 1182, 1183-135F, 1183-135R, 1184-W (C), BP01-303, BP02-203M, BP02-203P, BP02-A203M, BP02-A203P, BP02-A203PH, BP03-303, BP03-A103M, BP03-A103P
0f605e3f-b2c7-4d99-853a-97a4a3b6a821 | NFPA 170 STROBE WALL |  |  | North | Siemens |  | Strobe |  |  |  | Module | TRUE | SLSWR-ALA | S54329-F29-A1 | SLSWR-ALA ST,WALL,RED,ALERT,AMBER | 1 | [12 empty] | #FF0070C0 | FA-NFPA 170 STROBE WALL | 1 | FALSE | FALSE | FALSE | 2023 | [19 empty] | DESKTOP-7SAL8M7\acont | 2019-08-13 09:04 | THOR\acont | 2024-09-08 17:27 |  | [Siemens] [NAC] [16 VDC] SLSPSWR-AL, SLSPSWR-ALA, SLSPSWR-F, SLSPSWR-M, SLSPSWR-N, SLSPSWR-NA, SLSPSWW-AL, SLSPSWW-ALA, SLSPSWW-F, SLSPSWW-M, SLSPSWW-N, SLSPSWW-NA, SLSWR-A, SLSWR-AL, SLSWR-ALA, SLSWR-F, SLSWR-FB, SLSWR-N, SLSWR-NA, SLSWW-AL, SLSWW-ALA, [Siemens] [NAC] [24 VDC] SLSPSWR-AL, SLSPSWR-ALA, SLSPSWR-F, SLSPSWR-M, SLSPSWR-N, SLSPSWR-NA, SLSPSWW-AL, SLSPSWW-ALA, SLSPSWW-F, SLSPSWW-M, SLSPSWW-N, SLSPSWW-NA, SLSWR-A, SLSWR-AL, SLSWR-ALA, SLSWR-F, SLSWR-FB, SLSWR-N, SLSWR-NA, SLSWW-AL, SLSWW-ALA, [Siemens] [NAC] [24 VDC] SLSWR-A, SLSWR-AL, SLSWR-ALA, SLSWR-F, SLSWR-FB, SLSWR-N, SLSWR-NA, SLSWW-AL, SLSWW-ALA, SLSWW-F, SLSWW-FB, SLSWW-N, SLSWW-NA
e15b759c-54ac-4b16-8205-97a5553320a1 |  |  |  | North | Bosch | [5 empty] | Module | TRUE | DRN-5532-414N16 | * | Network RECORDER 32CH 1.5U 1X4TB 16POE | 1 | [12 empty] | #FFFFFFFF |  |  | FALSE | FALSE | FALSE | [20 empty] | DESKTOP-7EIEB7A\acont | 2021-08-13 06:25 | THOR\acont | 2024-10-09 10:48
0a937c12-0e2f-4c97-9b57-97a6c4715f30 |  |  |  | North | Edwards |  | Hardware |  |  |  | Hardware | TRUE | SV+ |  | SiteVision+ | 1 | [6 empty] | FALSE | [5 empty] | #FFFFFFFF |  |  | FALSE | FALSE | FALSE | [14 empty] | FALSE | [7 empty] | THOR\acont | 2024-10-09 10:48
77406d92-187a-4d88-aa76-97ac55c3a3e9 | NFPA 170 HORN STROBE |  |  | North | System Sensor |  | Horn/Strobe |  |  |  | Module | TRUE | P1224MCW | + | 2-Wire, Horn Strobe, White | 1 | 0 | 0.245 |  |  |  |  | FALSE | [5 empty] | #FF0070C0 | FA-NFPA 170 HORN STROBE | 1 | FALSE | FALSE | FALSE | 2012 | [13 empty] | FALSE | [5 empty] | DESKTOP-7EIEB7A\acont | 2023-03-24 11:37 | THOR\acont | 2024-09-08 17:27 | Cloned from System Sensor P1224MC | [System Sensor] [NAC] [24VFWR, TEMPORAL HIGH] P1224MC, P1224MCW [System Sensor] [NAC] [24VDC, TEMPORAL HIGH] P1224MC, P1224MCW [System Sensor] [NAC] [12VDC, TEMPORAL HIGH] P1224MC, P1224MCW
138b3c6b-7858-46fd-9f37-97af5172feb9 |  |  |  | North | Fike |  | Cards & Components |  |  |  | Card | TRUE | 10-2726 |  | Amp Card 50 Watts 4 Channel | 1 | 0.322 | 0.322 |  |  |  |  | TRUE | [5 empty] | #FFFFFFFF |  |  | FALSE | FALSE | FALSE | [14 empty] | FALSE | [5 empty] | AULAPTOP-PC\Aulaptop | 2019-06-28 08:39 | THOR\acont | 2024-10-09 10:48 | Cloned from Fike 10-2360 |  | [Fike] 10-2726 [Fike] 10-2726
928c085e-56f0-47f6-8d4b-97b4de379ab6 | NFPA 170 SMOKE DETECTOR |  |  | North | Gamewell FCI |  | Smoke Detector |  |  |  | Module | TRUE | ASD-PTL3-IV w/B300-6-IV | + | Photoelectric smoke detector with thermal sensing, ivory, Velociti/CLIP w/ 6” Flanged mounting base, ivory | 1 | 0.0002 | 0.0045 |  |  |  |  | FALSE | TRUE | FLUSH |  | 4" SQ. DEEP | 3 "O" PLASTER RING | #FFFF0000 | FA-NFPA 170 SMOKE DETECTOR | 1 | FALSE | FALSE | FALSE | 1408 | [13 empty] | FALSE |  |  | T |  |  | DESKTOP-7SAL8M7\acont | 2019-04-25 06:40 | THOR\acont | 2024-09-08 17:27 | 20191121 AC Detector with base | [Gamewell FCI] [SLC MODULES SENSORS] [*] [#2 SHARED ADDR ¦ SENSORS] ADPF (C), ASD-PL2F w/B200S-LF-WH (C), ASD-PL2F w/B210LP (C), ASD-PL2FR (C), ASD-PL3 w/B200S-LF-WH (C), ASD-PL3 w/B200SR-LF-WH (C), ASD-PL3 w/B200SR-WH (C), ASD-PL3 w/B224BI-WH (C), ASD-P [Gamewell FCI] [SLC SENSORS] [*] [#4 TYPE ADDR ¦ SENSORS] ADPF (C), ASD-PL2F w/B200S-LF-WH (C), ASD-PL2F w/B210LP (C), ASD-PL2FR (C), ASD-PL3 w/B200S-LF-WH (C), ASD-PL3 w/B200SR-LF-WH (C), ASD-PL3 w/B200SR-WH (C), ASD-PL3 w/B224BI-WH (C), ASD-PL3 w/B224R
65cc394d-eab5-43fd-a934-97b4e13d3df7 | NFPA 170 SPEAKER STROBE |  |  | North | Eaton Wheelock |  | Speaker/Strobe |  |  |  | Module | TRUE | E60-24MCW-FR |  | Speaker/Strobe, 24 VDC, Multi-Candela, 25/70 Vrms, red | 1 | 0 | 0.102 |  |  |  |  | FALSE | FALSE |  |  |  |  | #FF0070C0 | FA-NFPA 170 SPEAKER STROBE | 1 | FALSE | FALSE | FALSE | 2019 | [13 empty] | FALSE | [7 empty] | THOR\acont | 2024-09-08 17:27 |  | [Eaton Wheelock, Hochiki] [AUDIO 25v] [25V AUDIO] E60-24MCC-FR (C), E60-24MCC-FW (C), E60-24MCCH-FR (C), E60-24MCCH-FW (C), E60-24MCW-FR, E60-24MCW-FW, E60-24MCWH-FR, E60-24MCWH-FW, E60-R, E60-W [Eaton Wheelock, Hochiki] [NAC] E60-24MCW-FR, E60-24MCW-FW [Eaton Wheelock, Hochiki] [AUDIO 70.7v] [70V AUDIO] E60-24MCC-FR (C), E60-24MCC-FW (C), E60-24MCCH-FR (C), E60-24MCCH-FW (C), E60-24MCW-FR, E60-24MCW-FW, E60-24MCWH-FR, E60-24MCWH-FW, E60-R, E60-W
830ea5fb-1821-40a7-87bd-97b620393c68 |  |  |  | North | Edwards | [5 empty] | Card | TRUE | iO1000RD Mainboard |  | Mainboard for iO1000RD assembly |  | 0.268 | 0.433 |  |  |  |  | TRUE | [5 empty] | #FFFFFFFF |  |  | FALSE | FALSE | [15 empty] | FALSE | [7 empty] | DESKTOP-7EIEB7A\acont | 2023-03-31 12:04 |  | [Edwards, Kidde, Macurco] [IDC] [#2 TROUBLE] 2IDC, 76-600000-001 Main Board, 76-800xxx-xxx Main Board, 77-600000-901 Main Board, 84-732001-901 Main Board, DVP-120 Mainboard, EST1-2Z Mainboard, FSP1004G Mainboard, FSP1004G-2 Mainboard, FSP1004GD Mainboard [Edwards, Kidde, Macurco] [IDC] [#1 ALARM] 2IDC, 76-600000-001 Main Board, 76-800xxx-xxx Main Board, 77-600000-901 Main Board, 84-732001-901 Main Board, DVP-120 Mainboard, EST1-2Z Mainboard, FSP1004G Mainboard, FSP1004G-2 Mainboard, FSP1004GD Mainboard, [Edwards, Kidde, Macurco] [IDC] [#3 SUPERVISORY] 2IDC, 76-600000-001 Main Board, 76-800xxx-xxx Main Board, 77-600000-901 Main Board, 84-732001-901 Main Board, DVP-120 Mainboard, EST1-2Z Mainboard, FSP1004G Mainboard, FSP1004G-2 Mainboard, FSP1004GD Mainb | [Edwards, Kidde] FX-1000 Mainboard, FX-1000D Mainboard, FX-64RD Mainboard, iO1000G Mainboard, iO1000G-2 Mainboard, iO1000G-2-PG Mainboard, iO1000G-2-SP Mainboard, iO1000GC Mainboard, iO1000GD Mainboard, iO1000G-F Mainboard, iO1000G-PG Mainboard, iO1000G-S [Edwards, Kidde] FX-1000 Mainboard, FX-1000D Mainboard, iO1000G Mainboard, iO1000G-2 Mainboard, iO1000G-2-PG Mainboard, iO1000G-2-SP Mainboard, iO1000GC Mainboard, iO1000GD Mainboard, iO1000G-F Mainboard, iO1000G-PG Mainboard, iO1000G-SP Mainboard, iO1000 [Edwards, Kidde] FSP1004GD Mainboard, FSP1004RD Mainboard, FSP302GD Mainboard, FSP302RD Mainboard, FSP502GD Mainboard, FSP502RD Mainboard, FX-1000D Mainboard, FX-64RD Mainboard, iO1000GD Mainboard, iO1000RD Mainboard, iO64GD Mainboard, iO64RD Mainboard, V [Edwards] IO-SDC2 [Edwards, Kidde] FX-1000 Mainboard, FX-1000D Mainboard, FX-64RD Mainboard, iO1000G Mainboard, iO1000G-2 Mainboard, iO1000G-2-PG Mainboard, iO1000G-2-SP Mainboard, iO1000GC Mainboard, iO1000GD Mainboard, iO1000G-F Mainboard, iO1000G-PG Mainboard, iO1000G-S
22279764-3b38-41c7-b008-97b8e54434b1 | NFPA 170 SPEAKER STROBE CEILING |  |  | North | Edwards |  | Speaker/Strobe |  |  |  | Module | TRUE | GCSVRN |  | Speaker/Strobe, Ceiling, Red, None | 1 | [6 empty] | FALSE | TRUE |  |  |  |  | #FF0070C0 | FA-NFPA 170 SPEAKER STROBE CEILING | 1 | FALSE | FALSE | FALSE | 2020 | [13 empty] | FALSE |  |  | C |  |  | DESKTOP-7SAL8M7\acont | 2020-09-15 07:31 | THOR\acont | 2024-09-08 17:27 | Cloned from Edwards GCSRN | [Edwards, Kidde] [AUDIO 25v] [25V AUDIO] EGCF-S2VMH (C), G4F-S2, G4F-S2V1575, G4F-S2VM, G4HFRF-S2, G4HFRF-S2VMC, G4HFRN-S2, G4HFRN-S2VMC, G4HFWA-S2, G4HFWA-S2VMA, G4HFWA-S2VMC, G4HFWF-S2, G4HFWF-S2VMC, G4HFWN-S2, G4HFWN-S2VMA, G4HFWN-S2VMC, G4RF-S2, G4RF [Edwards, Kidde] [AUDIO 25v] [25V AUDIO] EGCSRF (C), EGCSRN (C), EGCSVHRF (C), EGCSVHRF-FR (C), EGCSVHRF-SP (C), EGCSVHRN (C), EGCSVHWA (C), EGCSVHWF (C), EGCSVHWF-FR (C), EGCSVHWF-SP (C), EGCSVHWN (C), EGCSVRF (C), EGCSVRN (C), EGCSVWA (C), EGC [Edwards, Kidde] [NAC] [24 VDC] EGCSVRF (C), EGCSVRN (C), EGCSVWA (C), EGCSVWF (C), EGCSVWN (C), EGCVRF (C), EGCVRN (C), EGCVWF (C), EGCVWN (C), GCSVRF (C), GCSVRN (C), GCSVWA (C), GCSVWF (C), GCSVWN (C), GCVRF (C), GCVRN (C), GCVWF (C), GCVWN (C) [Edwards, Kidde] [AUDIO 70.7v] [70V AUDIO] EGCSRF (C), EGCSRN (C), EGCSVHRF (C), EGCSVHRF-FR (C), EGCSVHRF-SP (C), EGCSVHRN (C), EGCSVHWA (C), EGCSVHWF (C), EGCSVHWF-FR (C), EGCSVHWF-SP (C), EGCSVHWN (C), EGCSVRF (C), EGCSVRN (C), EGCSVWA (C), E [Edwards, Kidde] [AUDIO 70.7v] [70V AUDIO] G4F-S7, G4F-S7V1575, G4F-S7VM, G4HFRF-S7, G4HFRF-S7VMC, G4HFRN-S7, G4HFRN-S7VMC, G4HFWA-S7, G4HFWA-S7VMA, G4HFWA-S7VMC, G4HFWF-S7, G4HFWF-S7VMC, G4HFWN-S7, G4HFWN-S7VMA, G4HFWN-S7VMB, G4HFWN-S7VMC, G4RF-S7, G4RF [Edwards, Kidde] [NAC] [24 FWR] EGCSVRF (C), EGCSVRN (C), EGCSVWA (C), EGCSVWF (C), EGCSVWN (C), EGCVRF (C), EGCVRN (C), EGCVWF (C), EGCVWN (C), GCSVRF (C), GCSVRN (C), GCSVWA (C), GCSVWF (C), GCSVWN (C), GCVRF (C), GCVRN (C), GCVWF (C), GCVWN (C)
0da8d398-1561-4510-9f95-97c78555c1e6 |  |  |  | North | Edwards |  | Hardware |  |  |  | Hardware | TRUE | 3-LRMF |  | Blank LRM Filler | 1 | [6 empty] | FALSE | [5 empty] | #FFFFFFFF |  |  | FALSE | FALSE | FALSE | [14 empty] | FALSE | [7 empty] | THOR\acont | 2024-10-09 10:48
3bdab0cc-45f5-4324-9e7a-97cb7e70c05e | NFPA 170 REMOTE ANNUNCIATOR | RISER ANNUNCIATOR |  | North | Janus |  | Remote Annunciator |  |  |  | Module | TRUE | RA-4410RC | + | Releasing Panel Remote Annunciator | 1 | 0.011 | 0.013 |  |  |  |  | TRUE | [5 empty] | #FFFF0000 | FA-NFPA 170 REMOTE ANNUNCIATOR | 1 | FALSE | FALSE | FALSE | 255 | [13 empty] | FALSE | [5 empty] | DESKTOP-7EIEB7A\acont | 2021-04-08 09:44 | THOR\acont | 2024-09-08 17:27 | Cloned from Potter RA-4410RC | [Janus] [RS-485] [ANN DATA] RA-4410RC [Janus] [AUX POWER] [ANN PWR] RA-4410RC
f680bee0-50a5-45b0-97c2-97cdbd4eaa5e | NFPA 170 DUCT SMOKE DETECTOR |  |  | North | Fike |  | Duct Smoke Detector |  |  |  | Module | TRUE | 63-028/029 |  | Duct Smoke Sensor | 1 | 0.00045 | 0.00054 |  |  |  |  | FALSE | TRUE |  |  |  |  | #FFFF0000 | FA-NFPA 170 DUCT SMOKE DETECTOR | 1 | FALSE | FALSE | FALSE | 1400 | [13 empty] | FALSE | [7 empty] | THOR\acont | 2024-09-08 17:27 | 20191121 AC Detector without base | [Fike] [AUX POWER] 20-1063, 20-1064, 20-1343, 55-019/020 (C), 55-021 (C), 55-023 (C), 55-043, 55-047, 55-048, 55-050, 55-055, 55-056, 55-060, 55-061, 60-1028 (C), 60-1039 (C), 60-1040 (C), 63-028/029 (C), 63-1021 (C), 63-1052 (C), 63-1053 (C), 63-1056 (C [Fike] [SLC FIKE] [*] [#1 SHARED ADDR ¦ ALL] 20-1063, 20-1064, 20-1343, 55-019/020 (C), 55-021 (C), 55-023 (C), 55-041, 55-042, 55-043, 55-045, 55-046, 55-047, 55-048, 55-050, 55-052, 55-055, 55-056, 55-060, 55-061, 60-1028 (C), 60-1039 (C), 60-1040 (C),
a803d8c3-c358-4f0c-a2b1-97d0f1ae3ce3 | NFPA 170 NOTIFICATION CIRCUIT EXTENDER PANEL | RISER NAC |  | North | Siemens |  | Notification Circuit Extender Panel |  |  |  | Assembly | TRUE | PAD-5-6A | S54339-A15-A1 | Complete 6A PAD-5 Kit | 1 | [12 empty] | #FFFF0000 | FA-NFPA 170 NOTIFICATION CIRCUIT EXTENDER PANEL | 1 | FALSE | FALSE | FALSE | 212 | [8 empty] | 7,12,18,35 |  |  |  |  | TRUE | [5 empty] | DESKTOP-7SAL8M7\acont | 2019-08-13 09:04 | THOR\acont | 2024-09-08 17:27
8d165b96-08a8-449f-ae48-97d5f9aaa54e | NFPA 170 SMOKE HEAT DETECTOR |  |  | North | Farenhyt |  | Smoke/Heat Detector |  |  |  | Module | TRUE | WIDP-PHOTO-T w/B210W | + | Addressable Wireless Photo/Heat Detector | 1 | [6 empty] | FALSE | TRUE |  |  |  |  | #FFFF0000 | FA-NFPA 170 SMOKE HEAT DETECTOR | 1 | FALSE | FALSE | FALSE | 1411 | [13 empty] | FALSE |  |  | W |  |  | DESKTOP-7SAL8M7\acont | 2019-07-13 12:24 | THOR\acont | 2024-09-08 17:27 | 20191121 AC Detector without base | [Farenhyt, Firelite, Gamewell FCI, Notifier, Silent Knight] [SWIFT MESH DEVICES] 02 FWD-200 ACCLIMATE (C), FWD-200P (C), WIDP-PHOTO w/B210W (C), WIDP-PHOTO-T w/B210W (C), W-SD355 (C), W-SD355T (C), WSD-ACCLIMATE (C), WSD-P (C), WSK-PHOTO (C), WSK-PHOTO-T [Farenhyt] [SLC IDP SENSORS] [*] [#4 TYPE ADDR ¦ SENSORS] DNR w/IDP-PHOTO-R-W (C), DNRW w/IDP-PHOTO-R-W (C), IDP-ACCLIMATE (C), IDP-BEAM (C), IDP-DUCT-W w/IDP-PHOTO-R-W (C), IDP-FIRE-CO-W w/B200S-LF-WH (C), IDP-FIRE-CO-W w/B200S-WH (C), IDP-FIRE-CO-W w/B [Farenhyt, Silent Knight] [SLC MODULES SENSORS] [*] [#2 SHARED ADDR ¦ SENSORS] CO1224TR w/ IDP-MINIMON, CO1224TR w/ IDP-MONITOR, DNR w/IDP-PHOTO-R-W (C), DNR w/SK-PHOTO-R-W (C), DNRW w/IDP-PHOTO-R-W (C), DNRW w/SK-PHOTO-R-W (C), HFS-D (C), HFS-P (C), HFS
1c3b9141-3ba2-470c-a755-97d7bdfd27e5 | NFPA 170 AMPLIFIER RACK | RISER AMP |  | North | Edwards |  | Cards & Components |  |  |  | Module | TRUE | 1B3-125 | ++ | 120 Watt Amplifier, 120VAC | 1 |  | 11.5 |  | 125 |  |  | TRUE | [5 empty] | #FFFF0000 | FA-NFPA 170 AMPLIFIER RACK | 1 | FALSE | FALSE | FALSE | [14 empty] | TRUE | [7 empty] | THOR\acont | 2025-01-23 15:39 |  |  | [Edwards] 1B3-125, 1B3-125-240
3d52be35-3310-4cf2-b90f-97e413626c7e | NFPA 170 STROBE WALL |  |  | North | Fike |  | Strobe |  |  |  | Module | TRUE | LST3 |  | Wall Mount Strobe | 1 | [6 empty] | FALSE | [5 empty] | #FF0070C0 | FA-NFPA 170 STROBE WALL | 1 | FALSE | FALSE | FALSE | 2023 | [13 empty] | FALSE | [7 empty] | THOR\acont | 2024-09-08 17:27
d941d0d0-9d7c-4307-a1e0-97ececf9dd15 | NFPA 170 MANUAL RELEASING STATION |  |  | North | Fike |  | Manual Releasing Station |  |  |  | Module | TRUE | 10-2963 | ++ | Manual Release Switch Assembly | 1 | [12 empty] | #FFFF0000 | FA-NFPA 170 MANUAL RELEASING STATION | 1 | FALSE | FALSE | FALSE | 958 | [19 empty] | DESKTOP-7EIEB7A\acont | 2023-08-29 08:23 | THOR\acont | 2024-09-08 17:27 | Cloned from Block Definition Only NFPA 170 MANUAL RELEASING STATION | [Fike] [IDC] 11 [RELEASE] 10-2963
576cd592-71e4-45a1-8b82-97f1188c1507 | NFPA 170 SPEAKER WALL |  |  | North | Edwards |  | Speaker |  |  |  | Module | TRUE | 72542B-801-L | Transformer for UL1480 HyperSpike LineWave Loudspeaker | UL LineWave 25V/70V/100V Transformer 8 speaker | 1 | [12 empty] | #FF0070C0 | FA-NFPA 170 SPEAKER WALL | 1 | FALSE | FALSE | FALSE | 2021 | [19 empty] | HOMEAUGUSTXPS-1\aucon | 2021-01-25 12:46 | THOR\acont | 2024-09-08 17:27 | August Added Hyperspike
0d100770-8e74-4e59-bff8-97f45afd7935 | NFPA 170 ADDRESSABLE OUTPUT MODULE |  |  | North | Kidde |  | Addressable Control/Relay |  |  |  | Module | TRUE | FX-NAC | ++ | Analog NAC Module | 1 | 0.00035 | 0.0002 |  |  |  |  | FALSE | [5 empty] | #FFFF0000 | FA-NFPA 170 ADDRESSABLE OUTPUT MODULE | 1 | FALSE | FALSE | FALSE | 1000 | [13 empty] | FALSE | [5 empty] | DESKTOP-7EIEB7A\acont | 2021-12-16 15:15 | THOR\acont | 2024-09-08 17:27 | Cloned from Kidde GSA-CC1S | [Edwards, Kidde] [SLC EST MODULES] 01 [*] [EST3, iO1000 ] FX-2WIRE, FX-IDC1A, FX-IDC1B, FX-IDC2B, FX-IDCWS, FX-ISO, FX-NAC, GSA-CC1, GSA-CC1S, GSA-CC2, GSA-CT1, GSA-CT2, GSA-IO, GSA-MAB, GSA-MCC1, GSA-MCC1S, GSA-MCC2, GSA-MCT2, GSA-MIO, GSA-MM1, GSA-MRM1 [Edwards, Kidde] [SLC EST MODULES/SENSORS] 02 [*] [iO64] 70-417008-001, FX-2WIRE, FX-IDC1A, FX-IDC1B, FX-IDC2B, FX-IDCWS, FX-NAC, GSA-CC1, GSA-CC1S, GSA-CC2, GSA-CT1, GSA-CT2, GSA-IO, GSA-MAB, GSA-MCC1, GSA-MCC1S, GSA-MCC2, GSA-MCT2, GSA-MIO, GSA-MM1, GS [Edwards, Kidde] [AUDIO 25v, AUDIO 70.7v, AUX POWER, FFT, HORN, NAC] [RISER INPUT] ANSZM4B2A, FX-NAC, GSA-CC1, GSA-CC1S, GSA-CC2, GSA-MAB, GSA-MCC1, GSA-MCC1S, GSA-MCC2, GSA-MRM1, GSA-RM1, GSA-UM, SIGA-CC1, SIGA-CC1S, SIGA-CC2, SIGA-CC2A, SIGA-MAB, SIGA- [Kidde] [SLC EST MODULES] [*] [#3 TYPE ADDR ¦ MODULES] 76-330002-101, 84-330002-001, FX-270, FX-278, FX-2WIRE, FX-IDC1A, FX-IDC1B, FX-IDC2B, FX-IDCWS, FX-ISO, FX-NAC, FX-RLY, GSA-CC1, GSA-CC1S, GSA-CC2, GSA-CR, GSA-CRH, GSA-CRR, GSA-CT1, GSA-CT2, GSA-IO, [Kidde] [SLC EST MODULES SENSORS] [*] [#1 SHARED ADDR ¦ MODULES] 76-330002-101, 84-330002-001, FX-270, FX-278, FX-2WIRE, FX-IDC1A, FX-IDC1B, FX-IDC2B, FX-IDCWS, FX-ISO, FX-NAC, FX-RLY, GSA-CC1, GSA-CC1S, GSA-CC2, GSA-CR, GSA-CRH, GSA-CRR, GSA-CT1, GSA-CT | [Apollo, Edwards, Kidde] 55000-825ADV , FX-NAC, GSA-CC1, GSA-CC1S, GSA-CC2, GSA-MAB, GSA-MCC1, GSA-MCC1S, GSA-MCC2, GSA-UM, SIGA-CC1, SIGA-CC1S, SIGA-CC2, SIGA-CC2A, SIGA-MAB, SIGA-MCC1, SIGA-MCC1S, SIGA-MCC2, SIGA-MCC2A, SIGA-UM
7efebdc0-8f00-4420-a540-97f634037b3f | NFPA 170 SPEAKER STROBE CEILING |  |  | North | Siemens |  | Speaker/Strobe |  |  |  | Module | TRUE | SEH-HMC-CR | S54360-F7-A1 | HIGH FIDELITY SPEAKER STROBE, ROUND, HIFI, CEILING, 115/177CD, RED | 1 | [7 empty] | TRUE |  |  |  |  | #FF0070C0 | FA-NFPA 170 SPEAKER STROBE CEILING | 1 | FALSE | FALSE | FALSE | 2020 | [16 empty] | C |  |  | DESKTOP-7SAL8M7\acont | 2019-08-13 09:04 | THOR\acont | 2024-09-08 17:27 | B,T | [Siemens] [NAC] [VDC] SEFH-AHMC-CW-ALERT (C), SEFH-HMC-CR (C), SEFH-HMC-CR-ALERT (C), SEFH-HMC-CW (C), SEFH-HMC-CW-ALERT (C), SEH-HMC-CR (C), SEH-HMC-CR-B (C), SEH-HMC-CW (C), SEH-HMC-CW-B (C) [Siemens] [AUDIO 70.7v] [70V AUDIO] SECH-R (C), SECH-W (C), SEH-AMC-CW-ALERT (C), SEH-CW-ALERT (C), SEH-HMC-CR (C), SEH-HMC-CR-B (C), SEH-HMC-CW (C), SEH-HMC-CW-B (C), SEH-MC-CR (C), SEH-MC-CR-B (C), SEH-MC-CW (C), SEH-MC-CW-ALERT (C), SEH-MC-CW-B (C), S [Siemens] [AUDIO 25v] [25V AUDIO] SECH-R (C), SECH-W (C), SEH-AMC-CW-ALERT (C), SEH-CW-ALERT (C), SEH-HMC-CR (C), SEH-HMC-CR-B (C), SEH-HMC-CW (C), SEH-HMC-CW-B (C), SEH-MC-CR (C), SEH-MC-CR-B (C), SEH-MC-CW (C), SEH-MC-CW-ALERT (C), SEH-MC-CW-B (C), SEH
56c1d41d-4f72-4697-893c-97fbcd3674ca | NFPA 170 HORN STROBE CEILING |  |  | North | System Sensor |  | Horn/Strobe |  |  |  | Module | TRUE | PC2WKLED-P | ++ | 2-Wire, Horn Strobe, Ceiling, White, Plain, Outdoor | 1 | 0 | 0.071 |  |  |  |  | FALSE | TRUE |  |  |  |  | #FF0070C0 | FA-NFPA 170 HORN STROBE CEILING | 1 | FALSE | FALSE | FALSE | 2013 | [13 empty] | FALSE |  |  | C, WP |  |  | DESKTOP-QGO6JOK\acont | 2024-07-15 13:35 | THOR\acont | 2024-09-08 17:27 | Cloned from System Sensor PC2RKLED CLONED CLONED CLONED | [System Sensor] [NAC] [24VDC, TEMPORAL LOW] PC2RKLED (C), PC2RKLED-B (C), PC2RKLED-P (C), PC2RLED (C), PC2RLED-B (C), PC2WKLED (C), PC2WKLED-B (C), PC2WKLED-P (C), PC2WLED (C), PC2WLED-B (C) [System Sensor] [NAC] [24VDC, TEMPORAL HIGH] PC2RKLED (C), PC2RKLED-B (C), PC2RKLED-P (C), PC2RLED (C), PC2RLED-B (C), PC2WKLED (C), PC2WKLED-B (C), PC2WKLED-P (C), PC2WLED (C), PC2WLED-B (C)
86d952fd-92c2-4b8b-ac36-98017377054a |  |  |  | North | Gamewell FCI |  | Cards & Components |  |  |  | Card | TRUE | 1100-1323 | + | INI-VGX-FO (Voice Transponder Gateway fiber-optic module) | 1 | 0.15 | 0.15 |  |  |  |  | TRUE | [5 empty] | #FFFFFFFF |  |  | FALSE | FALSE | FALSE | [14 empty] | FALSE | [5 empty] | DESKTOP-7SAL8M7\acont | 2019-04-25 16:31 | THOR\acont | 2024-10-09 10:48 | Cloned from Gamewell 1100-1326 | [Gamewell FCI] [ARCNET] 1100-1321, 1100-1323, 1100-1325 [Gamewell FCI] [AUX POWER] [*] 1100-0455, 1100-0503, 1100-0505, 1100-1321, 1100-1322, 1100-1323, 1100-1324, 1100-1325, 1100-1326, ANU-48, ASM-16, INI-VGC, INI-VGE, INI-VGX, LCD-7100 MAIN CARD, LCD-E3, LCD-SLP, LCD-SLP MAIN BOARD, M34-110, M34-56, NGA, RA | [Gamewell FCI] 1100-1321, 1100-1322, 1100-1323, 1100-1324, 1100-1325, 1100-1326, INI-VGC, INI-VGE, INI-VGX
cf9a9b10-9667-4519-b73c-980457b74628 | NFPA 170 HEAT DETECTOR |  |  | North | MIRCOM |  | Heat Detector |  |  |  | Module | TRUE | MIX-5251H w/B200SR-LF | + | White, Low-profile 190°F fixed thermal sensor, Low Frequency Sounder Base | 1 | 0.0003 | 0.0065 |  |  |  |  | FALSE | TRUE |  |  |  |  | #FFFF0000 | FA-NFPA 170 HEAT DETECTOR | 1 | FALSE | FALSE | FALSE | 1403 | [13 empty] | FALSE |  |  | 190°¦LF |  |  | DESKTOP-7SAL8M7\acont | 2019-04-12 13:12 | THOR\acont | 2024-09-08 17:27 | 20191121 AC Detector with base | [MIRCOM] [SLC SENSORS] [*] [#4 TYPE ADDR ¦ SENSORS] DNR w/MIX-2251BR (C), DNR w/MIX-2351RAP (C), MIX-1251AP w/B200SR-LF-WH (C), MIX-1251AP w/B200SR-WH (C), MIX-1251AP w/B210LP (C), MIX-1251AP w/B224RB-WH (C), MIX-1251AP w/B501 (C), MIX-1251B w/B200SR-LF- [MIRCOM] [SLC MODULES SENSORS] [*] [#2 SHARED ADDR ¦ SENSORS] DNR w/MIX-2251BR (C), DNR w/MIX-2351RAP (C), MIX-1251AP w/B200SR-LF-WH (C), MIX-1251AP w/B200SR-WH (C), MIX-1251AP w/B210LP (C), MIX-1251AP w/B224RB-WH (C), MIX-1251AP w/B501 (C), MIX-1251B w/ [MIRCOM, Monaco Enterprises] [AUX POWER] [24 VDC] 721-121-00 w/B200SR-LF-WH (C), 721-124-00 w/B200SR-LF-WH (C), 722-121-00 w/B200SR-LF-WH (C), 722-406-00 w/B200SR-LF-WH (C), 723-345-00 w/B200SR-LF-WH (C), 723-353-00 w/B200SR-LF-WH (C), 723-361-00 w/B200S
bcde7bb2-912e-455f-9921-9805386041d4 | NFPA 170 DUCT SMOKE DETECTOR |  |  | North | System Sensor |  | Duct Smoke Detector |  |  |  | Module | TRUE | DH100P | ++ | Two-Wire, Low-Profile Duct Smoke Detector | 1 | 0.012 | 0.012 |  |  |  |  | FALSE | TRUE |  |  |  |  | #FFFF0000 | FA-NFPA 170 DUCT SMOKE DETECTOR | 1 | FALSE | FALSE | FALSE | 1400 | [13 empty] | FALSE | [7 empty] | THOR\acont | 2024-09-08 17:27 | 20191121 AC Detector without base | [Chemtronics, Firelite, MIRCOM, Notifier, System Sensor] [IDC] 01 [*] [IDC 2-WIRE ++] 1151 (C), 1151EIS (C), 1400 (C), 1451 (C), 1451DH (C), 1451DHHT (C), 2100AT (C), 2100S (C), 2100TR (C), 2100TS (C), 2151 w/B110LP (C), 2151 w/B116LP (C), 2151 w/B401 (C | [Farenhyt, MIRCOM, Monaco Enterprises, Silent Knight, System Sensor] 723-367-00, 723-368-00, D2, D4120, D4120W, DH100ACDCI, DH100ACDCLP, DH100P, DNR w/IDP-PHOTO-R-W, DNR w/SK-PHOTO-R-W, DNRW w/IDP-PHOTO-R-W, DNRW w/SK-PHOTO-R-W, IDP-DUCT-W w/IDP-PHOTO-R-W
cea2b1f2-71dd-4df2-a440-98082f34e190 |  |  |  | North | Edwards |  | Hardware |  |  |  | Hardware | TRUE | 454724ARE |  | 16/4 Solid Twisted Red-Jacket FPLR | 1 | [6 empty] | FALSE | [5 empty] | #FFFFFFFF |  |  | FALSE | FALSE | FALSE | [14 empty] | FALSE | [7 empty] | THOR\acont | 2024-10-09 10:48
b65f7812-ba74-48bd-bbe2-9808b1cd6dcb | NFPA 170 MANUAL PULL |  |  | North | Edwards |  | Manual Station |  |  |  | Module | TRUE | 277B-1110 |  | Pull Station, lexan, tool reset, wire leads | 1 | [6 empty] | FALSE | [5 empty] | #FFFF0000 | FA-NFPA 170 MANUAL PULL | 1 | FALSE | FALSE | FALSE | 957 | [13 empty] | FALSE | [7 empty] | THOR\acont | 2024-09-08 17:27 |  | [Edwards, Kidde, Monaco Enterprises] [IDC] 01 1534-1, 200-GAOF, 270A-DPO, 270A-SPO, 270-DOC, 270-DOC-B, 270-DOC-F, 270-DPO, 270-GAO, 270-GAOB, 270-GAO-DOC, 270-GAO-DOCF, 270P-DPO, 270P-SPO, 270-SPO, 270-SPOW, 270-SPOWB, 270-SPOWF, 271-KR1/SR/GS, 276A-REL
ec475b1a-47a5-40be-a1ee-980df4c18f24 | NFPA 170 REMOTE ANNUNCIATOR | RISER ANNUNCIATOR |  | North | Bosch |  | Remote Annunciator |  |  |  | Module | TRUE | D7030X-S8 | ++ | Eight-point LED annunciator (eight yellow) | 1 | 0.045 | 0.19 | [10 empty] | #FFFF0000 | FA-NFPA 170 REMOTE ANNUNCIATOR | 1 | FALSE | FALSE | FALSE | [20 empty] | DESKTOP-7EIEB7A\acont | 2022-04-20 12:37 | THOR\acont | 2024-09-08 17:27 | Cloned from Bosch D7030X-S2 | [Bosch] [OPTION BUS] [*] [BUS ++] D7030X, D7030X-S2, D7030X-S8, D7032, D7035, D7035B, D7042, D7042B, D7048, D7048B, FMR-1000-RA, FMR-1000-RCMD, FMR-7033, FMR-7036
11055e62-8b8e-4ddf-bc39-98100121aa7f | NFPA 170 HORN STROBE CEILING |  |  | North | Edwards |  | Horn/Strobe |  |  |  | Module | TRUE | GCWN-HDVMHC |  | MNEC Horn-Strobe, white, no markings, 95-177 cd, clear | 1 | 0 | 0.341 |  |  |  |  | FALSE | TRUE |  |  |  |  | #FF0070C0 | FA-NFPA 170 HORN STROBE CEILING | 1 | FALSE | FALSE | FALSE | 2013 | [13 empty] | FALSE |  |  | C |  |  |  |  | THOR\acont | 2024-09-08 17:27 |  | [Edwards, Kidde] [NAC] [24 VDC, LOW DB] EGCF-HDVMH (C), GCF-HDVMH (C), GC-HDVMH (C), GCWA-HDVMHA (C), GCWA-HDVMHB (C), GCWA-HDVMHC (C), GCWA-HDVMHG (C), GCWA-HDVMHR (C), GCWN-HDVMHA (C), GCWN-HDVMHB (C), GCWN-HDVMHC (C), GCWN-HDVMHG (C), GCWN-HDVMHR (C) [Edwards, Kidde] [NAC] [16 VDC, HIGH DB] EGCF-HDVMH (C), GCF-HDVMH (C), GC-HDVMH (C), GCWA-HDVMHA (C), GCWA-HDVMHB (C), GCWA-HDVMHC (C), GCWA-HDVMHG (C), GCWA-HDVMHR (C), GCWN-HDVMHA (C), GCWN-HDVMHB (C), GCWN-HDVMHC (C), GCWN-HDVMHG (C), GCWN-HDVMHR (C) [Edwards, Kidde] [NAC] [24 VDC, HIGH DB] EGCF-HDVMH (C), GCF-HDVMH (C), GC-HDVMH (C), GCWA-HDVMHA (C), GCWA-HDVMHB (C), GCWA-HDVMHC (C), GCWA-HDVMHG (C), GCWA-HDVMHR (C), GCWN-HDVMHA (C), GCWN-HDVMHB (C), GCWN-HDVMHC (C), GCWN-HDVMHG (C), GCWN-HDVMHR (C) [Edwards, Kidde] [NAC] [16 VDC, LOW DB] EGCF-HDVMH (C), GCF-HDVMH (C), GC-HDVMH (C), GCWA-HDVMHA (C), GCWA-HDVMHB (C), GCWA-HDVMHC (C), GCWA-HDVMHG (C), GCWA-HDVMHR (C), GCWN-HDVMHA (C), GCWN-HDVMHB (C), GCWN-HDVMHC (C), GCWN-HDVMHG (C), GCWN-HDVMHR (C)
a87b7b83-33fb-4612-9f79-9816b0699317 | NFPA 170 HEAT DETECTOR |  |  | North | Edwards |  | Heat Detector |  |  |  | Module | TRUE | SIGA2-HFS w/SIGA-AB4GT BASE | ++ | Heat Detector, 135F Fixed Temperature | 1 | 4.5e-05 | 4.5e-05 |  |  |  |  | FALSE | [5 empty] | #FFFF0000 | FA-NFPA 170 HEAT DETECTOR | 1 | FALSE | FALSE | FALSE | 1403 | [13 empty] | FALSE | [7 empty] | THOR\acont | 2024-10-08 16:33 | 20191121 AC Detector with base | [Edwards, Kidde] [SLC EST SENSORS] [*] [#4 TYPE ADDR ¦ SENSORS] KI-DDOS (C), SIGA2-COS w/SIGA-AB4G BASE, SIGA2-COS w/SIGA-AB4G-LF BASE, SIGA2-COS w/SIGA-AB4GT BASE, SIGA2-COS w/SIGA-IB BASE, SIGA2-COS w/SIGA-RB BASE, SIGA2-COS w/SIGA-SB BASE, SIGA2-HCOS [Edwards, Kidde] [AUX POWER] KI-COD w/KI-ABDT BASE (C), KI-HCD w/KI-ABDT BASE, KI-HRD w/KI-ABDT BASE, KI-PCD w/KI-ABDT BASE (C), KI-PD w/KI-ABDT BASE (C), KI-PHCD w/KI-ABDT BASE (C), KI-PHD w/KI-ABDT BASE (C), KIR-COD w/KI-ABDT BASE (C), KIR-HCD w/KI-ABD [Edwards, Kidde] [SLC EST MODULES SENSORS] [*] [#2 SHARED ADDR ¦ SENSORS] KI-DDOS (C), SIGA2-COS w/SIGA-AB4G BASE, SIGA2-COS w/SIGA-AB4G-LF BASE, SIGA2-COS w/SIGA-AB4GT BASE, SIGA2-COS w/SIGA-IB BASE, SIGA2-COS w/SIGA-RB BASE, SIGA2-COS w/SIGA-SB BASE, S [Edwards, Kidde] [SLC EST SENSORS] 01 [*] [EST3, iO1000] DS-HFS (C), DS-PS (C), FX-HD w/IB4U BASE, FX-HD w/RB4U BASE, FX-HD w/SB4U BASE, FX-HD w/SB4U-LF BASE, FX-HD wB4U BASE, FX-PD w/B4U BASE (C), FX-PD w/IB4U BASE (C), FX-PD w/SB4U BASE (C), FX-PD w/SB [Edwards, Kidde] [SLC EST MODULES/SENSORS] 01 [*] [iO64] DS-HFS (C), DS-PS (C), FX-HD w/IB4U BASE, FX-HD w/RB4U BASE, FX-HD w/SB4U BASE, FX-HD w/SB4U-LF BASE, FX-HD wB4U BASE, FX-PD w/B4U BASE (C), FX-PD w/IB4U BASE (C), FX-PD w/SB4U BASE (C), FX-PD w/SB
b90debb0-d2f3-4c55-8237-9820e0c10bb0 | NFPA 170 HEAT DETECTOR |  |  | North | Potter |  | Heat Detector |  |  |  | Module | TRUE | 302-135 | ++ | Heat Detector, 135°F (57°C) | 1 | [6 empty] | FALSE | TRUE |  |  |  |  | #FFFF0000 | FA-NFPA 170 HEAT DETECTOR | 1 | FALSE | FALSE | FALSE | 1403 |  |  | 7270-0021:0001 | [10 empty] | FALSE | [5 empty] | THOR\acont | 2024-06-04 14:06 | THOR\acont | 2024-09-08 17:27 | Cloned from Thermotech 302-135 | [Edwards, Potter, Thermotech] [IDC] 01 284B-PL (C), 302-135 (C), 302-194 (C), 302-AW-194, 302-EPM-135 (C), 302-EPM-194 (C), 302-ET-135 (C), 302-ET-194 (C)
52898a26-9042-450e-95d2-982a4f35e78f | NFPA 170 AMPLIFIER RACK | RISER AMP |  | North | Hochiki |  | Amplifier |  |  |  | Assembly | TRUE | FNVDP100 (70V) | + | Distributed Panel, Dual Channel, 100W | 1 | [6 empty] | FALSE |  |  | *Refer to Install Sheet |  |  | #FFFF0000 | FA-NFPA 170 AMPLIFIER RACK | 1 | FALSE | FALSE | FALSE | 300 | [8 empty] | 7,12,18 |  |  |  | 100 | TRUE | [5 empty] | DESKTOP-7SAL8M7\acont | 2019-11-04 16:39 | THOR\acont | 2024-09-08 17:27
67221ae8-309d-446b-89b5-982e61213b83 | NFPA 170 SMOKE DETECTOR |  |  | North | Firelite |  | Smoke Detector |  |  |  | Module | TRUE | SD365R w/B300-6 | + | White, low-profile intelligent photoelectric sensor, remote test capable, for use with DNR/DNRW, LiteSpeed only, Standard Base | 1 | 0.0002 | 0.0045 |  |  |  |  | FALSE | TRUE |  |  |  |  | #FFFF0000 | FA-NFPA 170 SMOKE DETECTOR | 1 | FALSE | FALSE | FALSE | 1408 | [13 empty] | FALSE | [5 empty] | THOR\acont | 2023-12-06 13:57 | THOR\acont | 2024-09-08 17:27 | Cloned from Firelite SD365 w/B300-6 | [Firelite, System Sensor] [SLC MODULES SENSORS] [*] [#2 SHARED ADDR ¦ SENSORS] AD355 w/B200SR-LF-WH (C), AD355 w/B200SR-WH (C), AD355 w/B210LP (C), AD355 w/B224BI-WH (C), AD355 w/B224RB-WH (C), AD355 w/B501 (C), BEAM355 (C), BEAM355S (C), CP355 w/B200SR- [Firelite, System Sensor] [SLC SENSORS] [*] [#4 TYPE ADDR ¦ SENSORS] AD355 w/B200SR-LF-WH (C), AD355 w/B200SR-WH (C), AD355 w/B210LP (C), AD355 w/B224BI-WH (C), AD355 w/B224RB-WH (C), AD355 w/B501 (C), BEAM355 (C), BEAM355S (C), CP355 w/B200SR-WH (C), CP
766b4dbf-ec91-41fc-a731-9832f37715bc |  |  |  | North | Fike |  | Cards & Components |  |  |  | Card | TRUE | 10-2624 |  | Multi-Mode Fiber Optic Network Card Module | 1 | 0.05 | 0.05 |  |  |  |  | TRUE | [5 empty] | #FFFFFFFF |  |  | FALSE | FALSE | FALSE | [14 empty] | FALSE | [5 empty] | AULAPTOP-PC\Aulaptop | 2019-07-06 06:59 | THOR\acont | 2024-10-09 10:48 | Cloned from Fike XXXX CLONED
a0233ab5-35b7-4631-b667-9835a438ae74 | NFPA 170 SMOKE DETECTOR |  |  | North | Notifier |  | Smoke Detector |  |  |  | Module | TRUE | FSD-751P w/B501 | ++ | DETECTOR, SMOKE, ADDRESSABLE PHOTO w/EUROPEAN 4" BASE | 1 | 0.0003 | 0.0003 |  |  |  |  | FALSE | TRUE |  |  |  |  | #FFFF0000 | FA-NFPA 170 SMOKE DETECTOR | 1 | FALSE | FALSE | FALSE | 1408 | [13 empty] | FALSE | [7 empty] | THOR\acont | 2024-09-08 17:27 | 20191121 AC Detector with base | [Honeywell, Notifier, System Sensor] [SLC MODULES SENSORS] [*] [#2 SHARED ADDR ¦ SENSORS] 2251B (C), 2251-COPTIR (C), 2251-COPTIR w/B200S-WH (C), 2251TB (C), 2251TMB (C), 5251B (C), 5251B-WP (C), 5251H (C), 5251RB (C), 5251RB-WP (C), 7251 (C), 7251DH (C) [Honeywell, Notifier, System Sensor] [SLC SENSORS] [*] [#4 TYPE ADDR ¦ SENSORS] 2251B (C), 2251-COPTIR (C), 2251-COPTIR w/B200S-WH (C), 2251TB (C), 2251TMB (C), 5251B (C), 5251B-WP (C), 5251H (C), 5251RB (C), 5251RB-WP (C), 7251 (C), 7251DH (C), DH200LP
72fefec8-3412-4f0b-8760-98370e76abb0 |  |  |  | North | Siemens | [5 empty] | Module | TRUE | XLS-MLE6R-ADPT | S54430-C9-A2 | MLE-6R RED ENCLOSURE ADAPTER FOR FIREFINDER XLS | 1 | [12 empty] | #FFFFFFFF |  |  | FALSE | FALSE | FALSE | [20 empty] | DESKTOP-7SAL8M7\acont | 2019-08-13 09:04 | THOR\acont | 2024-10-09 10:48
53ce6785-6eb3-487b-ac66-98374bcd1bda |  |  |  | North | Firelite |  | Hardware |  |  |  | Hardware | TRUE | CHS-6 | + | Chassis, mounts up to six multi-modules in a BB-6F cabinet | 1 | [6 empty] | TRUE | [5 empty] | #FFFFFFFF |  |  | FALSE | FALSE | FALSE | [20 empty] | DESKTOP-7SAL8M7\acont | 2019-03-28 05:07 | THOR\acont | 2024-10-09 10:48 | Cloned from Firelite BB-6F
eec39dba-bab7-4cbc-a55f-983854c959e9 | NFPA 170 SPEAKER WALL |  |  | North | Eaton Wheelock |  | Speaker |  |  |  | Module | TRUE | STH-15S |  | Loud Speaker, 1 to 15 watt, 25/70 Vrms, Gray | 1 | [6 empty] | FALSE | FALSE |  |  |  |  | #FF0070C0 | FA-NFPA 170 SPEAKER WALL | 1 | FALSE | FALSE | FALSE | 2021 | [13 empty] | FALSE | [5 empty] | DESKTOP-7SAL8M7\acont | 2019-06-04 15:01 | THOR\acont | 2024-09-08 17:27 | Cloned from Wheelock STH-15SR | [Eaton Wheelock] [AUDIO 25v] [25V AUDIO] STH-15S, STH-15SR, STH-4R (C), STH-4R24MCCH (C), STH-S, STH-SR [Eaton Wheelock] [AUDIO 70.7v] [70V AUDIO] STH-15S, STH-15SR, STH-4R (C), STH-4R24MCCH (C), STH-S, STH-SR
c5c386ec-e555-4af2-b56f-98389a837ae9 | NFPA 170 FIRE ALARM CONTROL UNIT | RISER FACP |  | North | Siemens |  | Fire Alarm Control Unit |  |  |  | Assembly | TRUE | XLS |  | ASSEMBLY, FIRE ALARM CONTROL/VOICE/ANNUNCIATOR PANEL | 1 | [12 empty] | #FFFF0000 | FA-NFPA 170 FIRE ALARM CONTROL UNIT | 1 | FALSE | FALSE | FALSE | 202 | [13 empty] | TRUE | [7 empty] | THOR\acont | 2024-09-08 17:27
fe27667f-3ad9-4ff1-a84e-983ae15cc4e1 | NFPA 170 STROBE WALL |  |  | North | Eaton Wheelock |  | Strobe |  |  |  | Module | TRUE | RSS-24MCW-FW | ++ | Strobe, 24 Vdc, white, selectable, | 1 | 0 | 0.347 |  |  |  |  | FALSE | FALSE |  |  |  |  | #FF0070C0 | FA-NFPA 170 STROBE WALL | 1 | FALSE | FALSE | FALSE | 2022 | [13 empty] | FALSE | [5 empty] | DESKTOP-7EIEB7A\acont | 2022-10-06 07:55 | THOR\acont | 2024-09-08 17:27 | Cloned from Eaton Wheelock RSS-24MCW-FR | [Bosch, Eaton Wheelock] [NAC] [DC] RSS-24MCW-FR, RSS-24MCW-FW, RSS-24MCW-FW [Eaton Wheelock] [NAC] [FWR] RSS-24MCW-FR, RSS-24MCW-FW
54b77003-72c8-4c67-95b1-983b44633441 | NFPA 170 NOTIFICATION CIRCUIT EXTENDER PANEL | RISER NAC |  | North | Edwards |  | Notification Circuit Extender Panel |  |  |  | Assembly | TRUE | APS10A/230 |  | Remote Auxiliary/Booster Power Supply, 10A, 230Vac, Red | 1 | [6 empty] | FALSE | [5 empty] | #FFFF0000 | FA-NFPA 170 NOTIFICATION CIRCUIT EXTENDER PANEL | 1 | FALSE | FALSE | FALSE | 212 | [8 empty] | 7,12,18,65 |  |  |  |  | TRUE | [7 empty] | THOR\acont | 2024-09-08 17:27
2b59eddf-3163-449b-a76e-983bb5218ac7 | NFPA 170 FIRE ALARM CONTROL UNIT | RISER FACP |  | North | Autocall |  | Fire Alarm Control Unit |  |  |  | Assembly | TRUE | A2975-9445 | ++ | 4100ES Platinum 2 Bay Box with Glass Door and Dress Panel - Add Master Controller, Power Supply and other components as required using Assembly Editor | 1 | 0 | 0 |  |  |  |  | TRUE | [5 empty] | #FFFF0000 | FA-NFPA 170 FIRE ALARM CONTROL UNIT | 1 | FALSE | FALSE | FALSE | [9 empty] | 6.2,10,12.7,18,25,33,55 |  |  |  |  | TRUE | [5 empty] | DESKTOP-EUPOT3B\aucon | 2021-12-09 03:59 | THOR\acont | 2024-09-08 17:27 | Cloned from Autocall A2975-9444
5f2c566c-e069-46e8-a84e-983f45df1ef9 | NFPA 170 SPEAKER CEILING |  |  | North | Edwards |  | Speaker |  |  |  | Module | TRUE | GCHFWN-S2 |  | 25V Speaker, White, | 1 | [6 empty] | FALSE | TRUE |  |  |  |  | #FF0070C0 | FA-NFPA 170 SPEAKER CEILING | 1 | FALSE | FALSE | FALSE | 2019 | [13 empty] | FALSE |  |  | C |  |  |  |  | THOR\acont | 2024-09-08 17:27 |  | [Edwards, Kidde] [AUDIO 25v] [25V AUDIO] EGCF-S2VMH (C), G4F-S2, G4F-S2V1575, G4F-S2VM, G4HFRF-S2, G4HFRF-S2VMC, G4HFRN-S2, G4HFRN-S2VMC, G4HFWA-S2, G4HFWA-S2VMA, G4HFWA-S2VMC, G4HFWF-S2, G4HFWF-S2VMC, G4HFWN-S2, G4HFWN-S2VMA, G4HFWN-S2VMC, G4RF-S2, G4RF
1c7aa026-3bd2-4691-89f1-983f704cbadd | NFPA 170 VALVE SUPERVISORY SWITCH |  |  | East | N/A |  | Valve Supervisory Switch |  |  |  | Module | TRUE | FURNISHED BY OTHERS |  | VALVE TAMPER SUPERVISORY SWITCH | 1 | [6 empty] | FALSE | FALSE | PROVIDED BY SPRINKLER CONTRACTOR |  | PROVIDED BY OTHERS |  | #FFFF0000 | FA-NFPA 170 VALVE SUPERVISORY SWITCH | 1 | FALSE | FALSE | FALSE | 916 | [13 empty] | FALSE | [5 empty] | DESKTOP-7EIEB7A\acont | 2022-02-02 10:55 | THOR\acont | 2024-09-08 17:27 | Cloned from Generic VALVE TAMPER SUPERVISORY SWITCH | [Det-Tronics, Generic, Macurco, N/A, STI] [IDC] 01 30-3013, AIR PRESSURE SWITCH, AIR PRESSURE SWITCH HIGH/LOW, BACKFLOW VALVE, CM-12, CONTACT DEVICE, DUCT DETECTOR (C), Fire Suppression Control Unit (FSCU), FURNISHED BY OTHERS, FURNISHED BY OTHERS, FURNI
31a70d88-c652-4af2-bdd7-984e0e106e8b | NFPA 170 SMOKE DETECTOR |  |  | North | Edwards |  | Smoke Detector |  |  |  | Module | TRUE | SIGA2-PHS w/SIGA-AB4G BASE | ++ | Photoelectric Smoke/Heat Detector | 1 | 7e-05 | 7e-05 |  |  |  |  | FALSE | TRUE |  |  |  |  | #FFFF0000 | FA-NFPA 170 SMOKE DETECTOR | 1 | FALSE | FALSE | FALSE | 1408 | [13 empty] | FALSE | [7 empty] | THOR\acont | 2024-10-08 16:26 | 20191121 AC Detector with base | [Edwards, Kidde] [SLC EST SENSORS] 01 [*] [EST3, iO1000] DS-HFS (C), DS-PS (C), FX-HD w/IB4U BASE, FX-HD w/RB4U BASE, FX-HD w/SB4U BASE, FX-HD w/SB4U-LF BASE, FX-HD wB4U BASE, FX-PD w/B4U BASE (C), FX-PD w/IB4U BASE (C), FX-PD w/SB4U BASE (C), FX-PD w/SB [Edwards, Kidde] [SLC EST MODULES SENSORS] [*] [#2 SHARED ADDR ¦ SENSORS] KI-DDOS (C), SIGA2-COS w/SIGA-AB4G BASE, SIGA2-COS w/SIGA-AB4G-LF BASE, SIGA2-COS w/SIGA-AB4GT BASE, SIGA2-COS w/SIGA-IB BASE, SIGA2-COS w/SIGA-RB BASE, SIGA2-COS w/SIGA-SB BASE, S [Edwards, Kidde] [SLC EST SENSORS] [*] [#4 TYPE ADDR ¦ SENSORS] KI-DDOS (C), SIGA2-COS w/SIGA-AB4G BASE, SIGA2-COS w/SIGA-AB4G-LF BASE, SIGA2-COS w/SIGA-AB4GT BASE, SIGA2-COS w/SIGA-IB BASE, SIGA2-COS w/SIGA-RB BASE, SIGA2-COS w/SIGA-SB BASE, SIGA2-HCOS [Edwards, Kidde] [SLC EST MODULES/SENSORS] 01 [*] [iO64] DS-HFS (C), DS-PS (C), FX-HD w/IB4U BASE, FX-HD w/RB4U BASE, FX-HD w/SB4U BASE, FX-HD w/SB4U-LF BASE, FX-HD wB4U BASE, FX-PD w/B4U BASE (C), FX-PD w/IB4U BASE (C), FX-PD w/SB4U BASE (C), FX-PD w/SB [Edwards, Kidde] [AUX POWER] FX-HD w/SB4U BASE, FX-PD w/SB4U BASE (C), FX-PHD w/SB4U BASE (C), KI-COD w/KI-ABST BASE (C), KI-HCD w/KI-ABST BASE, KI-HRD w/KI-ABST BASE, KI-PCD w/KI-ABST BASE (C), KI-PD w/KI-ABST BASE (C), KI-PHCD w/KI-ABST BASE (C), KI-PH
00e89b55-75f7-4c1f-8ec7-985d0214a169 | NFPA 170 SURGE SUPPRESSOR |  |  | North | Ditek |  | Surge Supressor |  |  |  | Module | TRUE | DTK-120HWLOK | 120V Circuit Protection | Parallel Connected Surge Protective Device - 120V | 1 | 0 | 0 |  |  |  |  | TRUE |  | As Indicated on Prints - Field Verify |  | 2 7⁄16" W x 1 ⅜" D x 1 1⁄16" H |  | #FFFF0000 | FA-NFPA 170 SURGE SUPPRESSOR | 1 | FALSE | FALSE | FALSE | [17 empty] | 120v |  |  | THOR\acont | 2025-01-15 12:43 |  |  | Cloned from Ditek DTK-120HW | [Ditek, Monaco Enterprises] [SURGE PROTECTION] [#2] 210-524-00, DTK-120HW, DTK-120HWLOK, DTK-120HW-SS, DTK-120SRD, DTK-120X12, DTK-2MHLP24B, DTK-2MHLP24BWB, DTK-2MHLP24F, DTK-2MHTP, DTK-4LVLPLV, DTK-DF120S1, DTK-MRJ45C5E [Ditek, Monaco Enterprises, Spectronix, WBOX] [VAC ] [VAC] 0E-SPROACHW, 210-524-00, DTK-120HW, DTK-120HWLOK, DTK-120HW-SS, DTK-1F, DTK-1FF, SA400 Main Board [Ditek, Monaco Enterprises, WBOX] [SURGE PROTECTION] [ALL DEVICES ++] 0E-SPROACHW, 210-524-00, DTK-120HW, DTK-120HWLOK, DTK-120HW-SS, DTK-120SRD, DTK-120X12, DTK-1F, DTK-1FF, DTK-2MHLP24B, DTK-2MHLP24B w/DTK-2MB, DTK-2MHLP24B w/DTK-3MB, DTK-2MHLP24B w/DT | [Ditek, EDCO, Monaco Enterprises, Space Age Electronics, WBOX] 0E-SPROACHW, 210-524-00, DTK-120HW, DTK-120HWLOK, DTK-120HW-SS, DTK-120SRD, DTK-120X12, DTK-1F, DTK-1FF, DTK-DF120S1, E120V-GT, FAS120AC, T120-DG w/Snap Track
057a98eb-e3ea-44c5-a117-986221a7961c |  |  |  | North | Notifier |  | Cards & Components |  |  |  | Card | TRUE | XRM-24B |  | POWER TRANSFORMER | 1 |  |  | 3 |  |  |  | TRUE | [5 empty] | #FFFFFFFF |  |  | FALSE | FALSE | FALSE | [12 empty] | 3 |  | FALSE | [7 empty] | THOR\acont | 2024-10-09 10:48
b92569a7-e308-432e-9688-9863beb31074 | NFPA 170 SPEAKER STROBE |  |  | North | Edwards |  | Speaker/Strobe |  |  |  | Module | TRUE | 757-8A-SS25 |  | 110cdW, 60cdC Strobe, Cone Speaker, 25V .25 .5, 1, 2w | 1 | [6 empty] | FALSE | [5 empty] | #FF0070C0 | FA-NFPA 170 SPEAKER STROBE | 1 | FALSE | FALSE | FALSE | 2019 | [13 empty] | FALSE | [5 empty] | DESKTOP-7EIEB7A\acont | 2023-03-13 15:38 | THOR\acont | 2024-09-08 17:27 | Cloned from Edwards 757-8A-SS25W | [Edwards] [NAC] [24 VDC] 757-8A-SS25, 757-8A-SS25W, 757-8A-SS70, 757-8A-SS70W [Edwards] [NAC] [16 VDC] 757-8A-SS25, 757-8A-SS25W, 757-8A-SS70, 757-8A-SS70W [Edwards] [AUDIO 25v] [25V AUDIO] 757-8A-SS25, 757-8A-SS25W
86b6d6e0-e2af-44a2-b6d4-986ea7afcf4d | NFPA 170 ADDRESSABLE INPUT MONITOR MODULE |  |  | North | Hochiki |  | Addressable Module |  |  |  | Module | TRUE | DIMM - DUAL INPUT MONITOR MODULE | DUAL INPUT MONITOR MODULE | DUAL INPUT MONITOR MODULE | 1 | 0.0006 | 0.00072 |  |  |  |  | TRUE |  |  | *Refer to Install Sheet |  |  | #FFFF0000 | FA-NFPA 170 ADDRESSABLE INPUT MONITOR MODULE | 1 | FALSE | FALSE | FALSE | 1000 | [16 empty] | 2 |  |  |  |  | THOR\acont | 2024-09-08 17:27 | from Hochiki DCP-AMS-LP Dual Action Hex Key Lock | [Hochiki, VES] [SLC HOCHIKI] 02 [*] [SLC] CZM CONVENTIONAL ZONE MODULE, DCP-AMS Single Action Hex Key Lock, DCP-AMS-KL Single Action Key Lock, DCP-AMS-KL-LP Dual Action Key Lock, DCP-AMS-LP Dual Action Hex Key Lock, DIMM - DUAL INPUT MONITOR MODULE, DIMM [Hochiki, VES] [SLC HOCHIKI] 03 [*] [SLC] DIMM - DUAL INPUT MONITOR MODULE, DIMM - DUAL INPUT MONITOR MODULE COPY, R2M DUAL RELAY MODULE, R2MH DUAL RELAY MODULE, R2MH/-I DUAL RELAY MODULE, R2ML DUAL RELAY MODULE, R2ML/-I DUAL RELAY MODULE, VF6052-00 | [Hochiki] DIMM - DUAL INPUT MONITOR MODULE, DIMM - DUAL INPUT MONITOR MODULE COPY
bcb99d86-5304-4564-a837-987160ecbf48 |  |  |  | North | Gamewell FCI |  | Hardware |  |  |  | Hardware | TRUE | INCC-IDT |  | Inner door with one double slot for INCC-TEL handset & 4 slots | 1 | [6 empty] | FALSE | [5 empty] | #FFFFFFFF |  |  | FALSE | FALSE | FALSE | [14 empty] | FALSE | [7 empty] | THOR\acont | 2024-10-09 10:48
93a11fd9-7312-4c45-b643-987db2edad38 |  |  |  | North | Edwards |  | Cards & Components |  |  |  | Card | TRUE | FSP502G-2 Mainboard |  | Mainboard for FSP502G-2 assembly | 1 | 0.12 | 0.17 |  |  |  |  | TRUE | [5 empty] | #FFFFFFFF |  |  | FALSE | FALSE | FALSE | [14 empty] | FALSE | [7 empty] | THOR\acont | 2024-10-09 10:48 |  | [Edwards, Kidde] [VAC ] 2IDC, 76-600000-001 Main Board, 76-800xxx-xxx Main Board, 77-600000-901 Main Board, 84-732001-901 Main Board, APS10A Mainboard, APS6A Mainboard, BPS10A Mainboard, BPS10A/230 Mainboard, BPS6A Mainboard, BPS6A/230 Mainboard, EST1-2Z [Edwards, Kidde, Macurco] [IDC] [#3 SUPERVISORY] 2IDC, 76-600000-001 Main Board, 76-800xxx-xxx Main Board, 77-600000-901 Main Board, 84-732001-901 Main Board, DVP-120 Mainboard, EST1-2Z Mainboard, FSP1004G Mainboard, FSP1004G-2 Mainboard, FSP1004GD Mainb [Edwards, Kidde, Macurco] [IDC] [#2 TROUBLE] 2IDC, 76-600000-001 Main Board, 76-800xxx-xxx Main Board, 77-600000-901 Main Board, 84-732001-901 Main Board, DVP-120 Mainboard, EST1-2Z Mainboard, FSP1004G Mainboard, FSP1004G-2 Mainboard, FSP1004GD Mainboard [Edwards, Kidde, Macurco] [IDC] [#1 ALARM] 2IDC, 76-600000-001 Main Board, 76-800xxx-xxx Main Board, 77-600000-901 Main Board, 84-732001-901 Main Board, DVP-120 Mainboard, EST1-2Z Mainboard, FSP1004G Mainboard, FSP1004G-2 Mainboard, FSP1004GD Mainboard, | [Edwards] FSP502G-2 Mainboard [Edwards, Kidde] FSP1004G Mainboard, FSP1004G-2 Mainboard, FSP1004GD Mainboard, FSP1004R Mainboard, FSP1004RD Mainboard, FSP302G Mainboard, FSP302G-2 Mainboard, FSP302GD Mainboard, FSP302R Mainboard, FSP302RD Mainboard, FSP502G Mainboard, FSP502G-2 Mainbo [Edwards] FSP502G Mainboard, FSP502G-2 Mainboard, FSP502GD Mainboard, FSP502R Mainboard, FSP502RD Mainboard [Edwards] FSP302G Mainboard, FSP302G-2 Mainboard, FSP302GD Mainboard, FSP302R Mainboard, FSP302RD Mainboard, FSP502G Mainboard, FSP502G-2 Mainboard, FSP502GD Mainboard, FSP502R Mainboard, FSP502RD Mainboard [Edwards] FSP302G Mainboard, FSP302G-2 Mainboard, FSP302GD Mainboard, FSP302R Mainboard, FSP302RD Mainboard, FSP502G Mainboard, FSP502G-2 Mainboard, FSP502GD Mainboard, FSP502R Mainboard, FSP502RD Mainboard
0bfbe2ef-6023-4166-80e9-98806f143ef8 |  |  |  | North | Edwards |  | Hardware |  |  |  | Hardware | TRUE | 511-1 |  | Backbox, for 511-A | 1 | [6 empty] | FALSE | [5 empty] | #FFFFFFFF |  |  | FALSE | FALSE | FALSE | [14 empty] | FALSE | [7 empty] | THOR\acont | 2024-10-09 10:48
bb8c84ad-3239-4ed6-8140-9882d04d1321 |  |  |  | North | Kidde | [5 empty] | Module | TRUE | GSA-IB |  | Signature mounting base with fault isolator | 1 | [6 empty] | FALSE | [5 empty] | #FFFFFFFF |  |  | FALSE | FALSE | FALSE | [14 empty] | FALSE | [5 empty] | AULAPTOP-PC\Aulaptop | 2018-09-03 13:55 | THOR\acont | 2024-10-09 10:48
960e534c-fce5-4eaa-ad5c-9883175c1f56 | NFPA 170 HORN STROBE |  |  | North | Simplex |  | Horn/Strobe |  |  |  | Module | TRUE | 4906-9141 | + | Horn with Multi-Candela Strobe; Wall Mount, White, High Cd | 1 | 0 | 0 |  |  |  |  | TRUE | [5 empty] | #FF0070C0 | FA-NFPA 170 HORN STROBE | 1 | FALSE | FALSE | FALSE | 2012 | [19 empty] | DESKTOP-7EIEB7A\acont | 2022-03-07 06:56 | THOR\acont | 2024-09-08 17:27 | Cloned from Autocall A4906-9129 | [Autocall, Simplex] [NAC] [24VDC STEADY] 4906-9127, 4906-9129, 4906-9139, 4906-9141, A4906-9127, A4906-9129, A4906-9139, A4906-9141 [Autocall, Simplex] [NAC] [MAX STEADY] 4906-9139, 4906-9141, A4906-9139, A4906-9141
3c2c7aae-faa1-4c9f-a952-9885ba600d84 | NFPA 170 SPEAKER STROBE CEILING |  |  | North | Autocall |  | Speaker/Strobe |  |  |  | Module | TRUE | A49HFVH-APPLC-BA | + | Ceiling mount Addressable Clear lens high fidelity high candela S/V appliance only. Assembled in USA | 1 | 0 | 0 |  |  |  |  | TRUE | TRUE |  |  |  |  | #FF0070C0 | FA-NFPA 170 SPEAKER STROBE CEILING | 1 | FALSE | FALSE | FALSE | 2019 | [16 empty] | C |  |  | DESKTOP-7EIEB7A\acont | 2021-04-29 14:39 | THOR\acont | 2024-09-08 17:27 | Cloned from AutoCall A49HFVH-APPLC-BA w/A49SVC-CRFIRE | [Autocall, Simplex] [AUDIO 70.7v] [70V AUDIO] 49HF-APPLC (C), 49HF-APPLC-BA (C), 49HFV-APPLC (C), 49HFV-APPLC-BA (C), 49HFVH-APPLC (C), 49HFVH-APPLC-BA (C), 49SO-APPLC (C), 49SO-APPLC-BA (C), 49SO-APPLC-O (C), 49SO-APPLC-O-BA (C), 49SV-APPLC (C), 49SV-AP [Autocall, Simplex] [AUDIO 25v] [25V AUDIO] 49HF-APPLC (C), 49HF-APPLC-BA (C), 49HFV-APPLC (C), 49HFV-APPLC-BA (C), 49HFVH-APPLC (C), 49HFVH-APPLC-BA (C), 49SO-APPLC (C), 49SO-APPLC-BA (C), 49SO-APPLC-O (C), 49SO-APPLC-O-BA (C), 49SV-APPLC (C), 49SV-APPL [Autocall, Simplex] [IDNac] [23VDC] 49HFVH-APPLC (C), 49HFVH-APPLC-BA (C), 49SVH-APPLC (C), 49SVH-APPLC-BA (C), 49VOH-APPLC (C), 49VOH-APPLC-BA (C), A49HFVH-APPLC (C), A49HFVH-APPLC-BA (C), A49SVH-APPLC (C), A49SVH-APPLC-BA (C), A49VOH-APPLC (C), A49VOH-
a2098a0b-905e-414a-956e-9887b0ce3e14 |  |  |  | North | Notifier | [5 empty] | Module | TRUE | NFV-25/50 MAIN BOARD |  |  | 1 | [6 empty] | TRUE | [5 empty] | #FFFFFFFF |  |  | FALSE | FALSE | FALSE | [20 empty] | AULAPTOP-PC\Aulaptop | 2020-02-26 06:55 | THOR\acont | 2024-10-09 10:48 |  | [Notifier] [VAC ] 411UDAC Main Board, AFP-100 Main Board, AFP-200 Main Board, FCPS-24S6 MAIN BOARD, FCPS-24S8 MAIN BOARD, HPFF12 Main Board, HPFF8 Main Board, NFC-125DA (25V) Main Board, NFC-50/100 Main Board (100W, 25V), NFC-50/100 Main Board (100W, 70V | [Notifier] NFV-25/50 MAIN BOARD
79461bd3-ebac-489c-9ca3-989915f7c64b | NFPA 170 REMOTE EVACUATION AMPLIFIER CABINET |  |  | North | Farenhyt |  | Cards & Components |  |  |  | Card | TRUE | ECS-VCM | ++ | Voice Control Module | 1 | 0.07 | 0.1 |  |  |  |  | FALSE | [5 empty] | #FFFF0000 | FA-NFPA 170 REMOTE EVACUATION AMPLIFIER CABINET | 1 | FALSE | FALSE | FALSE | 301 | [13 empty] | FALSE | [5 empty] | DESKTOP-7EIEB7A\acont | 2023-02-27 16:55 | THOR\acont | 2024-09-08 17:27 | Cloned from Silent Knight EVS-VCM |  | [Farenhyt, Silent Knight] ECS-VCM, EVS-VCM
e87198ba-fdea-4613-8fd8-9899a11aeb3a | NFPA 170 DGP |  |  | North | Gamewell FCI |  | Control Panel |  |  |  | Assembly | TRUE | SBB-D4 | ++ | Backbox, 4 chassis, (Black) | 1 | [6 empty] | FALSE | [5 empty] | #FFFF0000 | FA-NFPA 170 DGP | 1 | FALSE | FALSE | FALSE | [9 empty] | 7,12,18 |  |  |  |  | TRUE | [7 empty] | THOR\acont | 2024-09-08 17:27
b26e1971-8165-40d6-a55c-98a815df0f40 |  |  |  | North | Kidde |  | Cards & Components |  |  |  | Card | TRUE | APS10A Mainboard |  | Mainboard for APS10A assembly | 1 | 0.07 | 0.27 |  |  |  |  | TRUE | [5 empty] | #FFFFFFFF |  |  | FALSE | FALSE | FALSE | [14 empty] | FALSE | [5 empty] | DESKTOP-7SAL8M7\acont | 2020-01-02 07:57 | THOR\acont | 2024-10-09 10:48 | Cloned from Edwards APS10A Mainboard | [Altronix, Edwards, Harrington, Kidde] [NAC Trigger] AL1002ULADA Main Board, AL1002ULADA Main Board, APS10A Mainboard, APS6A Mainboard, BPS10A Mainboard, BPS10A/230 Mainboard, BPS6A Mainboard, BPS6A/230 Mainboard, MIRBPS10A Mainboard, MIRBPS10A/230 Mainb [Edwards, Kidde] [VAC ] 2IDC, 76-600000-001 Main Board, 76-800xxx-xxx Main Board, 77-600000-901 Main Board, 84-732001-901 Main Board, APS10A Mainboard, APS6A Mainboard, BPS10A Mainboard, BPS10A/230 Mainboard, BPS6A Mainboard, BPS6A/230 Mainboard, EST1-2Z | [Edwards, Kidde] APS10A Mainboard, APS6A Mainboard, BPS10A Mainboard, BPS10A/230 Mainboard, BPS6A Mainboard, BPS6A/230 Mainboard, MIRBPS10A Mainboard, MIRBPS10A/230 Mainboard, MIRBPS6A Mainboard, MIRBPS6A/230 Mainboard
4e34f6bd-5004-4d8c-8ebc-98a8abe11dc1 | FIRECAD ANTENNA |  |  | North | Monaco Enterprises |  | Wireless Component |  |  |  | Module | TRUE | 620-023-00 | VHF Antenna, Standard | Coaxial cable, 50Ω mini RG-8X | 1 | [6 empty] | TRUE | [5 empty] | #FFFF0000 | FA-FIRECAD ANTENNA | 1 | FALSE | FALSE | FALSE | [20 empty] | DESKTOP-0D6CQVA\lousc | 2019-07-21 15:41 | THOR\acont | 2024-09-08 17:27 | Cloned from Monaco Enterprises 190-400-00
397668ee-f87c-4832-9ea9-98b2670b5993 | NFPA 170 FLAME DETECTOR |  |  | North | Macurco |  | Flame Detector |  |  |  | Module | TRUE | 84-4211-1200-10 | ++ | TXP-FDE UV/IR-F, No Video, SS, 3/4” NPT, Tilt Mount | 1 | 0.012 | 0.18 |  |  |  |  | FALSE | FALSE |  |  | 5.51” (L) x 3.54” (W) x 3.54” (H) |  | #FFFF0000 | FA-NFPA 170 FLAME DETECTOR | 1 | FALSE | FALSE | FALSE | 1401 | [13 empty] | FALSE |  |  | UV/IR |  |  | THOR\acont | 2024-01-09 08:30 | THOR\acont | 2024-09-08 17:27 | Cloned from Macurco 84-3211-1100-20 CLONED | [Firelite, Macurco, Notifier, Silent Knight, System Sensor] [AUX POWER] [*] [AUX INPUT ++] 1251B (C), 1412B (C), 1424 (C), 2112/24AT (C), 2112/24S (C), 2112/24TS (C), 2112AITR (C), 2112ATR (C), 2112R (C), 2124AITR (C), 2124ATR (C), 2124R (C), 2151 w/B110 [Firelite, Macurco, Notifier, Silent Knight, System Sensor] [IDC] 01 [IDC 4-WIRE ++] 1251B (C), 1412B (C), 1424 (C), 2112/24AT (C), 2112/24S (C), 2112/24TS (C), 2112AITR (C), 2112ATR (C), 2112R (C), 2124AITR (C), 2124ATR (C), 2124R (C), 2151 w/B110RLP (C
56b1baa9-b296-4e47-aff6-98b286d51f0f | NFPA 170 HORN CEILING |  |  | North | Eaton Wheelock |  | Horn |  |  |  | Module | TRUE | EL4XHN-NW | ++ | CEILING HORN, WHITE, FIRE | 1 | [6 empty] | TRUE | TRUE |  |  |  |  | #FF0070C0 | FA-NFPA 170 HORN CEILING | 1 | FALSE | FALSE | FALSE | 2020 | [16 empty] | C |  |  | THOR\acont | 2024-08-15 09:40 | THOR\acont | 2024-09-08 17:27 | Cloned from Eaton Wheelock EL4XST - FW | [Eaton Wheelock] [NAC] [24VDC, HIGH DB] EL3RHN-NR (C), EL4XHN-NW (C)
4ad1f803-d4de-44ef-a633-98b55b5847de | NFPA 170 SPEAKER STROBE |  |  | North | Kidde |  | Speaker/Strobe |  |  |  | Module | TRUE | G4HFWF-S7VMC |  | 70V Speaker/Strobe, White, FIRE 15, 30, 75, 110 cd, Clear | 1 | 0 | 0.078 |  |  |  |  | FALSE | [5 empty] | #FF0070C0 | FA-NFPA 170 SPEAKER STROBE | 1 | FALSE | FALSE | FALSE | 2019 | [13 empty] | FALSE | [5 empty] | DESKTOP-7SAL8M7\acont | 2020-01-02 08:13 | THOR\acont | 2024-09-08 17:27 | Cloned from Edwards G4HFWF-S7VMC | [Edwards, Kidde] [AUDIO 70.7v] [70V AUDIO] G4F-S7, G4F-S7V1575, G4F-S7VM, G4HFRF-S7, G4HFRF-S7VMC, G4HFRN-S7, G4HFRN-S7VMC, G4HFWA-S7, G4HFWA-S7VMA, G4HFWA-S7VMC, G4HFWF-S7, G4HFWF-S7VMC, G4HFWN-S7, G4HFWN-S7VMA, G4HFWN-S7VMB, G4HFWN-S7VMC, G4RF-S7, G4RF [Edwards, Kidde] [NAC] [16 VDC] G4ERA-A, G4ERA-B, G4ERA-G, G4ERA-R, G4ERF-C, G4ERN-A, G4ERN-B, G4ERN-C, G4ERN-G, G4ERN-R, G4EWA-A, G4EWA-B, G4EWA-G, G4EWA-R, G4EWF-C, G4EWN-A, G4EWN-B, G4EWN-C, G4EWN-G, G4EWN-R, G4F-S2V1575, G4F-S2VM, G4F-S7V1575, G4F-S7 [Edwards, Kidde] [NAC] [24 VDC] G4ERA-A, G4ERA-B, G4ERA-G, G4ERA-R, G4ERF-C, G4ERN-A, G4ERN-B, G4ERN-C, G4ERN-G, G4ERN-R, G4EWA-A, G4EWA-B, G4EWA-G, G4EWA-R, G4EWF-C, G4EWN-A, G4EWN-B, G4EWN-C, G4EWN-G, G4EWN-R, G4F-S2V1575, G4F-S2VM, G4F-S7V1575, G4F-S7
65b9c69f-0547-4d60-aa4c-98b69f54568f |  |  |  | North | MIRCOM | [5 empty] | Card | TRUE | QMP-5101N CARD |  | MASTER NETWORK PAGING CONTROL MODULE |  | 0.004 | 0.012 |  |  |  |  | TRUE | [5 empty] | #FFFFFFFF |  |  | FALSE | FALSE | [15 empty] | FALSE | [7 empty] | DESKTOP-7EIEB7A\acont | 2023-03-31 12:04 |  | [MIRCOM] [RS-485] [PWR/DATA] QMP-5101N CARD
1cb1e64f-7f86-4940-9b27-98b6b99c9311 | NFPA 170 HORN STROBE |  |  | North | Kidde |  | Horn/Strobe |  |  |  | Module | TRUE | WG4WF-HVMHC |  | Outdoor horn-strobe, white, FIRE marking, high candela, clear lens | 1 | 0 | 0.502 |  |  |  |  | FALSE | [5 empty] | #FF0070C0 | FA-NFPA 170 HORN STROBE | 1 | FALSE | FALSE | FALSE | 2012 | [13 empty] | FALSE |  |  | WP |  |  | DESKTOP-7EIEB7A\acont | 2022-01-05 12:33 | THOR\acont | 2024-09-08 17:27 | Cloned from Edwards WG4WF-HVMHC | [Edwards, Kidde] [NAC] [UL1971, 24 VDC, CONTINUOUS] WG4RF-HVMHC, WG4RF-HVMHC (C) (C), WG4RN-HVMHC, WG4RN-HVMHC (C) (C), WG4WF-HVMHC, WG4WF-HVMHC (C) (C), WG4WN-HVMHC, WG4WN-HVMHC (C) (C) [Edwards, Kidde] [NAC] [UL1638, 16 VDC, CONTINUOUS] WG4RF-HVMHC, WG4RF-HVMHC (C) (C), WG4RN-HVMHC, WG4RN-HVMHC (C) (C), WG4WF-HVMHC, WG4WF-HVMHC (C) (C), WG4WN-HVMHC, WG4WN-HVMHC (C) (C) [Edwards, Kidde] [NAC] [UL1638, 16 VFWR, CONTINUOUS] WG4RF-HVMHC, WG4RF-HVMHC (C) (C), WG4RN-HVMHC, WG4RN-HVMHC (C) (C), WG4WF-HVMHC, WG4WF-HVMHC (C) (C), WG4WN-HVMHC, WG4WN-HVMHC (C) (C) [Edwards, Kidde] [NAC] [UL1971, 16 VFWR, CONTINUOUS] WG4RF-HVMHC, WG4RF-HVMHC (C) (C), WG4RN-HVMHC, WG4RN-HVMHC (C) (C), WG4WF-HVMHC, WG4WF-HVMHC (C) (C), WG4WN-HVMHC, WG4WN-HVMHC (C) (C) [Edwards, Kidde] [NAC] [UL1638, 24 VDC, CONTINUOUS] WG4RF-HVMHC, WG4RF-HVMHC (C) (C), WG4RN-HVMHC, WG4RN-HVMHC (C) (C), WG4WF-HVMHC, WG4WF-HVMHC (C) (C), WG4WN-HVMHC, WG4WN-HVMHC (C) (C) [Edwards, Kidde] [NAC] [UL1971, 16 VDC, CONTINUOUS] WG4RF-HVMHC, WG4RF-HVMHC (C) (C), WG4RN-HVMHC, WG4RN-HVMHC (C) (C), WG4WF-HVMHC, WG4WF-HVMHC (C) (C), WG4WN-HVMHC, WG4WN-HVMHC (C) (C)
f8e20dd8-398a-4969-b51b-98b98fe284c7 |  |  |  | North | Siemens |  | Cards & Components |  |  |  | Card | TRUE | FC2025-UT Main Board |  | CARD, FC2025-UT Main Board | 1 | [6 empty] | TRUE | [5 empty] | #FFFFFFFF |  |  | FALSE | FALSE | FALSE | [20 empty] | AULAPTOP-PC\Aulaptop | 2019-04-20 13:33 | THOR\acont | 2024-10-09 10:48
e6430d2b-2a18-4a5e-bdc0-98bd442936e0 | NFPA 170 SPEAKER STROBE |  |  | North | Siemens |  | Speaker/Strobe |  |  |  | Module | TRUE | SEH-MC-W-B | UDI:SEH-MC-W-B | HIGH FIDELITY SPEAKER STROBE, HIFI, WALL, 15/30/75/110 CD, WHITE | 1 | [12 empty] | #FF0070C0 | FA-NFPA 170 SPEAKER STROBE | 1 | FALSE | FALSE | FALSE | 2019 | [19 empty] | DESKTOP-7EIEB7A\acont | 2022-05-13 11:47 | THOR\acont | 2024-09-08 17:27 | Cloned from Siemens SEH-MC-W | [Siemens] [AUDIO 25v] [25V AUDIO] SEH-AMC-W-ALERT, SEH-HMC-R, SEH-HMC-R-B, SEH-HMC-W, SEH-HMC-W-ALERT, SEH-HMC-W-B, SEH-MC-R, SEH-MC-R-ALERT, SEH-MC-R-B, SEH-MC-W, SEH-MC-W-ALERT, SEH-MC-W-B, SEH-MC-W-BLANK, SEH-R, SEH-W, SEH-W-ALERT [Siemens] [NAC] [VDC] SEFH-AMC-W-ALERT, SEFH-MC-R, SEFH-MC-R-ALERT, SEFH-MC-W, SEFH-MC-W-ALERT, SEFH-MC-W-BLANK, SEF-MC-R, SEF-MC-W, SEH-MC-R, SEH-MC-R-ALERT, SEH-MC-R-B, SEH-MC-W, SEH-MC-W-ALERT, SEH-MC-W-B, SEH-MC-W-BLANK [Siemens] [AUDIO 70.7v] [70V AUDIO] SEH-AMC-W-ALERT, SEH-HMC-R, SEH-HMC-R-B, SEH-HMC-W, SEH-HMC-W-ALERT, SEH-HMC-W-B, SEH-MC-R, SEH-MC-R-ALERT, SEH-MC-R-B, SEH-MC-W, SEH-MC-W-ALERT, SEH-MC-W-B, SEH-MC-W-BLANK, SEH-R, SEH-W, SEH-W-ALERT
fe1a10ca-71d7-4a6e-b0c4-98bd70bcd2af | NFPA 170 ADDRESSABLE INPUT MONITOR MODULE |  |  | North | Notifier |  | Addressable Module |  |  |  | Module | TRUE | HFS-MM | ++ | Mini Monitor Module | 1 | 0.0006 | 0.0055 |  |  |  |  | FALSE | FALSE |  |  |  |  | #FFFF0000 | FA-NFPA 170 ADDRESSABLE INPUT MONITOR MODULE | 1 | FALSE | FALSE | FALSE | 1000 | [13 empty] | FALSE | [7 empty] | THOR\acont | 2024-09-08 17:27 |  | [Honeywell, Notifier, System Sensor] [SLC MODULES] [*] [#3 TYPE ADDR ¦ MODULES] 30-3013 w/FMM-101, Q3013D, ACM-8R, ACPS-610, AMPS-24, AMPS-24E, EM-1M, EM-1MI, EM-1MM, EM-1MMI, EM-1R, EM-1RI, EM-1SR, EM-1SRI, FCM-1, FCM-1-REL, FD7044 MM-101, FDM-1, FDRM-1 [Honeywell, Notifier, System Sensor] [SLC MODULES SENSORS] [*] [#1 SHARED ADDR ¦ MODULES] 30-3013 w/FMM-101, Q3013D, ACM-8R, ACPS-610, AMPS-24, AMPS-24E, EM-1M, EM-1MI, EM-1MM, EM-1MMI, EM-1R, EM-1RI, EM-1SR, EM-1SRI, FCM-1, FCM-1-REL, FD7044 MM-101, FDM | [Notifier, Silent Knight] EM-1M, EM-1MI, EM-1MM, EM-1MMI, FD7044 MM-101, FMM-1, FMM-101, HFS-MM, NMM-100, NMM-100P
c8b7adc7-5c9e-4e63-8643-98be792b8248 | NFPA 170 DOOR CLOSER |  |  | East | Overhead Door |  | Door Holder |  |  |  | Module | TRUE | FSAX24V | ++ | FIRE SENTINEL® FAIL-SAFE RELEASE DEVICE | 1 | 0.385 | 0.61 |  |  | 24 |  | FALSE | FALSE | PROVIDED BY SPRINKLER CONTRACTOR |  | PROVIDED BY OTHERS |  | #FFFF0000 | FA-NFPA 170 DOOR CLOSER | 1 | FALSE | FALSE | FALSE | [14 empty] | FALSE | [5 empty] | DESKTOP-7EIEB7A\acont | 2023-08-10 11:42 | THOR\acont | 2024-09-08 17:27 | Cloned from Generic CONTACT DEVICE | [Overhead Door] [IDC] 01 [AUX INPUT] FSAX24V [Overhead Door] [IDC] [#1 ALARM] FSAX24V | [Overhead Door] FSAX24V
1c32fcbd-ddb4-4fc9-a0bb-98c24b7c26f6 | NFPA 170 FIRE ALARM CONTROL UNIT | RISER FACP |  | North | Monaco Enterprises |  | Fire Alarm Control Unit |  |  |  | Assembly | TRUE | 227-957-xx |  | MAAP-X point reporting, addressable, fire alarm control, mass notification, voice evacuation panel, integrated radio transceiver—single comm: One AAC II backplane for ADCs/SOCs One ADC supporting 198 addressable devices One SOC, 25 VAC RMS, 32W audio output NEMA 1 surface-mount red enclosure60" H x 18" W x 3.6" D Two 12V/18 Ah batteries | 1 | [12 empty] | #FFFF0000 | FA-NFPA 170 FIRE ALARM CONTROL UNIT | 1 | FALSE | FALSE | FALSE | 202 | [13 empty] | TRUE | [5 empty] | AULAPTOP-PC\Aulaptop | 2019-04-20 03:50 | THOR\acont | 2024-09-08 17:27
00c06e7c-bb5e-4a9c-9f7e-98c48ea143ab | NFPA 170 FIRE ALARM CONTROL UNIT | RISER FACP |  | North | Potter |  | Fire Alarm Control Unit |  |  |  | Assembly | TRUE | AFC-1000 |  | Fire Alarm Control Panel | 1 | [6 empty] | FALSE | [5 empty] | #FFFF0000 | FA-NFPA 170 FIRE ALARM CONTROL UNIT | 1 | FALSE | FALSE | FALSE | 251 |  |  | 7165-0328:0509 | [5 empty] | 8,18,55 |  |  | 10 |  | TRUE | [7 empty] | THOR\acont | 2024-09-08 17:27
2538ad12-ee67-40fc-ad2c-98c859ede260 | CADGEN PANIC BUTTON |  |  | North | BluePoint |  | Panic Button |  |  |  | Module | TRUE | BP03-302 | ++ | Wireless Discrete Panic-BR | 1 |  |  |  |  | 3 | [7 empty] | #FFFF0000 | FA-CADGEN PANIC BUTTON | 1 | FALSE | FALSE | FALSE | [17 empty] | RPT |  |  | THOR\acont | 2024-04-12 13:05 | THOR\acont | 2024-09-08 17:27 | Cloned from Bosch RFPB-FP-A | [BluePoint, Bosch] [BOSCH WIRELESS] [ALL DEVICES ++] BP01-302, BP02-202M, BP02-202P, BP02-A202M, BP02-A202P, BP02-A202PH, BP03-302, BP03-A102M, BP03-A102P, RFBT-A, RFDL-11, RFDL-11-A, RFDL-11-CHI, RFDW-RM, RFDW-RM-A, RFDW-RM-CHI, RFDW-SM, RFDW-SM-A, RFDW
5071083a-a818-46f9-835f-98d19468bdc5 | NFPA 170 HORN STROBE CEILING |  |  | North | Siemens |  | Horn/Strobe |  |  |  | Module | TRUE | SLHSCR-A | S54329-F32-A2 | SLHSCR-A HRN/ST,CLG,AGENT | 1 | [7 empty] | TRUE |  |  |  |  | #FF0070C0 | FA-NFPA 170 HORN STROBE CEILING | 1 | FALSE | FALSE | FALSE | 2013 | [16 empty] | C |  |  | DESKTOP-7SAL8M7\acont | 2019-08-13 09:04 | THOR\acont | 2024-09-08 17:27 | B,T | [Siemens] [NAC] [24 VDC, HIGH DB, CODE 3] SLHSCR-A (C), SLHSCR-AL (C), SLHSCR-F (C), SLHSCR-FB (C), SLHSCR-N (C), SLHSCW-A (C), SLHSCW-AL (C), SLHSCW-F (C), SLHSCW-FB (C), SLHSCW-N (C)
65c8bd90-7d4a-4458-94c9-98d6b054195b | NFPA 170 HEAT DETECTOR |  |  | North | Gamewell FCI |  | Heat Detector |  |  |  | Module | TRUE | XP95-T w/XP95-B4 | ++ | Analog Addressable Thermal Sensor w/4" Base | 1 | 0.0002 | 0.0045 |  |  |  |  | FALSE | TRUE | FLUSH |  | 4" SQ. DEEP | 3 "O" PLASTER RING | #FFFF0000 | FA-NFPA 170 HEAT DETECTOR | 1 | FALSE | FALSE | FALSE | 1408 | [13 empty] | FALSE | [5 empty] | DESKTOP-7EIEB7A\acont | 2022-10-07 06:59 | THOR\acont | 2024-09-08 17:27 | Cloned from Gamewell FCI XP95-T w/XP95-B6EZ | [Gamewell FCI] [SLC APOLLO MODULES SENSORS] [*] [#1 SHARED ADDR ¦ ALL] MS95-DL, MS95-SL, PID-95, PID-95P, XP95-P w/XP95-B4 (C), XP95-P w/XP95-B6EZ (C), XP95-T w/XP95-B4 (C), XP95-T w/XP95-B6EZ (C) [Gamewell FCI] [SLC SENSORS] [*] [#4 TYPE ADDR ¦ SENSORS] ADPF (C), ASD-PL2F w/B200S-LF-WH (C), ASD-PL2F w/B210LP (C), ASD-PL2FR (C), ASD-PL3 w/B200S-LF-WH (C), ASD-PL3 w/B200SR-LF-WH (C), ASD-PL3 w/B200SR-WH (C), ASD-PL3 w/B224BI-WH (C), ASD-PL3 w/B224R [Gamewell FCI] [SLC MODULES SENSORS] [*] [#2 SHARED ADDR ¦ SENSORS] ADPF (C), ASD-PL2F w/B200S-LF-WH (C), ASD-PL2F w/B210LP (C), ASD-PL2FR (C), ASD-PL3 w/B200S-LF-WH (C), ASD-PL3 w/B200SR-LF-WH (C), ASD-PL3 w/B200SR-WH (C), ASD-PL3 w/B224BI-WH (C), ASD-P
5c4aa734-6a2b-4729-b30c-98d947081732 | NFPA 170 STROBE WALL |  |  | North | Hochiki |  | Strobe |  |  |  | Module | TRUE | WHES24-75WW |  | 24 Volt Low Profile Evacuation Outdoor Strobe, Weather Proof, Wall, White | 1 | 0 | 0.17 |  |  |  |  | FALSE |  |  | *Refer to Install Sheet |  |  | #FF0070C0 | FA-NFPA 170 STROBE WALL | 1 | FALSE | FALSE | FALSE | 2023 | [13 empty] | FALSE | [5 empty] | DESKTOP-7SAL8M7\acont | 2019-12-02 11:16 | THOR\acont | 2024-09-08 17:27 | Cloned from Gentex WGES24-75WW | [Bosch, Gentex, Hochiki, VES] [NAC] [UL MAX] VF4006-X0, WGES24-75PWR, WGES24-75PWRLP, WGES24-75PWW, WGES24-75PWWLP, WGES24-75WR, WGES24-75WRLP, WGES24-75WW, WGES24-75WWLP, WHES24-75WR, WHES24-75WW [Hochiki] [NAC] [24 VDC] WHES24-75WR, WHES24-75WW
affda078-6de6-4530-b75a-98e01e62b545 | NFPA 170 SMOKE DETECTOR |  |  | North | Firelite |  | Smoke Detector |  |  |  | Module | TRUE | OSI-RI-FL REFLECTOR | ++ | Beam Reflector | 1 | [6 empty] | FALSE | [5 empty] | #FFFF0000 | FA-NFPA 170 SMOKE DETECTOR | 1 | FALSE | FALSE | FALSE | 5000 | [13 empty] | FALSE |  |  | BR |  |  | THOR\acont | 2023-09-29 07:51 | THOR\acont | 2024-09-08 17:27 | Cloned from System Sensor BEAM1224 REFLECTOR
a76266b7-5edd-49e1-9cae-98e792cae183 |  |  |  | North | Autocall |  | Cards & Components |  |  |  | Card | TRUE | A100-1287 |  | 24 Switch, 24 Red LED Module | 1 | 0 | 0.072 |  |  |  |  | TRUE | [5 empty] | #FFFFFFFF |  |  | FALSE | FALSE | FALSE | [20 empty] | DESKTOP-0D6CQVA\lousc | 2019-07-07 18:10 | THOR\acont | 2024-10-09 10:48 | Cloned from AutoCall A100-1285
351ea86c-cfac-4891-a09c-98fd139a21d1 | NFPA 170 HORN STROBE CEILING |  |  | North | Siemens |  | Horn/Strobe |  |  |  | Module | TRUE | SL2MTSCR-FB | S54329-F241-A1++ | Multi-Tone Strobe, Ceiling, Clear, Red, Pictogram | 1 | [12 empty] | #FF0070C0 | FA-NFPA 170 HORN STROBE CEILING | 1 | FALSE | FALSE | FALSE | 2023 | [19 empty] | DESKTOP-7EIEB7A\acont | 2023-08-03 09:20 | THOR\acont | 2024-09-08 17:27 | Cloned from Siemens SL2MTSWR-FB | [Siemens] [NAC] [24 VDC, HORN STD] SL2MTSCR-F, SL2MTSCR-FB, SL2MTSCW-F, SL2MTSCW-NA, SL2MTSCW-NB, SL2MTSCW-NG, SL2MTSCW-NR
7d13c69d-942f-4343-803a-99022c1111cf | D128 |  |  | North | Consilium |  | Miscellaneous |  |  |  | Module | TRUE | 5101061-00A + 5100774-00A | ++ | EV-H/A1R Heat detector, Analogue, addressable, 54°C Wet space IP67, incl. SCI | 1 | 0.00026 | 0.018 |  |  | 24 |  | TRUE | [5 empty] | #FFFF0000 | FA-D128 | 1 | FALSE | FALSE | FALSE | [20 empty] | DESKTOP-7EIEB7A\acont | 2022-07-28 16:31 | THOR\acont | 2024-09-08 17:27 | Cloned from Consilium 040006 | [Consilium] [SLC CONSILIUM] [*] [#1 SHARED ADDR ¦ ALL] 040000 + 5100774-00A, 040005 + 5100774-00A, 040020 + 5100776-00A + 5100774-00A, 040020 + 5200313-00A, 040030 + 5100776-00A + 5100774-00A, 040030 + 5200313-00A + 5100626-00B, 5101060-00A + 5100774-00A
1318d12e-3c62-4ba9-90e2-990554b0d788 | NFPA 170 REMOTE ANNUNCIATOR |  |  | North | Autocall |  | Cards & Components |  |  |  | Module | TRUE | A100-9617 | ++ | Basic Remote Annunciator with ES Touch Screen Display | 1 | 0.095 | 0.165 |  |  |  |  | TRUE | [5 empty] | #FFFF0000 | FA-NFPA 170 REMOTE ANNUNCIATOR | 1 | FALSE | FALSE | FALSE | [20 empty] | THOR\acont | 2025-02-24 12:49 | THOR\acont | 2025-02-24 12:49 | Cloned from Autocall A100-9616 | [Autocall, Simplex] [RUI] 4009-9401 Main Board, 4100-9404, 4100-9405, 4100-9616, 4100-9617, 4606-9202, A009-9401 Main Board, A009-970x MAIN BOARD, A009-970xx MAIN BOARD, A100-9404, A100-9405, A100-9616, A100-9617, A4606-9202
ca741fa8-8267-4358-8c8c-990eaba32b8b | CADGEN KEYPAD | CADGEN KEYPAD |  | North | DMP | Security/Access Control | Keypad Interface |  |  |  | Module | TRUE | 7463-W | ++ | Thinline LCD Network Keypad with Prox Reader | 1 | 0.1 | 0.1 |  |  | 12 |  | FALSE | [5 empty] | #FFFF0000 | FA-CADGEN KEYPAD | 1 | FALSE | FALSE | FALSE | 255 | [13 empty] | FALSE | [5 empty] | DESKTOP-7EIEB7A\acont | 2023-02-06 09:27 | THOR\acont | 2024-09-08 17:27 | Cloned from DMP 7073-W | [DMP, Honeywell] [DMP LX BUS] [*] [LX BUS] 630F, 6460W-2, 7060N-W, 7060-W, 7063N-W, 7063-W, 7070N-W, 7070-W, 7073N-W, 7073-W, 7463-W, 7830F, 7872, 7873
dfa9eaa4-06f8-4037-bf85-99103982f511 | NFPA 170 LOCAL OPERATOR CONSOLE | RISER LOC |  | North | MIRCOM |  | Local Operator Console |  |  |  | Module | TRUE | QX-MINI-LOC-W | + | Local Operating Console: Main Display, Microphone, RMIC PCB, Deadfront, Backbox, White Door – UL Only | 1 | 0.023 | 0.04 |  |  |  |  | FALSE | [5 empty] | #FFFF0000 | FA-NFPA 170 LOCAL OPERATOR CONSOLE | 1 | FALSE | FALSE | FALSE | 211 | [8 empty] | 7,12,18 |  |  |  |  | FALSE | [7 empty] | THOR\acont | 2024-09-08 17:27 |  | [MIRCOM] [AUX POWER] [*] MGD-32 Card, QX-MINI-LOC, QX-MINI-LOCMAIN, QX-MINI-LOC-W, QX-MINI-RM, QX-MINI-RMMIC, QX-MINI-RM-W, RAM-208, RAM-216, RAM-300LCD, RAM-3318-LCD, RAM-3500-LCD Card
fb8cdb6e-6611-481f-b84a-9911be68570e |  |  |  | North | Edwards |  | Cards & Components |  |  |  | Card | TRUE | 4X-24R |  | 24 Red LED Display Module | 1 | 0.002 | 0.038 |  |  |  |  | TRUE | [5 empty] | #FFFFFFFF |  |  | FALSE | FALSE | FALSE | [14 empty] | FALSE | [7 empty] | THOR\acont | 2024-10-09 10:48
26d846a8-b358-406d-ad0f-991230d6b091 | NFPA 170 SMOKE HEAT DETECTOR |  |  | North | Potter |  | Smoke/Heat Detector |  |  |  | Module | TRUE | PAD100-PHD w/PAD100-4DB (Split) | + | Photoelectric Smoke/Heat Detector with 4" Standard Base | 1 | 0.0003 | 0.0003 |  |  |  |  | FALSE | TRUE |  |  |  |  | #FFFF0000 | FA-NFPA 170 SMOKE HEAT DETECTOR | 1 | FALSE | FALSE | FALSE | 1411 | [13 empty] | FALSE |  |  | 4DB |  |  | THOR\acont | 2025-02-13 08:09 |  |  | Cloned from Potter PAD100-PHD w/PAD100-4DB | [Potter] [SLC PAD] [*] [#2 SHARED ADDR ¦ SENSORS] PAD100-CD w/PAD100-4DB, PAD100-CD w/PAD100-6DB, PAD100-CD w/PAD100-IB, PAD100-CD w/PAD100-LFSB, PAD100-CD w/PAD100-RB, PAD100-CD w/PAD100-SB, PAD100-CD w/PAD100-SPKB, PAD100-DUCT (C), PAD100-DUCTR (C), PA
ff97d74c-fa71-4d87-bd3d-9912df58a572 | NFPA 170 SMOKE DETECTOR |  |  | North | Edwards |  | Smoke Detector |  |  |  | Module | TRUE | SIGA-OSD | ++ | Intelligent Optical Smoke Detector | 1 | 3.2e-05 | 4.5e-05 |  |  |  |  | FALSE | TRUE |  |  |  |  | #FFFF0000 | FA-NFPA 170 SMOKE DETECTOR | 1 | FALSE | FALSE | FALSE | 1408 | [13 empty] | FALSE | [5 empty] | DESKTOP-7EIEB7A\acont | 2023-04-06 12:23 | THOR\acont | 2024-09-08 17:27 | Cloned from Edwards SIGA-OSD w/SIGA-SB BASE | [Edwards, Kidde] [SLC EST MODULES SENSORS] [*] [#2 SHARED ADDR ¦ SENSORS] KI-DDOS (C), SIGA2-COS w/SIGA-AB4G BASE, SIGA2-COS w/SIGA-AB4G-LF BASE, SIGA2-COS w/SIGA-AB4GT BASE, SIGA2-COS w/SIGA-IB BASE, SIGA2-COS w/SIGA-RB BASE, SIGA2-COS w/SIGA-SB BASE, S [Edwards, Kidde] [SLC EST SENSORS] 01 [*] [EST3, iO1000] DS-HFS (C), DS-PS (C), FX-HD w/IB4U BASE, FX-HD w/RB4U BASE, FX-HD w/SB4U BASE, FX-HD w/SB4U-LF BASE, FX-HD wB4U BASE, FX-PD w/B4U BASE (C), FX-PD w/IB4U BASE (C), FX-PD w/SB4U BASE (C), FX-PD w/SB [Edwards, Kidde] [SLC EST SENSORS] [*] [#4 TYPE ADDR ¦ SENSORS] KI-DDOS (C), SIGA2-COS w/SIGA-AB4G BASE, SIGA2-COS w/SIGA-AB4G-LF BASE, SIGA2-COS w/SIGA-AB4GT BASE, SIGA2-COS w/SIGA-IB BASE, SIGA2-COS w/SIGA-RB BASE, SIGA2-COS w/SIGA-SB BASE, SIGA2-HCOS [Edwards, Kidde] [SLC EST MODULES/SENSORS] 01 [*] [iO64] DS-HFS (C), DS-PS (C), FX-HD w/IB4U BASE, FX-HD w/RB4U BASE, FX-HD w/SB4U BASE, FX-HD w/SB4U-LF BASE, FX-HD wB4U BASE, FX-PD w/B4U BASE (C), FX-PD w/IB4U BASE (C), FX-PD w/SB4U BASE (C), FX-PD w/SB
f52832ec-e345-4856-b4de-991831183a2d |  |  |  | North | Edwards |  | Hardware |  |  |  | Hardware | TRUE | 6832-1D |  | Telephone Wallbox, Red, use with -NY-F4, -NY-S4 phones | 1 | [6 empty] | FALSE | [5 empty] | #FFFFFFFF |  |  | FALSE | FALSE | FALSE | [14 empty] | FALSE | [7 empty] | THOR\acont | 2024-10-09 10:48
3d1e0c82-5a82-4b07-b8b0-991bc770e936 |  |  |  | North | Edwards |  | Hardware |  |  |  | Hardware | TRUE | EST3 |  | Panels | 1 | [6 empty] | FALSE | [5 empty] | #FFFFFFFF |  |  | FALSE | FALSE | FALSE | [9 empty] | 7,12,18,55,65 |  |  |  |  | FALSE | [7 empty] | THOR\acont | 2024-10-09 10:48
cfbd8607-dbeb-4f6c-8d0d-991c1c0f059f | NFPA 170 HEAT DETECTOR |  |  | North | Monaco Enterprises |  | Heat Detector |  |  |  | Module | TRUE | 722-406-00 w/B210LP | + | DETECTOR,HEAT:190 F,FIXED,INTELLIGENT,LOW PROFILE,HEAD | 1 | 0.0003 | 0.0065 |  |  |  |  | FALSE | TRUE |  |  |  |  | #FFFF0000 | FA-NFPA 170 HEAT DETECTOR | 1 | FALSE | FALSE | FALSE | 1403 | [13 empty] | FALSE |  |  | 190° |  |  | DESKTOP-7SAL8M7\acont | 2020-02-23 09:25 | THOR\acont | 2024-09-08 17:27 | Cloned from MIRCOM MIX-5251H w/B210LP | [Monaco Enterprises] [SLC MODULES SENSORS] 01 [*] 708-026-01, 708-031-00, 721-121-00 w/B200SR-LF-WH (C), 721-121-00 w/B200SR-WH (C), 721-121-00 w/B210LP (C), 721-121-00 w/B224RB-WH (C), 721-121-00 w/B501 (C), 721-124-00 w/B200SR-LF-WH (C), 721-124-00 w/B [Monaco Enterprises] [SLC SENSORS] 01 [*] 721-121-00 w/B200SR-LF-WH (C), 721-121-00 w/B200SR-WH (C), 721-121-00 w/B210LP (C), 721-121-00 w/B224RB-WH (C), 721-121-00 w/B501 (C), 721-124-00 w/B200SR-LF-WH (C), 721-124-00 w/B200SR-WH (C), 721-124-00 w/B210L [Monaco Enterprises] [SLC MODULES/SENSORS] 01 [*] 721-121-00 w/B200SR-LF-WH (C), 721-121-00 w/B200SR-WH (C), 721-121-00 w/B210LP (C), 721-121-00 w/B224RB-WH (C), 721-121-00 w/B501 (C), 721-124-00 w/B200SR-LF-WH (C), 721-124-00 w/B200SR-WH (C), 721-124-00 [Monaco Enterprises] [SLC SENSORS] 01 [*] 721-121-00 w/B200SR-LF-WH (C), 721-121-00 w/B200SR-WH (C), 721-121-00 w/B210LP (C), 721-121-00 w/B224RB-WH (C), 721-121-00 w/B501 (C), 721-124-00 w/B200SR-LF-WH (C), 721-124-00 w/B200SR-WH (C), 721-124-00 w/B210L
a3c5c73a-1a41-4d3c-8b55-9921348f1ed4 |  |  |  | North | Edwards |  | Hardware |  |  |  | Hardware | TRUE | 271-KR1/SR/GS |  | Manual Breakglass Station & Box - No Glass | 1 | [6 empty] | FALSE | [5 empty] | #FFFFFFFF |  |  | FALSE | FALSE | FALSE | [14 empty] | FALSE | [7 empty] | THOR\acont | 2024-10-09 10:48 |  | [Edwards, Kidde, Monaco Enterprises] [IDC] 01 1534-1, 200-GAOF, 270A-DPO, 270A-SPO, 270-DOC, 270-DOC-B, 270-DOC-F, 270-DPO, 270-GAO, 270-GAOB, 270-GAO-DOC, 270-GAO-DOCF, 270P-DPO, 270P-SPO, 270-SPO, 270-SPOW, 270-SPOWB, 270-SPOWF, 271-KR1/SR/GS, 276A-REL
0e08f507-65f9-432f-8b27-9922cf046e6e | NFPA 170 MANUAL PULL |  |  | North | Farenhyt |  | Manual Station |  |  |  | Module | TRUE | IDP-PULL-DA | ++ | Dual Action Pull Station | 1 | 0.00035 | 0.00035 |  |  |  |  | FALSE |  |  |  | 5.5” H x 4" W x 1.45" D (14 x 10.2 x 3.7cm) |  | #FFFF0000 | FA-NFPA 170 MANUAL PULL | 1 | FALSE | FALSE | FALSE | 957 | [13 empty] | FALSE | [5 empty] | DESKTOP-7EIEB7A\acont | 2023-02-27 07:10 | THOR\acont | 2024-09-08 17:27 | Cloned from Silent Knight SK-PULL-DA | [Farenhyt] [SLC IDP MODULES] [*] [#3 TYPE ADDR ¦ MODULES] CO1224TR w/ IDP-MINIMON, CO1224TR w/ IDP-MONITOR, Hood System/IDP-MINIMON, IDP-CONTROL, IDP-CONTROL-6, IDP-MINIMON, IDP-MON-10, IDP-MONITOR, IDP-MONITOR-2, IDP-PULL-DA, IDP-PULL-SA, IDP-RELAY, IDP [Farenhyt, Silent Knight] [SLC MODULES SENSORS] [*] [#1 SHARED ADDR ¦ MODULES] HFS-MM, Hood System/IDP-MINIMON, IDP-CONTROL, IDP-CONTROL-6, IDP-MINIMON, IDP-MON-10, IDP-MONITOR, IDP-MONITOR-2, IDP-PULL-DA, IDP-PULL-SA, IDP-RELAY, IDP-RELAY-6, IDP-RELAYMO
c64eef9c-430a-4119-83f6-992417e4e09d | NFPA 170 VOICE EVACUATION CONTROL UNIT |  |  | North | Federal Signal |  | Voice Evac Control Unit |  |  |  | Assembly | TRUE | UVIC-B1 | + | 120 Vac Integrated Controller, battery, and charger | 1 | [6 empty] | FALSE | [5 empty] | #FFFF0000 | FA-NFPA 170 VOICE EVACUATION CONTROL UNIT | 1 | FALSE | FALSE | FALSE | 211 | [8 empty] | 50 |  |  |  | 800 | TRUE | [5 empty] | DESKTOP-7EIEB7A\acont | 2021-11-03 10:18 | THOR\acont | 2024-09-08 17:27 | Cloned from Evax EVAX-100
c901d8c6-b630-460f-8bbc-99277f77d42a |  |  |  | North | Siemens | [5 empty] | Module | TRUE | TCFG-300 | 500-737017 | TCFG-300 CONFIGURATION TOOL | 1 | [12 empty] | #FFFFFFFF |  |  | FALSE | FALSE | FALSE | [20 empty] | DESKTOP-7SAL8M7\acont | 2019-08-13 09:04 | THOR\acont | 2024-10-09 10:48
30d9b36b-89e4-4455-881e-99284746bedd | NFPA 170 SMOKE HEAT DETECTOR |  |  | North | Fike |  | Smoke/Heat Detector |  |  |  | Module | TRUE | FIK-2351T w/B224RB-WH | ++ | White, low‐profile intelligent photoelectric sensor, Thermal, Relay Base | 1 | 0.0002 | 0.0045 |  |  |  |  | FALSE | TRUE |  |  |  |  | #FFFF0000 | FA-NFPA 170 SMOKE HEAT DETECTOR | 1 | FALSE | FALSE | FALSE | 1408 | [13 empty] | FALSE | [5 empty] | DESKTOP-7EIEB7A\acont | 2023-01-02 16:02 | THOR\acont | 2024-09-08 17:27 | Cloned from Firelite SD365T w/B224RB-WH | [Fike] [SLC IDP SENSORS] [*] [#4 TYPE ADDR ¦ SENSORS] DNR w/FIK‐2351R (C), FIK-2351 w/B200S-LF-WH (C), FIK-2351 w/B200S-WH (C), FIK-2351 w/B224RB-WH (C), FIK-2351 w/B300-6 (C), FIK-2351T w/B200S-LF-WH (C), FIK-2351T w/B200S-WH (C), FIK-2351T w/B224RB-WH
57ec36e5-ed1d-4f17-b610-992ff3142d8b |  |  |  | North | GRI PRODUCTS | Security/Access Control |  |  |  |  | Module | TRUE | 8484-TWG |  |  | 1 | [12 empty] | #FFFFFFFF |  |  | FALSE | FALSE | FALSE | [20 empty] | THOR\acont | 2024-03-12 21:43 | THOR\acont | 2024-10-09 10:48
93a86848-0cae-4b19-b5c7-9936a1928d9d | NFPA 170 HORN |  |  | North | Siemens |  | Horn |  |  |  | Module | TRUE | SL2FSWR-N | S54329-F117-A1++ | Sounder, Wall, Clear, Red, No Lettering | 1 | [12 empty] | #FF0070C0 | FA-NFPA 170 HORN | 1 | FALSE | FALSE | FALSE | 2023 | [16 empty] | LF |  |  | DESKTOP-7EIEB7A\acont | 2023-08-03 12:10 | THOR\acont | 2024-09-08 17:27 | Cloned from Siemens SL2FSSWR-N | [Siemens] [NAC] [24 VDC, HORN TEMPORAL] SL2FSCR-AL (C), SL2FSCR-CO (C), SL2FSCR-F (C), SL2FSCR-N (C), SL2FSCW-AL (C), SL2FSCW-CO (C), SL2FSCW-F (C), SL2FSCW-N (C), SL2FSWR-AL, SL2FSWR-CO, SL2FSWR-F, SL2FSWR-N, SL2FSWW-AL, SL2FSWW-CO, SL2FSWW-F, SL2FSWW-N
5634d423-e012-4bb8-9a3b-993955ecd636 | NFPA 170 SPEAKER WALL |  |  | North | Edwards |  | Speaker |  |  |  | Module | TRUE | 90243A-802-07-L | UL1480 HyperSpike LineWave Loudspeaker Array 4 Gray | HyperSpike UL LineWave line array loudspeaker 4 Gray | 1 | [12 empty] | #FF0070C0 | FA-NFPA 170 SPEAKER WALL | 1 | FALSE | FALSE | FALSE | 2021 | [16 empty] | X4 |  |  | HOMEAUGUSTXPS-1\aucon | 2021-01-25 12:46 | THOR\acont | 2024-09-08 17:27 | August Added Hyperspike | [Edwards] [AUDIO 25v] 90243A-802-01-L, 90243A-802-05-L, 90243A-802-06-L, 90243A-802-07-L [Edwards] [AUDIO 70.7v] 90243A-802-01-L, 90243A-802-05-L, 90243A-802-06-L, 90243A-802-07-L
5ac879b9-200b-4eba-89c7-993d2fac932b |  |  |  | North | Fike |  | Cards & Components |  |  |  | Card | TRUE | 10-2831-1-1-01-0-1-01 Main Board (50W, 25V) | ++ | Main Board | 1 | [6 empty] | TRUE | FALSE |  |  |  |  | #FFFFFFFF |  |  | FALSE | FALSE | FALSE | [14 empty] | FALSE | [5 empty] | THOR\acont | 2024-12-30 12:26 | THOR\acont | 2024-12-30 12:27 | Cloned from Firelite ECC-50DA Main Board (50W, 25V) | [Fike] [RS-485] [#1 RS-485 BUS] 10-2831-1-1-01-0-1-01 Main Board (50W, 25V), 10-2831-1-1-01-0-1-01 Main Board (50W, 70V) [Fike] [VAC ] [VAC] 10-2831-1-1-01-0-1-01 Main Board (50W, 25V), 10-2831-1-1-01-0-1-01 Main Board (50W, 70V) [Fike] [RS-485] [#2 AUDIO NETWORK] 10-2831-1-1-01-0-1-01 Main Board (50W, 25V), 10-2831-1-1-01-0-1-01 Main Board (50W, 70V) | [Fike] 10-2831-1-1-01-0-1-01 Main Board (50W, 25V)
9ed3b63c-4b77-4620-8536-994228e35f2a |  |  |  | North | Edwards |  | Hardware |  |  |  | Hardware | TRUE | 74DP002648 |  | 2 Fiber Multi-Mode OFNP | 1 | [6 empty] | FALSE | [5 empty] | #FFFFFFFF |  |  | FALSE | FALSE | FALSE | [14 empty] | FALSE | [7 empty] | THOR\acont | 2024-10-09 10:48
5c9fcbef-2909-429e-9df5-99446bc7f70d |  |  |  | North | Bosch |  | Cards & Components |  |  |  | Card | TRUE | B443 | ++ | Plug-in Cellular, HSPA+ (3G+) | 1 | 0.06 | 0.18 |  |  | 12 |  | TRUE | [5 empty] | #FFFFFFFF |  |  | FALSE | FALSE | FALSE | [20 empty] | DESKTOP-7EIEB7A\acont | 2022-07-25 08:49 | THOR\acont | 2024-10-09 10:48 | Cloned from Bosch B450
7eea6322-d72a-4d60-9612-99452304c9c3 |  |  |  | North | Siemens | [5 empty] | Module | TRUE | FJ-303SS | 500-698309 | PHONE JACK W/ STAINLESS PLATE FIELD MOUNTED | 1 | [12 empty] | #FFFFFFFF |  |  | FALSE | FALSE | FALSE | [20 empty] | DESKTOP-7SAL8M7\acont | 2019-08-13 09:04 | THOR\acont | 2024-10-09 10:48
2e73347a-d0ed-4cc1-8350-994b4323c4e8 | NFPA 170 FIRE PHONE |  |  | North | Edwards |  | Fire Phone |  |  |  | Module | TRUE | 6830-6A-4 |  | 4 State 'Handset Assembly, Red, 5' Armored Cord, Push to Talk | 1 | [6 empty] | FALSE | [5 empty] | #FFFF0000 | FA-NFPA 170 FIRE PHONE | 1 | FALSE | FALSE | FALSE | [14 empty] | FALSE | [7 empty] | THOR\acont | 2024-09-08 17:27 |  | [Edwards, Gamewell FCI, MIRCOM, Silent Knight] [FFT] [FFT] 6700-0061, 6830-3, 6830-4, 6830-5A-4, 6830-6A-4, 6830-NY-F4, 6830-NY-S4, 6833-4, FFT-FPJ, FPJ, FT-300A
7c3043a0-8b36-4748-af53-994d9fe98580 | NFPA 170 AMPLIFIER RACK | ENCOMPASS90250A RISER |  | North | Edwards |  | Amplifier |  |  |  | Assembly | TRUE | 90250A-802 |  | 600 Watt Amplifier, 120VAC | 1 | [6 empty] | FALSE | [5 empty] | #FFFF0000 | FA-NFPA 170 AMPLIFIER RACK | 1 | FALSE | FALSE | FALSE | [14 empty] | TRUE | [5 empty] | CARCGL\218019102 | 2021-09-24 11:31 | THOR\acont | 2024-09-08 17:27 | Cloned from Edwards 90250A-801
5d51a90f-58bb-4035-907e-994f86849bdb | NFPA 170 SPEAKER WALL |  |  | North | Ultra Electronics |  | Speaker |  |  |  | Module | TRUE | 90219A-801-06-L | HyperSpike | HYPERSPIKE TCPA-10 UL1480 C1D2 8OHM-WHT | 1 | [10 empty] | 10.1” H X 10.1” W X 11.3” L |  | #FF0070C0 | FA-NFPA 170 SPEAKER WALL | 1 | FALSE | FALSE | FALSE | 2021 | [19 empty] | DESKTOP-7EIEB7A\acont | 2023-03-10 07:47 | THOR\acont | 2024-09-08 17:27 | Cloned from Ultra Electronics 90215A-801-01-L | [Ultra Electronics] [AUDIO 25v] [25V AUDIO] 90215A-801-01-L, 90215A-801-04-L, 90215A-801-05-L, 90215A-801-06-L, 90219A-801-01-L, 90219A-801-04-L, 90219A-801-05-L, 90219A-801-06-L, 90219A-802-01-L, 90219A-802-04-L, 90219A-802-05-L, 90219A-802-06-L [Ultra Electronics] [AUDIO 70.7v] [70V AUDIO] 90215A-801-01-L, 90215A-801-04-L, 90215A-801-05-L, 90215A-801-06-L, 90219A-801-01-L, 90219A-801-04-L, 90219A-801-05-L, 90219A-801-06-L, 90219A-802-01-L, 90219A-802-04-L, 90219A-802-05-L, 90219A-802-06-L
23913146-5353-43d1-aeba-995048beb1f9 | NFPA 170 AMPLIFIER RACK | RISER AMP |  | North | Edwards |  | Amplifier |  |  |  | Assembly | TRUE | ANS25XR |  | 25W Audio Expander Panel, Red | 1 | [6 empty] | FALSE | [5 empty] | #FFFF0000 | FA-NFPA 170 AMPLIFIER RACK | 1 | FALSE | FALSE | FALSE | 300 | [8 empty] | 7,12,18 |  |  |  |  | TRUE | [7 empty] | THOR\acont | 2024-09-08 17:27
0b4151c2-0d81-4b1c-b32c-99550140efd4 |  |  |  | North | Siemens | [5 empty] | Module | TRUE | OSID-EHI | S54333-F70-A1 | Imager Environmental Housing | 1 | [12 empty] | #FFFFFFFF |  |  | FALSE | FALSE | FALSE | [22 empty] | THOR\acont | 2024-10-09 10:48
1447dac1-622f-4924-8fff-995ed1f59b3c | NFPA 170 REMOTE ANNUNCIATOR | RISER ANNUNCIATOR |  | North | Autocall |  | Remote Annunciator |  |  |  | Module | TRUE | A4606-9205 |  | Remote Color Touchscreen LCD Annunciator; for flush mounting in a 5-gang RACO 944 box, or equal, supplied separately - Platinum | 1 | 0.045 | 0.124 |  |  |  |  | TRUE | [5 empty] | #FFFF0000 | FA-NFPA 170 REMOTE ANNUNCIATOR | 1 | FALSE | FALSE | FALSE | 255 | [19 empty] | DESKTOP-0D6CQVA\lousc | 2019-06-24 18:26 | THOR\acont | 2024-09-08 17:27 |  | [Autocall, Simplex, Space Age Electronics] [AUX POWER] [*] [AUX INPUT] 4603-9101, 4606-9101, 4606-9102, A4603-9101, A4606-9102, A4606-9111, A4606-9205, YM0164 [Autocall, Simplex, Space Age Electronics] [RUI] [DATA] 4603-9101, 4606-9101, 4606-9102, A4603-9101, A4606-9102, A4606-9111, A4606-9205, YM0164
e060e763-6539-4429-a06a-9960be6cfedb | NFPA 170 SPEAKER STROBE CEILING |  |  | North | Siemens |  | Speaker/Strobe |  |  |  | Module | TRUE | SEH-HMC-CW | S54360-F7-A2 | HIGH FIDELITY SPEAKER STROBE, ROUND, HIFI, CEILING, 115/177CD, WHITE | 1 | [7 empty] | TRUE |  |  |  |  | #FF0070C0 | FA-NFPA 170 SPEAKER STROBE CEILING | 1 | FALSE | FALSE | FALSE | 2020 | [16 empty] | C |  |  | DESKTOP-7SAL8M7\acont | 2019-08-13 09:04 | THOR\acont | 2024-09-08 17:27 | B,T | [Siemens] [AUDIO 70.7v] [70V AUDIO] SECH-R (C), SECH-W (C), SEH-AMC-CW-ALERT (C), SEH-CW-ALERT (C), SEH-HMC-CR (C), SEH-HMC-CR-B (C), SEH-HMC-CW (C), SEH-HMC-CW-B (C), SEH-MC-CR (C), SEH-MC-CR-B (C), SEH-MC-CW (C), SEH-MC-CW-ALERT (C), SEH-MC-CW-B (C), S [Siemens] [NAC] [VDC] SEFH-AHMC-CW-ALERT (C), SEFH-HMC-CR (C), SEFH-HMC-CR-ALERT (C), SEFH-HMC-CW (C), SEFH-HMC-CW-ALERT (C), SEH-HMC-CR (C), SEH-HMC-CR-B (C), SEH-HMC-CW (C), SEH-HMC-CW-B (C) [Siemens] [AUDIO 25v] [25V AUDIO] SECH-R (C), SECH-W (C), SEH-AMC-CW-ALERT (C), SEH-CW-ALERT (C), SEH-HMC-CR (C), SEH-HMC-CR-B (C), SEH-HMC-CW (C), SEH-HMC-CW-B (C), SEH-MC-CR (C), SEH-MC-CR-B (C), SEH-MC-CW (C), SEH-MC-CW-ALERT (C), SEH-MC-CW-B (C), SEH
bafc74df-32ac-4374-ac1f-9963a59f56a3 |  |  |  | North | Autocall |  | Hardware |  |  |  | Hardware | TRUE | A100-2303 |  | Slot Module Stabilizer Bracket | 1 | 0 | 0 |  |  |  |  | TRUE | [5 empty] | #FFFFFFFF |  |  | FALSE | FALSE | FALSE | [20 empty] | DESKTOP-0D6CQVA\lousc | 2019-07-06 11:28 | THOR\acont | 2024-10-09 10:48 | Cloned from AutoCall A100-2300
c7b714aa-ee54-49ea-b514-9963f093804b | NFPA 170 SPEAKER STROBE |  |  | North | Edwards |  | Speaker/Strobe |  |  |  | Module | TRUE | G4WA-S7VMR |  | 70V Speaker/Strobe, White, ALERT, Multi-cd red | 1 | 0 | 0.294 |  |  |  |  | FALSE | [5 empty] | #FF0070C0 | FA-NFPA 170 SPEAKER STROBE | 1 | FALSE | FALSE | FALSE | 2019 | [13 empty] | FALSE | [7 empty] | THOR\acont | 2024-09-08 17:27 |  | [Edwards, Kidde] [NAC] [16 VDC] G4ERA-A, G4ERA-B, G4ERA-G, G4ERA-R, G4ERF-C, G4ERN-A, G4ERN-B, G4ERN-C, G4ERN-G, G4ERN-R, G4EWA-A, G4EWA-B, G4EWA-G, G4EWA-R, G4EWF-C, G4EWN-A, G4EWN-B, G4EWN-C, G4EWN-G, G4EWN-R, G4F-S2V1575, G4F-S2VM, G4F-S7V1575, G4F-S7 [Edwards, Kidde] [NAC] [24 VDC] G4ERA-A, G4ERA-B, G4ERA-G, G4ERA-R, G4ERF-C, G4ERN-A, G4ERN-B, G4ERN-C, G4ERN-G, G4ERN-R, G4EWA-A, G4EWA-B, G4EWA-G, G4EWA-R, G4EWF-C, G4EWN-A, G4EWN-B, G4EWN-C, G4EWN-G, G4EWN-R, G4F-S2V1575, G4F-S2VM, G4F-S7V1575, G4F-S7 [Edwards, Kidde] [AUDIO 70.7v] [70V AUDIO] G4F-S7, G4F-S7V1575, G4F-S7VM, G4HFRF-S7, G4HFRF-S7VMC, G4HFRN-S7, G4HFRN-S7VMC, G4HFWA-S7, G4HFWA-S7VMA, G4HFWA-S7VMC, G4HFWF-S7, G4HFWF-S7VMC, G4HFWN-S7, G4HFWN-S7VMA, G4HFWN-S7VMB, G4HFWN-S7VMC, G4RF-S7, G4RF
59abf3ac-449e-4394-8f8c-996450bd288d |  |  |  | North | Edwards |  | Hardware |  |  |  | Hardware | TRUE | MN-HS64TPC |  | 6400 Watt class optional protective cover | 1 | [6 empty] | FALSE | [5 empty] | #FFFFFFFF |  |  | FALSE | FALSE | FALSE | [14 empty] | FALSE | [7 empty] | THOR\acont | 2024-10-09 10:48
a137b659-0edd-4911-9a10-9973b66bcc0f | NFPA 170 ADDRESSABLE INPUT MONITOR MODULE |  |  | North | Apollo |  | Addressable Module |  |  |  | Module | FALSE | 55000-806ADV | + | Priority Switch Monitor | 1 | 0.0006 | 0.0006 |  |  |  |  | FALSE | [5 empty] | #FFFF0000 | FA-NFPA 170 ADDRESSABLE INPUT MONITOR MODULE | 1 | FALSE | FALSE | FALSE | 1000 | [13 empty] | FALSE | [7 empty] | THOR\acont | 2024-09-08 17:27 |  | [Advanced, Apollo] [SLC APOLLO MODULES SENSORS] [*] [#1 SHARED ADDR ¦ MODULES] 45681-800 (C), 45681-805 (C), 55000-001 (C), 55000-002 (C), 55000-005 (C), 55000-006 (C), 55000-009 (C), 55000-010 (C), 55000-765 (C), 55000-790ADV, 55000-805ADV, 55000-806ADV [Apollo] [SLC APOLLO MODULES/SENSORS] [#2] 55000-790ADV, 55000-805ADV, 55000-806ADV, 55000-830ADV, 55000-831ADV, SA4700-102APO | [Apollo] 55000-790ADV, 55000-805ADV, 55000-806ADV, A901-CTRL I/O, D900-CTRL I/O, D900-CTRL I/O-4A
4ca2f3b9-26d6-4c06-9e64-997922797ae5 | NFPA 170 HORN |  |  | North | Edwards |  | Horn |  |  |  | Module | TRUE | 878EX-G5 | ++ | Explosion-proof vibrating horn, 24VAC | 1 | 0 | 0.625 |  |  |  |  | FALSE | [5 empty] | #FF0070C0 | FA-NFPA 170 HORN | 1 | FALSE | FALSE | FALSE | 2010 | [13 empty] | FALSE |  |  | EXP |  |  | THOR\acont | 2024-08-27 09:03 | THOR\acont | 2024-09-08 17:27 | Cloned from Edwards 889D-AW | [Edwards] [NAC] [24 VAC] 878EX-G5
d80e6304-ad0a-477c-a197-997ca644dc1d |  |  |  | North | Edwards |  | Hardware |  |  |  | Hardware | TRUE | MN-TPRJ31STD |  | TP Series RJ31 transient protector module | 1 | [6 empty] | FALSE | [5 empty] | #FFFFFFFF |  |  | FALSE | FALSE | FALSE | [14 empty] | FALSE | [7 empty] | THOR\acont | 2024-10-09 10:48
54a6b799-da65-459a-b9e4-9982a4df6668 |  |  |  | North | Simplex |  | Cards & Components |  |  |  | Card | TRUE | 4007-9812 | ++ | Dual RS-232 Interface Module, compatible with Simplex remote printer, PC annunciator or third party interface (two ports/connections maximum). | 1 | 0.06 | 0.06 |  |  |  |  | TRUE | [5 empty] | #FFFFFFFF |  |  | FALSE | FALSE | FALSE | [20 empty] | DESKTOP-7SAL8M7\acont | 2020-05-11 17:12 | THOR\acont | 2024-10-09 10:48 | Cloned from Simplex 4007-9809
9b302e49-7279-4436-aa3b-99834e52c714 | NFPA 170 GAS DETECTOR |  |  | North | Potter |  | Gas Detection |  |  |  | Module | TRUE | PAD100-CD w/PAD100-IB | + | Carbon-Monoxide Detector with 6" Base with an Isolator Module Included | 1 | 0.00045 | 0.00045 |  |  |  |  | FALSE | [5 empty] | #FFFF0000 | FA-NFPA 170 GAS DETECTOR | 1 | FALSE | FALSE | FALSE | 1402 | [13 empty] | FALSE |  |  | IB |  |  |  |  | THOR\acont | 2024-09-08 17:27 | 20191121 AC Detector with base | [Potter] [SLC PAD] [*] [#2 SHARED ADDR ¦ SENSORS] PAD100-CD w/PAD100-4DB, PAD100-CD w/PAD100-6DB, PAD100-CD w/PAD100-IB, PAD100-CD w/PAD100-LFSB, PAD100-CD w/PAD100-RB, PAD100-CD w/PAD100-SB, PAD100-CD w/PAD100-SPKB, PAD100-DUCT (C), PAD100-DUCTR (C), PA
a253dc52-56c0-416a-9b09-9984a46dfd67 | NFPA 170 ADDRESSABLE OUTPUT MODULE |  |  | North | Notifier |  | Addressable Control/Relay |  |  |  | Module | TRUE | FRM-1 | ++ | Addressable Relay Module W/ FlashScan, 2 Form-C Dry Contacts | 1 | 0.000255 | 0.0065 |  |  |  |  | FALSE | FALSE | FLUSH |  | 4" SQ. DEEP | N/A | #FFFF0000 | FA-NFPA 170 ADDRESSABLE OUTPUT MODULE | 1 | FALSE | FALSE | FALSE | 1100 |  |  | 7300-0028:0219 | [10 empty] | FALSE | [7 empty] | THOR\acont | 2024-09-08 17:27 |  | [Notifier] [AUX POWER, RELAY] [RISER INPUT] EM-1R, EM-1RI, FRM-1, NC-100R, NC-100RA [Honeywell, Notifier, System Sensor] [SLC MODULES SENSORS] [*] [#1 SHARED ADDR ¦ MODULES] 30-3013 w/FMM-101, Q3013D, ACM-8R, ACPS-610, AMPS-24, AMPS-24E, EM-1M, EM-1MI, EM-1MM, EM-1MMI, EM-1R, EM-1RI, EM-1SR, EM-1SRI, FCM-1, FCM-1-REL, FD7044 MM-101, FDM [Honeywell, Notifier, System Sensor] [SLC MODULES] [*] [#3 TYPE ADDR ¦ MODULES] 30-3013 w/FMM-101, Q3013D, ACM-8R, ACPS-610, AMPS-24, AMPS-24E, EM-1M, EM-1MI, EM-1MM, EM-1MMI, EM-1R, EM-1RI, EM-1SR, EM-1SRI, FCM-1, FCM-1-REL, FD7044 MM-101, FDM-1, FDRM-1 | [Notifier, Silent Knight] EM-1R, EM-1RI, FRM-1, HFS-MR, NC-100R, NC-100RA
3525289c-19ce-4525-9e67-9984f9771fc1 | NFPA 170 STROBE CEILING |  |  | North | Gentex |  | Strobe |  |  |  | Module | TRUE | GCS24CR |  | GCS Series 24 Volt Ceiling Mount Selectable Strobe, Red | 1 | 0 | 0.12 |  |  |  |  | FALSE | TRUE |  |  |  |  | #FF0070C0 | FA-NFPA 170 STROBE CEILING | 1 | FALSE | FALSE | FALSE | 2022 | [13 empty] | FALSE |  |  | C |  |  |  |  | THOR\acont | 2024-09-08 17:27 |  | [Gentex, Harrington, Hochiki] [NAC] [UL MAX] GCS24CR (C), GCS24CW (C), GCS24PCR (C), GCS24PCW (C), HCS24CR (C), HCS24CW (C), HCS24PCR (C), HCS24PCW (C), SSG4-24CR (C), SSG4-24CW (C) [Gentex, Harrington, Hochiki] [NAC] [24 VDC] GCS24CR (C), GCS24CW (C), GCS24PCR (C), GCS24PCW (C), HCS24CR (C), HCS24CW (C), HCS24PCR (C), HCS24PCW (C), SSG4-24CR (C), SSG4-24CW (C)
b3db25f4-df71-476c-91c1-998665958fb4 |  |  |  | North | Silent Knight |  | Cards & Components |  |  |  | Card | TRUE | EVS-CE4 | ++ | Audio Circuit Expander | 1 | 0.02 | 0.18 |  |  |  |  | TRUE | [5 empty] | #FFFFFFFF |  |  | FALSE | FALSE | FALSE | [14 empty] | FALSE | [7 empty] | THOR\acont | 2024-10-09 10:48 |  |  | [Farenhyt, Silent Knight, Stanley Security Solutions] EVS-125W MAIN BOARD, EVS-50W MAIN BOARD, EVS-CE4, VIP-50, VIP-50 Main Board, VIP-CE4
8d8d7bd2-18ee-440d-ac56-998abbdcd810 |  |  |  | North | Bosch |  | Hardware |  |  |  | Hardware | TRUE | B501-10 | ++ | SDI-2 INTERCONNECT CABLE 10PK | 1 | [12 empty] | #FFFFFFFF |  |  | FALSE | FALSE | FALSE | [20 empty] | DESKTOP-7EIEB7A\acont | 2021-08-13 06:25 | THOR\acont | 2024-10-09 10:48
c2e8b311-364d-485c-b4ba-999169549cbc | NFPA 170 SMOKE CO DETECTOR |  |  | North | Fike |  | Smoke/CO Detector |  |  |  | Module | TRUE | FIK-PC351 w/B200S-LF-IV | ++ | Multi-Criteria Photoelectric and CO Sensor, Low Frequency Sounder Base | 1 | 0.0002 | 0.0045 |  |  |  |  | FALSE | TRUE |  |  |  |  | #FFFF0000 | FA-NFPA 170 SMOKE CO DETECTOR | 1 | FALSE | FALSE | FALSE | 1408 | [13 empty] | FALSE |  |  | LF |  |  | THOR\acont | 2024-08-26 10:11 | THOR\acont | 2024-09-08 17:27 | Cloned from Fike FIK-PC351 w/B200S-LF-WH | [Fike] [SLC IDP SENSORS] [*] [#4 TYPE ADDR ¦ SENSORS] DNR w/FIK‐2351R (C), FIK-2351 w/B200S-LF-WH (C), FIK-2351 w/B200S-WH (C), FIK-2351 w/B224RB-WH (C), FIK-2351 w/B300-6 (C), FIK-2351T w/B200S-LF-WH (C), FIK-2351T w/B200S-WH (C), FIK-2351T w/B224RB-WH [Fike] [AUX POWER] [24VDC, HIGH VOLUME ++] FIK-2351 w/B200S-LF-WH (C), FIK-2351T w/B200S-LF-WH (C), FIK-2351TIR w/B200S-LF-WH (C), FIK-5351 w/B200S-LF-WH (C), FIK-5351H w/B200S-LF-WH (C), FIK-5351R w/B200S-LF-WH (C), FIK-FC351 w/B200S-LF-WH (C), FIK-PC35 [Fike] [AUX POWER] [16VDC, HIGH VOLUME ++] FIK-2351 w/B200S-LF-WH (C), FIK-2351T w/B200S-LF-WH (C), FIK-2351TIR w/B200S-LF-WH (C), FIK-5351 w/B200S-LF-WH (C), FIK-5351H w/B200S-LF-WH (C), FIK-5351R w/B200S-LF-WH (C), FIK-FC351 w/B200S-LF-WH (C), FIK-PC35
5723d768-b177-491c-81e6-99959dec2ba6 | NFPA 170 SPEAKER STROBE CEILING |  |  | North | Edwards |  | Speaker/Strobe |  |  |  | Module | TRUE | GCHFWF-S7VMC |  | 70V Ceiling Speaker/Strobe,White,15, 30, 75, 95 cd,FIRE | 1 | 0 | 0.168 |  |  |  |  | FALSE | TRUE |  |  |  |  | #FF0070C0 | FA-NFPA 170 SPEAKER STROBE CEILING | 1 | FALSE | FALSE | FALSE | 2020 | [13 empty] | FALSE |  |  | C |  |  |  |  | THOR\acont | 2024-09-08 17:27 |  | [Edwards, Kidde] [NAC] [24 VDC] EGCFR-VM (C), EGCF-VM (C), GCFR-S7VM (C), GCFR-VM (C), GCF-S2VM (C), GCF-S7VM (C), GCF-VM (C), GCHFRF-S2VMC (C), GCHFRF-S7VMC (C), GCHFRN-S2VMC (C), GCHFRN-S7VMC (C), GCHFWA-S2VMA (C), GCHFWA-S2VMC (C), GCHFWA-S7VMA (C), G [Edwards, Kidde] [AUDIO 70.7v] [70V AUDIO] G4F-S7, G4F-S7V1575, G4F-S7VM, G4HFRF-S7, G4HFRF-S7VMC, G4HFRN-S7, G4HFRN-S7VMC, G4HFWA-S7, G4HFWA-S7VMA, G4HFWA-S7VMC, G4HFWF-S7, G4HFWF-S7VMC, G4HFWN-S7, G4HFWN-S7VMA, G4HFWN-S7VMB, G4HFWN-S7VMC, G4RF-S7, G4RF [Edwards, Kidde] [NAC] [16 VDC] EGCFR-VM (C), EGCF-VM (C), GCFR-S7VM (C), GCFR-VM (C), GCF-S2VM (C), GCF-S7VM (C), GCF-VM (C), GCHFRF-S2VMC (C), GCHFRF-S7VMC (C), GCHFRN-S2VMC (C), GCHFRN-S7VMC (C), GCHFWA-S2VMA (C), GCHFWA-S2VMC (C), GCHFWA-S7VMA (C), G
c56fb23c-ff3f-41c1-b491-9995ab390ce1 | NFPA 170 ADDRESSABLE OUTPUT MODULE |  |  | North | Bosch |  | Addressable Control/Relay |  |  |  | Module | TRUE | D192G | ++ | Notification appliance module | 1 | 0.005 | 0.1 | [10 empty] | #FFFF0000 | FA-NFPA 170 ADDRESSABLE OUTPUT MODULE | 1 | FALSE | FALSE | FALSE | [20 empty] | DESKTOP-7SAL8M7\acont | 2019-07-09 07:48 | THOR\acont | 2024-09-08 17:27 |  | [Bosch] [AUX POWER, NAC] [*] D192G | [Bosch] D192G
7a6d693d-5ac7-47f4-a437-999a7a1aa0c1 | NFPA 170 SMOKE DETECTOR |  |  | North | Edwards |  | Smoke Detector |  |  |  | Module | TRUE | SIGA-OSD w/SIGA-SB BASE | ++ | Intelligent Optical Smoke Detector | 1 | 3.2e-05 | 4.5e-05 |  |  |  |  | FALSE | TRUE |  |  |  |  | #FFFF0000 | FA-NFPA 170 SMOKE DETECTOR | 1 | FALSE | FALSE | FALSE | 1408 | [13 empty] | FALSE | [5 empty] | DESKTOP-7SAL8M7\acont | 2020-01-07 08:00 | THOR\acont | 2024-09-08 17:27 | Cloned from Edwards SIGA-PD w/SIGA-SB BASE | [Edwards, Kidde] [SLC EST SENSORS] [*] [#4 TYPE ADDR ¦ SENSORS] KI-DDOS (C), SIGA2-COS w/SIGA-AB4G BASE, SIGA2-COS w/SIGA-AB4G-LF BASE, SIGA2-COS w/SIGA-AB4GT BASE, SIGA2-COS w/SIGA-IB BASE, SIGA2-COS w/SIGA-RB BASE, SIGA2-COS w/SIGA-SB BASE, SIGA2-HCOS [Edwards, Kidde] [SLC EST SENSORS] 01 [*] [EST3, iO1000] DS-HFS (C), DS-PS (C), FX-HD w/IB4U BASE, FX-HD w/RB4U BASE, FX-HD w/SB4U BASE, FX-HD w/SB4U-LF BASE, FX-HD wB4U BASE, FX-PD w/B4U BASE (C), FX-PD w/IB4U BASE (C), FX-PD w/SB4U BASE (C), FX-PD w/SB [Edwards, Kidde] [SLC EST MODULES SENSORS] [*] [#2 SHARED ADDR ¦ SENSORS] KI-DDOS (C), SIGA2-COS w/SIGA-AB4G BASE, SIGA2-COS w/SIGA-AB4G-LF BASE, SIGA2-COS w/SIGA-AB4GT BASE, SIGA2-COS w/SIGA-IB BASE, SIGA2-COS w/SIGA-RB BASE, SIGA2-COS w/SIGA-SB BASE, S [Edwards, Kidde] [SLC EST MODULES/SENSORS] 01 [*] [iO64] DS-HFS (C), DS-PS (C), FX-HD w/IB4U BASE, FX-HD w/RB4U BASE, FX-HD w/SB4U BASE, FX-HD w/SB4U-LF BASE, FX-HD wB4U BASE, FX-PD w/B4U BASE (C), FX-PD w/IB4U BASE (C), FX-PD w/SB4U BASE (C), FX-PD w/SB
0e095f01-7fef-4ff0-9eda-999b8f61c3b5 | CADGEN CARD READER |  |  | North | HID | Security/Access Control | Card Reader |  |  |  | Module | TRUE | R90 | ++ | iCLASS SE Reader, Pedestal Mount | 1 | 0.11 | 0.3 |  |  | 12 |  | FALSE | [5 empty] | #FFFF0000 | FA-CADGEN CARD READER | 1 | FALSE | FALSE | FALSE | 5000 | [13 empty] | FALSE | [5 empty] | DESKTOP-7EIEB7A\acont | 2023-01-27 07:30 | THOR\acont | 2024-09-08 17:27 | Cloned from HID RK40 | [HID, Identive] [CARD READER INPUT] [*] [ALL DEVICES ++] 20, 20K, 40, 40K, 8216ABP00dk, R10, R15, R40, R90, RK40, RP40
0688b50e-b3d3-45f4-8368-999bac73a535 | NFPA 170 HEAT DETECTOR |  |  | North | Hochiki |  | Heat Detector |  |  |  | Module | TRUE | DFE-190 w/HSC-221R - 2 WIRE RELAY BASE | DFE-190 w/HSC-221R - 2 WIRE RELAY BASE | HEAT DETECTOR w/ 2 WIRE RELAY BASE | 1 |  | 0.199 |  |  |  |  | TRUE | TRUE |  | *Refer to Install Sheet |  |  | #FFFF0000 | FA-NFPA 170 HEAT DETECTOR | 1 | FALSE | FALSE | FALSE | 1403 | [16 empty] | R |  |  | DESKTOP-0D6CQVA\lousc | 2019-10-12 07:53 | THOR\acont | 2024-09-08 17:27 | Cloned from Hochiki DCD-135 w/HSC-221R - 2 WIRE RELAY BASE | [Hochiki] [IDC] 01 [IDC] DCD-135 w/HSC-220L LATCHING LED BASE (C), DCD-135 w/HSC-220R - 2 WIRE RELAY BASE (C), DCD-135 w/HSC-221L LATCHING LED BASE (C), DCD-135 w/HSC-221R - 2 WIRE RELAY BASE (C), DCD-135 w/HSC-224L LATCHING LED BASE (C), DCD-135 w
98dec858-9bbb-42fd-abed-999f5f8c3e33 |  |  |  | North | Bosch | [5 empty] | Module | TRUE | R-DVR-5000-16A2 | * | R-DVR-5000-16A201 | 1 | [12 empty] | #FFFFFFFF |  |  | FALSE | FALSE | FALSE | [20 empty] | DESKTOP-7EIEB7A\acont | 2021-08-13 06:25 | THOR\acont | 2024-10-09 10:48
f6dd5ed8-d668-49bd-a3ab-99b6eb8d0ac5 | NFPA 170 FIRE ALARM CONTROL UNIT | RISER FACP |  | North | NAPCO |  | Fire Alarm Control Unit |  |  |  | Assembly | TRUE | FL-32FACP-LTEA | ++ | FireLink Conventional 8 to 32 Zone Fire Alarm Control Panel, 2 programmable NAC circuits, 2A max @ 24V; Cellular Alarm Communicator (AT&T) and integral menu-Driven LCD annunciator | 1 | [6 empty] | TRUE |  |  |  | 16”x 14.25” x 5.2” (H x W x D) |  | #FFFF0000 | FA-NFPA 170 FIRE ALARM CONTROL UNIT | 1 | FALSE | FALSE | FALSE | 202 | [8 empty] | 7,12,16 |  | 16 |  |  | TRUE | [5 empty] | THOR\acont | 2023-10-25 13:11 | THOR\acont | 2024-09-08 17:27 | Cloned from NAPCO FL-32FACP-LTEVS
9ab921ce-52c6-4815-9151-99c4a93404ee | NFPA 170 FIRE ALARM CONTROL UNIT | RISER FACP |  | North | Farenhyt |  | Fire Alarm Control Unit |  |  |  | Assembly | TRUE | RFP-2100B IDP/SK protocol |  | Remote Fire Alarm Panel without built in display. Black | 1 | [6 empty] | FALSE | [5 empty] | #FFFF0000 | FA-NFPA 170 FIRE ALARM CONTROL UNIT | 1 | FALSE | FALSE | FALSE | 202 | [8 empty] | 7,12,18 |  |  |  |  | TRUE | [7 empty] | THOR\acont | 2024-09-08 17:27 | Assembly Created Need Circuits
e2b093b7-2ef4-48e3-b7b4-99c68d5f3ee7 |  |  |  | North | Elmdene |  | Cards & Components |  |  |  | Card | TRUE | STX2402 Main Board | + | Fire Alarm Power Supply Main Board | 1 |  |  | 2 |  |  |  | TRUE | FALSE |  |  |  |  | #FFFFFFFF |  |  | FALSE | FALSE | FALSE | [14 empty] | FALSE | [5 empty] | DESKTOP-7EIEB7A\acont | 2023-02-13 10:25 | THOR\acont | 2024-10-09 10:48 | Cloned from Elmdene STX2401 Main Board | [Elmdene] [IDC] 01 [AC FAIL] STX2401 Main Board, STX2402 Main Board, STX2405 Main Board, STX2410 Main Board [Elmdene] [IDC] 02 [BATTERY] STX2401 Main Board, STX2402 Main Board, STX2405 Main Board, STX2410 Main Board [Elmdene] [NAC Trigger] STX2401 Main Board, STX2402 Main Board, STX2405 Main Board, STX2410 Main Board | [Elmdene] STX2402 Main Board
e4789c49-a889-4bef-b49a-99c691fd50e6 | NFPA 170 STROBE CEILING |  |  | North | Gentex |  | Strobe |  |  |  | Module | TRUE | GCSG24PCW |  | GCS Colored Lens, Selectable Candela, Ceiling, White, Plain, Green Lens | 1 | 0 | 0.139 |  |  |  |  | FALSE | TRUE |  |  |  |  | #FF0070C0 | FA-NFPA 170 STROBE CEILING | 1 | FALSE | FALSE | FALSE | 2022 | [13 empty] | FALSE |  |  | C |  |  |  |  | THOR\acont | 2024-09-08 17:27 |  | [Gentex] [NAC] [UL MAX] GCSB24PCR (C), GCSB24PCW (C), GCSG24PCR (C), GCSG24PCW (C), GCSR24PCR (C), GCSR24PCW (C)
8fdb1024-7e32-4613-8003-99d302223e8d | NFPA 170 MULTI DETECTOR BEACON SOUNDER CO |  |  | North | Siemens |  | Multi Criteria Detector |  |  |  | Module | TRUE | OOHC740/FDSB226-WW/FDB228 | ++ | Dual Optical Heat Multi-sensor and CO detector with Short Circuit Isolator (supplied with Sounder Beacon VAD Base) 71…96 dB (A) High = O-4-15 Medium = C-3-12 Low = O-2.5-6.5 | 1 | 0.00038 | 0.00038 | [10 empty] | #FFFF0000 | FA-NFPA 170 MULTI DETECTOR BEACON SOUNDER CO | 1 | FALSE | FALSE | FALSE | [20 empty] | DESKTOP-7EIEB7A\acont | 2021-11-19 10:16 | THOR\acont | 2024-09-08 17:27 |  | [Siemens] [C-NET] [#2 TONE/VOICE] FDSB226-WW/FDB228/FDBZ298, FDSB227-WW/FDB228/FDBZ298, HI720/FDSB226-WW/FDB228, HI720/FDSB227-WW/FDB228, HI722//FDSB227-WW/FDB228, HI722/FDSB226-WW/FDB228, OH720/FDSB226-WW/FDB228, OH720/FDSB227-WW/FDB228, OOH740/FDSB226- [Siemens] [C-NET] [#2 BEACON/SOUNDER WHITE HIGH, #2 BEACON/SOUNDER WHITE INDICATOR, #2 BEACON/SOUNDER WHITE LOW, #2 BEACON/SOUNDER WHITE MED] FDSB226-WW/FDB228/FDBZ298, HI720/FDSB226-WW/FDB228, HI722/FDSB226-WW/FDB228, OH720/FDSB226-WW/FDB228, OOH740/FDS [Siemens] [C-NET] [#2 BEACON WHITE HIGH, #2 BEACON WHITE INDICATOR, #2 BEACON WHITE LOW, #2 BEACON WHITE MED] FDSB226-WW/FDB228/FDBZ298, FDSB227-WW/FDB228/FDBZ298, HI720/FDSB226-WW/FDB228, HI720/FDSB227-WW/FDB228, HI722//FDSB227-WW/FDB228, HI722/FDSB226- [Siemens] [C-NET] [*] [#1 DETECTOR] FDBZ290/OOH740/DB721/FDBZ290-AA, FDL241-9/FDLB291/DLR1191, HI720/DB721, HI720/DBS720, HI720/FDSB226-WW/FDB228, HI720/FDSB227-WW/FDB228, HI722//FDSB227-WW/FDB228, HI722/DB721, HI722/DBS720, HI722/FDSB226-WW/FDB228, OH72
e2f10bf9-a7ed-47a3-9bad-99d32039629c |  |  |  | North | Edwards |  | Hardware |  |  |  | Hardware | TRUE | CM10908 |  | 3/4" Red ABS Straight Coupling | 1 | [6 empty] | FALSE | [5 empty] | #FFFFFFFF |  |  | FALSE | FALSE | FALSE | [14 empty] | FALSE | [7 empty] | THOR\acont | 2024-10-09 10:48
712e91c2-9961-406e-9dd2-99d334480325 |  |  |  | North | Siemens | [5 empty] | Module | TRUE | SHBBS-R | 500-636126 | SQUARE SURFACE BACK BOX RED | 1 | [12 empty] | #FFFFFFFF |  |  | FALSE | FALSE | FALSE | [20 empty] | DESKTOP-7SAL8M7\acont | 2019-08-13 09:04 | THOR\acont | 2024-10-09 10:48
dfa2bb0c-717d-4f8c-a7b3-99d5c924f58f | NFPA 170 ADDRESSABLE INPUT MONITOR MODULE |  |  | North | Kidde |  | Addressable Module |  |  |  | Module | TRUE | FX-IDC2B | ++ | Analog Dual Input Module | 2 | 0.00055 | 0.000725 |  |  |  |  | FALSE | [5 empty] | #FFFF0000 | FA-NFPA 170 ADDRESSABLE INPUT MONITOR MODULE | 1 | FALSE | FALSE | FALSE | 1000 | [13 empty] | FALSE | [5 empty] | DESKTOP-7EIEB7A\acont | 2021-12-16 15:11 | THOR\acont | 2024-09-08 17:27 | Cloned from Kidde GSA-CT2 | [Edwards, Kidde] [SLC EST MODULES] 01 [*] [EST3, iO1000 ] FX-2WIRE, FX-IDC1A, FX-IDC1B, FX-IDC2B, FX-IDCWS, FX-ISO, FX-NAC, GSA-CC1, GSA-CC1S, GSA-CC2, GSA-CT1, GSA-CT2, GSA-IO, GSA-MAB, GSA-MCC1, GSA-MCC1S, GSA-MCC2, GSA-MCT2, GSA-MIO, GSA-MM1, GSA-MRM1 [Kidde] [SLC EST MODULES] [*] [#3 TYPE ADDR ¦ MODULES] 76-330002-101, 84-330002-001, FX-270, FX-278, FX-2WIRE, FX-IDC1A, FX-IDC1B, FX-IDC2B, FX-IDCWS, FX-ISO, FX-NAC, FX-RLY, GSA-CC1, GSA-CC1S, GSA-CC2, GSA-CR, GSA-CRH, GSA-CRR, GSA-CT1, GSA-CT2, GSA-IO, [Edwards, Kidde] [SLC EST MODULES/SENSORS] 04 [iO64] FX-IDC2B, FX-IDCWS, GSA-CT2, GSA-MCT2, GSA-REL, GSA-WTM, SIGA-CC2, SIGA-CC2A, SIGA-CT2, SIGA-CT2I, SIGA-MCC2, SIGA-MCC2A, SIGA-MCT2, SIGA-REL, SIGA-WTM [Kidde] [SLC EST MODULES SENSORS] [*] [#1 SHARED ADDR ¦ MODULES] 76-330002-101, 84-330002-001, FX-270, FX-278, FX-2WIRE, FX-IDC1A, FX-IDC1B, FX-IDC2B, FX-IDCWS, FX-ISO, FX-NAC, FX-RLY, GSA-CC1, GSA-CC1S, GSA-CC2, GSA-CR, GSA-CRH, GSA-CRR, GSA-CT1, GSA-CT [Edwards, Kidde] [SLC EST MODULES/SENSORS] 02 [*] [iO64] 70-417008-001, FX-2WIRE, FX-IDC1A, FX-IDC1B, FX-IDC2B, FX-IDCWS, FX-NAC, GSA-CC1, GSA-CC1S, GSA-CC2, GSA-CT1, GSA-CT2, GSA-IO, GSA-MAB, GSA-MCC1, GSA-MCC1S, GSA-MCC2, GSA-MCT2, GSA-MIO, GSA-MM1, GS [Edwards, Kidde] [SLC EST MODULES] 02 [EST3, iO1000 ] FX-IDC2B, FX-IDCWS, GSA-CT2, GSA-MCT2, GSA-REL, GSA-T3T4, GSA-WTM, SIGA-AA30, SIGA-AA50, SIGA-CC2, SIGA-CC2A, SIGA-CT2, SIGA-CT2I, SIGA-MCC2, SIGA-MCC2A, SIGA-MCT2, SIGA-MDM, SIGA-REL, SIGA-TCDR, SIGA | [Edwards, Kidde] FX-IDC2B, FX-IDCWS, GSA-CT2, GSA-MCT2, GSA-WTM, SIGA-CT2, SIGA-CT2I, SIGA-MCT2, SIGA-WTM
ef869a80-6aa2-458f-897c-99da6a6971f7 | NFPA 170 AMPLIFIER RACK | RISER AMP |  | North | Block Definition Only |  | Amplifier |  |  |  | Module | TRUE | NFPA 170 AMPLIFIER RACK |  | NFPA 170 AMPLIFIER RACK | 1 | [12 empty] | #FFFF0000 | FA-NFPA 170 AMPLIFIER RACK | 1 | FALSE | FALSE | FALSE | 300 | [19 empty] | AULAPTOP-PC\Aulaptop | 2020-03-26 07:41 | THOR\acont | 2024-09-08 17:27
3b92d050-81a6-4fd3-afb6-99dbce759c33 |  |  |  | North | Notifier |  | Cards & Components |  |  |  | Card | TRUE | CPU2-3030D | + | NFS2-3030 Fire Alarm Control Panel Main Board (Central Processing Unit), 120V Power, Includes Chassis, Display Option | 1 | 0.34 | 0.34 |  |  |  |  | TRUE | FALSE |  |  |  |  | #FFFFFFFF |  |  | FALSE | FALSE | FALSE | [14 empty] | FALSE | [5 empty] | DESKTOP-7EIEB7A\acont | 2021-03-27 11:19 | THOR\acont | 2024-10-09 10:48 | Cloned from Notifier CPU2-3030 | [Honeywell, Notifier] [IDC] [#3 SUPERVISORY] AFP-100 Main Board, AFP-200 Main Board, CPU-2020, CPU2-3030, CPU2-3030D, CPU2-640, CPU-320, CPU-320SYS, CPU-N16LD, CPU-N16LND, NCA-2, NCD, NFW-100X Main Board with PWRMOD24, NFW2-100 Main Board, NFW-50 Main Bo [Honeywell, Notifier] [IDC] [#1 ALARM] AFP-100 Main Board, AFP-200 Main Board, BE-500 CPU, CPU-2020, CPU2-3030, CPU2-3030D, CPU2-640, CPU-320, CPU-320SYS, CPU-N16LD, CPU-N16LND, NCA-2, NCD, NFW-100X Main Board with PWRMOD24, NFW2-100 Main Board, NFW-50 M [Honeywell, Notifier] [IDC] [#2 TROUBLE] AA-30, AFP-100 Main Board, AFP-200 Main Board, BE-500 CPU, CPU-2020, CPU2-3030, CPU2-3030D, CPU2-640, CPU-320, CPU-320SYS, CPU-N16LD, CPU-N16LND, NCA-2, NCD, NFW-100X Main Board with PWRMOD24, NFW2-100 Main Board, [Honeywell, Notifier] [IDC] [#4 SECURITY] CPU-2020, CPU2-3030, CPU2-3030D, CPU2-640, CPU-320, CPU-320SYS, CPU-N16LD, CPU-N16LND, NCA-2, NCD, XLS3000-CPUD | [Honeywell, Notifier] CPU-2020, CPU2-3030, CPU2-3030D, CPU2-640, CPU-320, CPU-320SYS, CPU-N16LD, CPU-N16LND, NCA-2, NCD, XLS140-2 MAIN CARD, XLS3000-CPUD
b7f8e58a-9b4d-401a-8221-99dc6719a504 | NFPA 170 SMOKE DETECTOR |  |  | North | Notifier |  | Smoke Detector |  |  |  | Module | TRUE | FSD-751PLR w/B210LP | ++ | Remote-test capable photoelectric detector for use with DNR(W) duct detector housings | 1 | 0.0003 | 0.0003 |  |  |  |  | FALSE | TRUE |  |  |  |  | #FFFF0000 | FA-NFPA 170 SMOKE DETECTOR | 1 | FALSE | FALSE | FALSE | 1408 | [13 empty] | FALSE | [7 empty] | THOR\acont | 2024-09-08 17:27 | 20191121 AC Detector without base | [Honeywell, Notifier, System Sensor] [SLC SENSORS] [*] [#4 TYPE ADDR ¦ SENSORS] 2251B (C), 2251-COPTIR (C), 2251-COPTIR w/B200S-WH (C), 2251TB (C), 2251TMB (C), 5251B (C), 5251B-WP (C), 5251H (C), 5251RB (C), 5251RB-WP (C), 7251 (C), 7251DH (C), DH200LP [Honeywell, Notifier, System Sensor] [SLC MODULES SENSORS] [*] [#2 SHARED ADDR ¦ SENSORS] 2251B (C), 2251-COPTIR (C), 2251-COPTIR w/B200S-WH (C), 2251TB (C), 2251TMB (C), 5251B (C), 5251B-WP (C), 5251H (C), 5251RB (C), 5251RB-WP (C), 7251 (C), 7251DH (C)
e9a77929-cedc-4dc2-b685-99e4abf52e07 | NFPA 170 NOTIFICATION CIRCUIT EXTENDER PANEL | RISER NAC |  | North | Altronix |  | Notification Circuit Extender Panel |  |  |  | Assembly | TRUE | AL842ULADA | ++ | 8-Amp, 24-Volt Power Supply | 1 | [6 empty] | FALSE | FALSE |  |  | 18” x 14.5” x 4.625” (457.2mm x 368.3mm x 117.5mm) |  | #FFFF0000 | FA-NFPA 170 NOTIFICATION CIRCUIT EXTENDER PANEL | 1 | FALSE | FALSE | FALSE | 212 | [8 empty] | 7,12,18,40 |  | 18 |  |  | TRUE | [5 empty] | DESKTOP-7EIEB7A\acont | 2023-04-07 10:16 | THOR\acont | 2024-09-08 17:27 | Cloned from Altronix AL1042ULADA
4c792cda-9a0d-4bd0-82fa-99e5eda36da9 | NFPA 170 MANUAL PULL |  |  | North | Harrington |  | Manual Station |  |  |  | Module | TRUE | HSPS1T-KL-A |  | Addressable Key Lock Reset Pull Station, Apollo | 1 | 0.0004 | 0.0062 |  |  |  |  | FALSE | [5 empty] | #FFFF0000 | FA-NFPA 170 MANUAL PULL | 1 | FALSE | FALSE | FALSE | 957 | [13 empty] | FALSE | [7 empty] | THOR\acont | 2024-09-08 17:27 |  | [Harrington] [SLC ISPY] 01 [*] HSPS1T-A, HSPS1T-KL-A, HSPS1T-LP-A, HSPS1T-LP-KL-A
382565df-c290-4118-8233-99ebda1a18ed |  |  |  | North | Bosch | [5 empty] | Module | TRUE | NDA-U-PSMB-MO | * | ***(Motor Shop Electric Construction Co.)Surface mount parts for 4502 (Interior Dome) | 1 | [12 empty] | #FFFFFFFF |  |  | FALSE | FALSE | FALSE | [20 empty] | DESKTOP-7EIEB7A\acont | 2021-08-13 06:25 | THOR\acont | 2024-10-09 10:48
51b84373-f1d3-452f-b2ae-99ed693c6aad | NFPA 170 JUNCTION BOX |  |  | North | BluePoint |  | Junction Box |  |  |  | Module | TRUE | BP04-611 | + | ICSS Back Box | 1 | [6 empty] | FALSE | TRUE |  |  |  |  | #FF00B050 | FA-NFPA 170 JUNCTION BOX | 1 | FALSE | FALSE | FALSE | [14 empty] | FALSE | [5 empty] | THOR\acont | 2024-04-12 13:51 | THOR\acont | 2024-09-08 17:27 | Cloned from BluePoint BP04-211L
5ca4e90a-a738-4bb9-8f98-99f00bba4e56 | DETECTOR_MULTI CRITERIA |  |  | North | MIRCOM |  | Multi Criteria Detector |  |  |  | Module | TRUE | MIX-3200 w/ MIX-2001 |  | ADDRESSABLE MULTI-SENSOR DETECTOR w/ MIX-2001 E-Z FIT BASE | 1 | 0.0003 | 0.0003 |  |  |  |  | FALSE | [5 empty] | #FFFF0000 | FA-DETECTOR_MULTI CRITERIA | 1 | FALSE | FALSE | FALSE | [14 empty] | FALSE | [7 empty] | THOR\acont | 2024-09-08 17:27 | 20191121 AC Detector with base | [MIRCOM] [SLC MODULES SENSORS] [*] [#2 SHARED ADDR ¦ SENSORS] DNR w/MIX-2251BR (C), DNR w/MIX-2351RAP (C), MIX-1251AP w/B200SR-LF-WH (C), MIX-1251AP w/B200SR-WH (C), MIX-1251AP w/B210LP (C), MIX-1251AP w/B224RB-WH (C), MIX-1251AP w/B501 (C), MIX-1251B w/ [MIRCOM] [SLC SENSORS] [*] [#4 TYPE ADDR ¦ SENSORS] DNR w/MIX-2251BR (C), DNR w/MIX-2351RAP (C), MIX-1251AP w/B200SR-LF-WH (C), MIX-1251AP w/B200SR-WH (C), MIX-1251AP w/B210LP (C), MIX-1251AP w/B224RB-WH (C), MIX-1251AP w/B501 (C), MIX-1251B w/B200SR-LF-
8f457447-9be1-467c-b49d-99f4f8649b77 | NFPA 170 SPEAKER STROBE |  |  | North | Edwards |  | Speaker/Strobe |  |  |  | Module | TRUE | 757-7A-RS25W |  | 15/75cd Strobe, Re-Ent Speaker, 25V 2, 4, 8, 15w | 1 | [6 empty] | FALSE | [5 empty] | #FF0070C0 | FA-NFPA 170 SPEAKER STROBE | 1 | FALSE | FALSE | FALSE | 2019 | [13 empty] | FALSE | [7 empty] | THOR\acont | 2024-09-08 17:27 |  | [Edwards, Kidde] [NAC] [16 VDC, HIGH] 757-7A-RS25, 757-7A-RS25W, 757-7A-RS70, 757-7A-RS70W, 757-7A-SS25, 757-7A-SS25W, 757-7A-SS70, 757-7A-SS70W, 757-7A-T, 757-7A-TW, INT-7A-RS25, INT-7A-RS25W, INT-7A-RS70, INT-7A-RS70W [Edwards, Kidde] [NAC] [16 VFWR, HIGH] 757-7A-RS25, 757-7A-RS25W, 757-7A-RS70, 757-7A-RS70W, 757-7A-SS25, 757-7A-SS25W, 757-7A-SS70, 757-7A-SS70W, 757-7A-T, 757-7A-TW, INT-7A-RS25, INT-7A-RS25W, INT-7A-RS70, INT-7A-RS70W
33a6de36-5eca-47ce-9229-99fe03a42842 | NFPA 170 EMERGENCY COMMUNICATIONS CONTROL UNIT | RISER LOC |  | North | Autocall |  | Cards & Components |  |  |  | Card | TRUE | A003-9301 Main Board | + | Main Board | 1 | 0.13 | 4.7 |  |  |  |  | TRUE | [5 empty] | #FFFF0000 | FA-NFPA 170 EMERGENCY COMMUNICATIONS CONTROL UNIT | 1 | FALSE | FALSE | FALSE | 300 | [8 empty] | 7,12,18,26,33 |  |  |  | 40 | FALSE | [5 empty] | DESKTOP-7EIEB7A\acont | 2021-05-07 06:39 | THOR\acont | 2024-09-08 17:27 | Cloned from AutoCall A003-9301 | [Autocall] [IDC] [#2 TROUBLE] A003-9301 Main Board, A003-9302 Main Board, A004-9101 Main Board, A008-9101 Main Board [Autocall] [IDC] [#1 ALARM] A003-9301 Main Board, A003-9302 Main Board, A004-9101 Main Board, A008-9101 Main Board [Autocall] [IDC] [#3 SUPERVISORY] A003-9301 Main Board, A003-9302 Main Board, A004-9101 Main Board, A008-9101 Main Board | [Autocall] A003-9301 Main Board, A003-9302 Main Board
15329a9b-9780-4452-8885-99fe36799b7d | NFPA 170 ISOLATION MODULE |  |  | North | System Sensor |  | Isolator Module |  |  |  | Module | TRUE | M500X | + | Isolator Module | 1 | 0.00045 | 0.005 |  |  |  |  | FALSE | [5 empty] | #FFFF0000 | FA-NFPA 170 ISOLATION MODULE | 1 | FALSE | FALSE | FALSE | 1200 | [13 empty] | FALSE | [5 empty] | DESKTOP-7SAL8M7\acont | 2020-02-23 12:27 | THOR\acont | 2024-09-08 17:27 | Cloned from MIRCOM MIX-M500X CLONED | [Honeywell, Notifier, System Sensor] [SLC MODULES SENSORS] [*] [#1 SHARED ADDR ¦ MODULES] 30-3013 w/FMM-101, Q3013D, ACM-8R, ACPS-610, AMPS-24, AMPS-24E, EM-1M, EM-1MI, EM-1MM, EM-1MMI, EM-1R, EM-1RI, EM-1SR, EM-1SRI, FCM-1, FCM-1-REL, FD7044 MM-101, FDM [Honeywell, Notifier, System Sensor] [SLC MODULES] [*] [#3 TYPE ADDR ¦ MODULES] 30-3013 w/FMM-101, Q3013D, ACM-8R, ACPS-610, AMPS-24, AMPS-24E, EM-1M, EM-1MI, EM-1MM, EM-1MMI, EM-1R, EM-1RI, EM-1SR, EM-1SRI, FCM-1, FCM-1-REL, FD7044 MM-101, FDM-1, FDRM-1
604ee8e4-62f4-4b3b-b957-99ffdf236bce |  |  |  | North | Farenhyt |  | Cards & Components |  |  |  | Card | TRUE | ECS-50W Main Board (50W, 70V) | + | Main Board for ECS | 1 | 0.035 | 1.2 |  |  |  |  | TRUE | FALSE |  |  |  |  | #FFFFFFFF |  |  | FALSE | FALSE | FALSE | [14 empty] | FALSE | [5 empty] | DESKTOP-7EIEB7A\acont | 2021-12-08 14:03 | THOR\acont | 2024-10-09 10:48 | Cloned from Firelite ECC-50DA Main Board (50W, 70V) | [Farenhyt, Firelite] [AUX POWER] ECC-125DA (25V) Main Board, ECC-50BDA Main Board (100W, 25V), ECC-50BDA Main Board (100W, 70V), ECC-50DA Main Board (50W, 25V), ECC-50DA Main Board (50W, 70V), ECS-125DA (25V) Main Board, ECS-125DA (70V) Main Board, E [Eaton Wheelock, Farenhyt, Firelite] [DIGITAL AUDIO LOOP] ECC-125DA (25V) Main Board, ECC-50BDA Main Board (100W, 25V), ECC-50BDA Main Board (100W, 70V), ECC-50DA Main Board (50W, 25V), ECC-50DA Main Board (50W, 70V), ECC-LOC, ECC-RM, ECC-RPU, ECS-12 [Farenhyt, Firelite] [RS-485] ECC-125DA (25V) Main Board, ECC-50BDA Main Board (100W, 25V), ECC-50BDA Main Board (100W, 70V), ECC-50DA Main Board (50W, 25V), ECC-50DA Main Board (50W, 70V), ECC-LOC, ECC-RM, ECC-RPU, ECS-125DA (25V) Main Board, ECS-12 [Farenhyt, Firelite] [RS-485] ECC-125DA (25V) Main Board, ECC-50BDA Main Board (100W, 25V), ECC-50BDA Main Board (100W, 70V), ECC-50DA Main Board (50W, 25V), ECC-50DA Main Board (50W, 70V), ECC-LOC, ECC-RM, ECC-RPU, ECS-125DA (25V) Main Board, ECS-12 [Farenhyt, Silent Knight, Stanley Security Solutions] [VAC ] 5104B Main Board, 5204 Main Board, 5207 Main Board, 5208 Main Board, 5495 Main Board, 5496 Main Board, 5499 Main Board, 5600 Main Board, 5700 Main Board, 5808 Main Board, 5820XL Main Board, 588 [Farenhyt] [SBUS] ECS-125DA (25V) Main Board, ECS-125DA (70V) Main Board, ECS-125W (25V), ECS-125W (70V), ECS-50BDA Main Board (100W, 25V), ECS-50BDA Main Board (100W, 70V), ECS-50W Main Board (50W, 25V), ECS-50W Main Board (50W, 70V), ECS-50W-25V, E [Farenhyt] [VBUS] ECS-125DA (25V) Main Board, ECS-125DA (70V) Main Board, ECS-125W (25V), ECS-125W (70V), ECS-50BDA Main Board (100W, 25V), ECS-50BDA Main Board (100W, 70V), ECS-50W Main Board (50W, 25V), ECS-50W Main Board (50W, 70V), ECS-50W-25V, E | [Farenhyt, Firelite] ECC-50DA Main Board (50W, 70V), ECS-50W Main Board (50W, 70V)
76557165-1ed6-4204-b693-9a08d1bafb3e | NFPA 170 HORN STROBE |  |  | North | Siemens |  | Horn/Strobe |  |  |  | Module | TRUE | SLHSWW-AL | S54329-F35-A1 | SLHSWW-AL HRN/ST,WALL,WHT,ALERT | 1 | [12 empty] | #FF0070C0 | FA-NFPA 170 HORN STROBE | 1 | FALSE | FALSE | FALSE | 2012 | [19 empty] | DESKTOP-7SAL8M7\acont | 2019-08-13 09:04 | THOR\acont | 2024-09-08 17:27 | B,T | [Siemens] [NAC] [24 VDC, HIGH DB, CODE 3] SLHSWR-A, SLHSWR-AL, SLHSWR-F, SLHSWR-FB, SLHSWR-N, SLHSWW-A, SLHSWW-AL, SLHSWW-F, SLHSWW-FB, SLHSWW-N
99e30e54-778b-488b-8cf9-9a0e21d6bcc2 |  |  |  | North | Autocall |  | Hardware |  |  |  | Hardware | TRUE | 4098-9856 | + | Sampling Tube 24" to 46" (610 mm to 1168 mm) | 1 | 0 | 0 |  |  |  |  | TRUE | [5 empty] | #FFFFFFFF |  |  | FALSE | FALSE | FALSE | [20 empty] | DESKTOP-0D6CQVA\lousc | 2019-06-16 09:58 | THOR\acont | 2024-10-09 10:48 | Cloned from AutoCall 4098-9855
7c21f969-8ed0-4b13-8517-9a1dfe72853c | NFPA 170 HEAT DETECTOR |  |  | North | Edwards |  | Heat Detector |  |  |  | Module | TRUE | CR200-2 |  | Heat Detector, 200 FT, 15F ROR | 1 | [6 empty] | FALSE | [5 empty] | #FFFF0000 | FA-NFPA 170 HEAT DETECTOR | 1 | FALSE | FALSE | FALSE | 1403 | [13 empty] | FALSE | [7 empty] | THOR\acont | 2024-09-08 17:27 | 20191121 AC Detector without base | [Edwards, Kidde, Monaco Enterprises] [IDC] 01 1534-1, 200-GAOF, 270A-DPO, 270A-SPO, 270-DOC, 270-DOC-B, 270-DOC-F, 270-DPO, 270-GAO, 270-GAOB, 270-GAO-DOC, 270-GAO-DOCF, 270P-DPO, 270P-SPO, 270-SPO, 270-SPOW, 270-SPOWB, 270-SPOWF, 271-KR1/SR/GS, 276A-REL
e4377661-8e67-4670-9a46-9a21315d7430 |  |  |  | North | Bosch |  | Cards & Components |  |  |  | Card | TRUE | B444-A | ++ | Plug-in 4G LTE Cellular Communicator with AT&T SIM | 1 | 0.035 | 0.1 |  |  | 12 | [7 empty] | #FFFFFFFF |  |  | FALSE | FALSE | FALSE | [20 empty] | DESKTOP-7EIEB7A\acont | 2021-08-13 06:25 | THOR\acont | 2024-10-09 10:48
6123890b-7501-4395-9ac2-9a29c5818602 |  |  |  | North | Kidde |  | Hardware |  |  |  | Hardware | TRUE | KC3000-016 |  | Additional Detector Pack (set of transmitter and receiver heads | 1 | [6 empty] | FALSE | [5 empty] | #FFFFFFFF |  |  | FALSE | FALSE | FALSE | [14 empty] | FALSE | [5 empty] | DESKTOP-7SAL8M7\acont | 2020-01-02 08:19 | THOR\acont | 2024-10-09 10:48 | Cloned from Edwards C3000-016
f9547157-7e09-4fee-b291-9a2a94a5e4e0 |  |  |  | North | Edwards |  | Cards & Components |  |  |  | Card | TRUE | 3-FIB |  | Fiber Communication Card, Class B ***Existing*** | 1 | 0.105 | 0.105 |  |  |  |  | TRUE | [5 empty] | #FFFFFFFF |  |  | FALSE | FALSE | FALSE | [14 empty] | FALSE | [7 empty] | THOR\acont | 2024-10-09 10:48
1371825f-2ab0-49e8-af4f-9a2ba8ef4e1e | EQUIPMENT ENCLOSURE |  |  | North | Bosch |  | Enclosure |  |  |  | Assembly | TRUE | D8109-1358 | 100088265 | ENCLOSURE RED W/ LOCK AND KEY | 1 | [6 empty] | TRUE | [5 empty] | #FFFF0000 | FA-EQUIPMENT ENCLOSURE | 1 | FALSE | FALSE | FALSE | [20 empty] | DESKTOP-7SAL8M7\acont | 2019-07-08 20:02 | THOR\acont | 2024-09-08 17:27 | Cloned from 06-SSU00685
58adc36a-54fa-4d5a-abd8-9a300f3a50b6 | NFPA 170 MANUAL PULL |  |  | North | Gamewell FCI |  | Manual Station |  |  |  | Module | TRUE | WPS-DL | + | Wireless Manual Pull Station | 1 | [6 empty] | FALSE | [5 empty] | #FFFF0000 | FA-NFPA 170 MANUAL PULL | 1 | FALSE | FALSE | FALSE | 957 | [13 empty] | FALSE |  |  | W |  |  | DESKTOP-7SAL8M7\acont | 2020-03-19 13:00 | THOR\acont | 2024-09-08 17:27 | Cloned from Firelite W-BG12LX | [Gamewell FCI] [SLC MODULES SENSORS] [*] [#1 SHARED ADDR ¦ MODULES] AMM-2F, AMM-2IF, AMM-2RF, AMM-2RIF, AMM-4F, AMM-4SF, AOM-2RF, AOM-2SF, AOM-TELF, MMI-10F, MMI-6SF, MMO-6RF, MMO-6SF, MS-7AF, MS-7ASF, MS-7S w/AMM-2F, MS-WS w/AMM-2F, TC81021000, VW-DIS-D [Gamewell FCI] [SLC MODULES] [*] [#3 TYPE ADDR ¦ MODULES] AMM-2F, AMM-2IF, AMM-2RF, AMM-2RIF, AMM-4F, AMM-4SF, AOM-2RF, AOM-2SF, AOM-TELF, MMI-10F, MMI-6SF, MMO-6RF, MMO-6SF, MS-7AF, MS-7ASF, MS-7S w/AMM-2F, MS-WS w/AMM-2F, TC81021000, VW-GATE, WAM-MM, W [Farenhyt, Firelite, Gamewell FCI, Notifier, Silent Knight] [SWIFT MESH DEVICES] 01 FWH-200FIX135, FWH-200ROR135, FW-MM, FW-RM, NBG-12WL, WAM-MM, WAM-RC, W-BG12LX, W-CRF, W-H355, W-H355R, WIDP-HEAT w/B210W, WIDP-HEAT-ROR w/B210W, WIDP-MONITOR, WIDP-PULL-
e5ce08e8-9b46-4329-866d-9a39a3be55e1 | CADGEN SAMPLING POINT |  |  | North | Xtralis |  | Air Sampling Detection |  |  |  | Module | TRUE | VSP-983-W |  | VESDA-E VEA 4mm Surface Mount Sampling Point | 1 | [6 empty] | FALSE | [5 empty] | #FFFF0000 | FA-CADGEN SAMPLING POINT | 1 | FALSE | FALSE | FALSE | 5010 | [13 empty] | FALSE |  |  | 4mm |  |  | THOR\acont | 2024-01-10 10:47 | THOR\acont | 2024-09-08 17:27 | Cloned from Xtralis VSP-980-W CLONED CLONED CLONED CLONED CLONED
2fe51114-add1-4624-b2ac-9a3cc157e33f |  |  |  | North | Edwards |  | Hardware |  |  |  | Hardware | TRUE | 740214L |  | 18/2 Solid Twisted,OS, Red-Jacket FPL Mid Cap 1x500' | 1 | [6 empty] | FALSE | [5 empty] | #FFFFFFFF |  |  | FALSE | FALSE | FALSE | [14 empty] | FALSE | [7 empty] | THOR\acont | 2024-10-09 10:48
699dfe87-af09-4e3d-8670-9a3ebf9e73b7 | NFPA 170 ADDRESSABLE INPUT MONITOR MODULE |  |  | North | Secutron |  | Addressable Module |  |  |  | Module | TRUE | MRI-M501M | ++ | Mini Monitor Module | 1 | 0.0004 | 0.0055 |  |  |  |  | FALSE | FALSE |  |  | 2.7"W x 1.7:"H x 0.5"D |  | #FFFF0000 | FA-NFPA 170 ADDRESSABLE INPUT MONITOR MODULE | 1 | FALSE | FALSE | FALSE | 1000 | [13 empty] | FALSE | [5 empty] | DESKTOP-7EIEB7A\acont | 2023-06-24 20:18 | THOR\acont | 2024-09-08 17:27 | Cloned from Secutron MRI-M500DM CLONED CLONED CLONED | [Secutron] [SLC MODULES SENSORS] [*] [#1 SHARED ADDR ¦ MODULES] MRI-501MA, MRI-M500DM, MRI-M500M, MRI-M500R, MRI-M500S, MRI-M501M, MRI-M502M, MRM-800MP, MRM-802MP, MRM-810MPU, MRM-822MP [Secutron] [SLC MODULES] [*] [#3 TYPE ADDR ¦ MODULES] MRI-501MA, MRI-M500DM, MRI-M500M, MRI-M500R, MRI-M500S, MRI-M501M, MRI-M502M, MRM-800MP, MRM-802MP, MRM-810MPU, MRM-822MP | [Secutron] MRI-501MA, MRI-M500M, MRI-M501M
795f0e1b-f71e-4947-8d92-9a3ef47bee1b | NFPA 170 HORN STROBE |  |  | North | Eaton Wheelock |  | Horn/Strobe |  |  |  | Module | TRUE | LFHSHR3 |  | Horn/Strobe Exceder Series, Red, FIRE, LED, LF, 177cd | 1 | [6 empty] | FALSE | [5 empty] | #FF0070C0 | FA-NFPA 170 HORN STROBE | 1 | FALSE | FALSE | FALSE | 2012 | [13 empty] | FALSE | [5 empty] | AULAPTOP-PC\Aulaptop | 2018-11-18 09:00 | THOR\acont | 2024-09-08 17:27 | Cloned from Honeywell New Part CLONED CLONED CLONED CLONED CLONED | [Eaton Wheelock] [NAC] LFHSHR3, LFHSHR3-AL, LFHSHR3-CO, LFHSHR3-N, LFHSHW3, LFHSHW3-AL, LFHSHW3-CO, LFHSHW3-N
33ba3963-38b4-404d-b8d4-9a54ff223b11 |  |  |  | North | Eaton Wheelock |  | Cards & Components |  |  |  | Card | TRUE | SPRM |  |  | 1 | [6 empty] | TRUE | [5 empty] | #FFFFFFFF |  |  | FALSE | FALSE | FALSE | [20 empty] | AULAPTOP-PC\Aulaptop | 2019-01-05 10:26 | THOR\acont | 2024-10-09 10:48
b7d8d553-ddd7-4486-ace2-9a59d7921abb | NFPA 170 STROBE WALL |  |  | North | Monaco Enterprises |  | Strobe |  |  |  | Module | TRUE | 367-066-02 |  | STROBE:WALL MT,WEATHERPROOF,WHITE,FIRE | 1 | 0 | 0.158 |  |  |  |  | FALSE | FALSE |  |  |  |  | #FF0070C0 | FA-NFPA 170 STROBE WALL | 1 | FALSE | FALSE | FALSE | 2023 | [13 empty] | FALSE |  |  | WP |  |  | DESKTOP-7SAL8M7\acont | 2020-02-20 16:39 | THOR\acont | 2024-09-08 17:27 | Cloned from System Sensor SWK | [Monaco Enterprises] [NAC] 367-066-00, 367-066-01, 367-066-02
afe8ddcd-1c79-4508-8dbf-9a5ae055a290 | NFPA 170 SPEAKER WALL |  |  | North | Edwards |  | Speaker |  |  |  | Module | TRUE | 90243A-804-07-L | UL1480 HyperSpike LineWave Loudspeaker Array 16 Gray | HyperSpike UL LineWave line array loudspeaker 16 Gray | 1 | [12 empty] | #FF0070C0 | FA-NFPA 170 SPEAKER WALL | 1 | FALSE | FALSE | FALSE | 2021 | [16 empty] | X16 |  |  | HOMEAUGUSTXPS-1\aucon | 2021-01-25 12:46 | THOR\acont | 2024-09-08 17:27 | August Added Hyperspike | [Edwards] [AUDIO 25v] 90243A-804-01-L, 90243A-804-05-L, 90243A-804-06-L, 90243A-804-07-L [Edwards] [AUDIO 70.7v] 90243A-804-01-L, 90243A-804-05-L, 90243A-804-06-L, 90243A-804-07-L
23a49c2d-f5b2-40c4-821e-9a5bfec81566 |  |  |  | North | Farenhyt |  | Cards & Components |  |  |  | Card | TRUE | IFP-300 Main Board | ++ | Main Board | 1 | 0.19 | 0.25 | 6 |  |  |  | TRUE | [5 empty] | #FFFFFFFF |  |  | FALSE | FALSE | FALSE | [14 empty] | FALSE | [5 empty] | DESKTOP-7EIEB7A\acont | 2023-02-27 08:42 | THOR\acont | 2024-10-09 10:48 | Cloned from Silent Knight 6808 Main Board | [Farenhyt] [IDC] [#2 TROUBLE] IFP/RPS-2000 Main Board, IFP/RPS-2100 Main Board, IFP-100 Main Board, IFP-1000 Main Board, IFP-300 Main Board, IFP-300ECS Main Board, IFP-50 Main Board, IFP-75 Main Board, RPS-1000 Main Board [Farenhyt] [IDC] [#1 ALARM] IFP/RPS-2000 Main Board, IFP/RPS-2100 Main Board, IFP-100 Main Board, IFP-1000 Main Board, IFP-300 Main Board, IFP-300ECS Main Board, IFP-50 Main Board, IFP-75 Main Board, RPS-1000 Main Board [Farenhyt] [IDC] [#3 SUPERVISORY] IFP/RPS-2000 Main Board, IFP/RPS-2100 Main Board, IFP-100 Main Board, IFP-1000 Main Board, IFP-300 Main Board, IFP-300ECS Main Board, IFP-50 Main Board, IFP-75 Main Board [Farenhyt, Silent Knight, Stanley Security Solutions] [VAC ] 5104B Main Board, 5204 Main Board, 5207 Main Board, 5208 Main Board, 5495 Main Board, 5496 Main Board, 5499 Main Board, 5600 Main Board, 5700 Main Board, 5808 Main Board, 5820XL Main Board, 588 | [Farenhyt] IFP-300 Main Board, IFP-300ECS Main Board
0093d4f5-8f0e-43dd-997c-9a6125b3e4de | DETECTOR_MULTI CRITERIA |  |  | North | MIRCOM |  | Multi Criteria Detector |  |  |  | Module | TRUE | MIX-3200 w/ MIX-2001HT |  | ADDRESSABLE MULTI-SENSOR DETECTOR w/ MIX-2001HT SOUNDER BASE | 1 | 0.0003 | 0.0003 |  |  |  |  | FALSE | [5 empty] | #FFFF0000 | FA-DETECTOR_MULTI CRITERIA | 1 | FALSE | FALSE | FALSE | [14 empty] | FALSE | [7 empty] | THOR\acont | 2024-09-08 17:27 | 20191121 AC Detector with base | [MIRCOM] [SLC MODULES SENSORS] [*] [#2 SHARED ADDR ¦ SENSORS] DNR w/MIX-2251BR (C), DNR w/MIX-2351RAP (C), MIX-1251AP w/B200SR-LF-WH (C), MIX-1251AP w/B200SR-WH (C), MIX-1251AP w/B210LP (C), MIX-1251AP w/B224RB-WH (C), MIX-1251AP w/B501 (C), MIX-1251B w/ [MIRCOM] [SLC SENSORS] [*] [#4 TYPE ADDR ¦ SENSORS] DNR w/MIX-2251BR (C), DNR w/MIX-2351RAP (C), MIX-1251AP w/B200SR-LF-WH (C), MIX-1251AP w/B200SR-WH (C), MIX-1251AP w/B210LP (C), MIX-1251AP w/B224RB-WH (C), MIX-1251AP w/B501 (C), MIX-1251B w/B200SR-LF-
dac3c94a-b78a-4c64-a78d-9a61cca454df | NFPA 170 WIRELESS CONTROL UNIT |  |  | North | DMP |  | Wireless Control Unit |  |  |  | Module | TRUE | 1100X | + | XR Standard Receiver | 1 | 0.04 | 0.04 |  |  |  |  | TRUE | [5 empty] | #FFFF0000 | FA-NFPA 170 WIRELESS CONTROL UNIT | 1 | FALSE | FALSE | FALSE | [20 empty] | DESKTOP-7EIEB7A\acont | 2021-04-05 16:03 | THOR\acont | 2024-09-08 17:27 | Cloned from DMP 1100XHW | [DMP] [DMP LX BUS] [LX BUS] 1100D, 1100DH, 1100DHE, 1100X, 1100XH, 1100XHE [DMP] [AUX POWER] [*] [12VDC] 1100D, 1100DH, 1100DHE, 1100X, 1100XH, 1100XHE | [DMP] 1100D, 1100DH, 1100DHE, 1100R, 1100X, 1100XH, 1100XHE
2a89dd73-5615-4f8a-a955-9a645f42b2a4 | NFPA 170 SMOKE DETECTOR |  |  | North | Edwards |  | Smoke Detector |  |  |  | Module | TRUE | TS7-2T |  | 2W Sm Det 12/24Vdc, heat, remote A/T LED, 721UT/w702 base | 1 |  | 0.06 |  |  |  |  | FALSE | TRUE |  |  |  |  | #FFFF0000 | FA-NFPA 170 SMOKE DETECTOR | 1 | FALSE | FALSE | FALSE | 1408 | [13 empty] | FALSE | [7 empty] | THOR\acont | 2024-09-08 17:27 | 20191121 AC Detector without base | [Edwards] [IDC] 02 511C (C), 711U (C), 711UT (C), 721UT (C), TS7-2 (C), TS7-2T (C)
d8192d62-c865-4135-bce5-9a66938c2306 |  |  |  | North | Notifier |  | Cards & Components |  |  |  | Card | TRUE | HPFF12 Main Board | + | Fire Alarm Power Supply Card | 1 | 0.206 | 0.075 |  |  |  |  | TRUE | [5 empty] | #FFFFFFFF |  |  | FALSE | FALSE | FALSE | [14 empty] | FALSE | [7 empty] | THOR\acont | 2024-10-09 10:48 |  | [Firelite, Gamewell FCI, Honeywell, Notifier] [NAC Trigger] GFPS-6 Main Board, GFPS-9 Main Board, HPFF12 Main Board, HPFF8 Main Board [Notifier] [VAC ] 411UDAC Main Board, AFP-100 Main Board, AFP-200 Main Board, FCPS-24S6 MAIN BOARD, FCPS-24S8 MAIN BOARD, HPFF12 Main Board, HPFF8 Main Board, NFC-125DA (25V) Main Board, NFC-50/100 Main Board (100W, 25V), NFC-50/100 Main Board (100W, 70V | [Notifier] HPFF12 Main Board, HPFF8 Main Board
5e7134f4-34d3-421f-a4e7-9a75d99edcba |  |  |  | North | Kidde |  | Cards & Components |  |  |  | Card | TRUE | ANS100AM |  | 100W expander module /w microphone | 1 | [6 empty] | TRUE | [5 empty] | #FFFFFFFF |  |  | FALSE | FALSE | FALSE | [14 empty] | FALSE | [5 empty] | DESKTOP-7SAL8M7\acont | 2020-01-02 07:13 | THOR\acont | 2024-10-09 10:48 | Cloned from Edwards ANS100AM |  | [Edwards, Kidde] ANS100A, ANS100AM, ANS100AMD, ANS100AMD2
b3ab6817-0d31-40bc-b324-9a78690a1f6d |  |  |  | North | Potter | [5 empty] | Module | TRUE | LWCO |  | Low Water Cutoff | 1 | [6 empty] | FALSE | [5 empty] | #FFFFFFFF |  |  | FALSE | FALSE | FALSE | [14 empty] | FALSE | [7 empty] | THOR\acont | 2024-10-09 10:48
1813b2e7-3725-41f1-b7ae-9a7c01a39713 | NFPA 170 DUCT SMOKE DETECTOR |  |  | North | Potter |  | Duct Smoke Detector |  |  |  | Module | TRUE | PAD200-DUCT | + | Analog Addressable Duct Detector | 1 | 0.0003 | 0.0003 |  |  |  |  | FALSE | TRUE |  |  |  |  | #FFFF0000 | FA-NFPA 170 DUCT SMOKE DETECTOR | 1 | FALSE | FALSE | FALSE | 1400 | [13 empty] | FALSE | [5 empty] | DESKTOP-7EIEB7A\acont | 2021-09-10 06:21 | THOR\acont | 2024-09-08 17:27 | Cloned from Potter PAD100-DUCT | [Potter] [SLC PAD] [*] [#2 SHARED ADDR ¦ SENSORS] PAD100-CD w/PAD100-4DB, PAD100-CD w/PAD100-6DB, PAD100-CD w/PAD100-IB, PAD100-CD w/PAD100-LFSB, PAD100-CD w/PAD100-RB, PAD100-CD w/PAD100-SB, PAD100-CD w/PAD100-SPKB, PAD100-DUCT (C), PAD100-DUCTR (C), PA | [Potter] PAD100-DUCTR, PAD200-DUCT, PAD200-DUCTR, PAD300-DUCTR w/PAD300-DD
39911ef6-1a07-47a9-8ac3-9a7d5be2c451 | NFPA 170 NON ADDRESSABLE RELAY |  |  | North | Space Age Electronics |  | Non-Addressable Relay |  |  |  | Module | TRUE | MR-101/T |  | MULTI-VOLTAGE CONTROL RELAY | 1 | 0 | 0.048 |  |  |  |  | FALSE | [5 empty] | #FFFF0000 | FA-NFPA 170 NON ADDRESSABLE RELAY | 1 | FALSE | FALSE | FALSE | 1300 | [13 empty] | FALSE | [7 empty] | THOR\acont | 2024-09-08 17:27 |  | [Air Products, Altronix, Firelite, RIB, Space Age Electronics] [AUX POWER, NAC] [*] 6062, MR-101/C/R, MR-101/CR, MR-101/T, MR-201/C/R, PAM-4, RIB2401-RD, SC-300, SSU-MR-101/C, SSU-MR-101/C/R, SSU-MR-201/C, SSU-MR-201/C/R, SSU-MR-204/C
e26c4472-2119-41d3-b0c6-9a7dbbf8f46d |  |  |  | North | Autocall |  | Hardware |  |  |  | Hardware | TRUE | A4090-9813 | + | Adapter plate to fit 4 11/16 in. (119 mm) square electrical box | 1 | [6 empty] | FALSE | [5 empty] | #FFFFFFFF |  |  | FALSE | FALSE | FALSE | [14 empty] | FALSE | [5 empty] | DESKTOP-7EIEB7A\acont | 2022-02-21 13:20 | THOR\acont | 2024-10-09 10:48 | Cloned from Autocall A4090-9802
bdb550a5-e593-436f-94a6-9a86a36e5030 | NFPA 170 REMOTE TEST SWITCH |  |  | North | Potter |  | REMOTE TEST SWITCH |  |  |  | Module | TRUE | PAD100-LEDK | + | Addressable LED with Key Switch | 1 | 0.0002 | 0.0002 |  |  |  |  | FALSE | [5 empty] | #FFFF0000 | FA-NFPA 170 REMOTE TEST SWITCH | 1 | FALSE | FALSE | FALSE | 914 | [13 empty] | FALSE | [7 empty] | THOR\acont | 2024-09-08 17:27 |  | [Potter] [SLC PAD] [*] [#1 SHARED ADDR ¦ MODULES] PAD100-DIM, PAD100-DIM CL-A, PAD100-LED, PAD100-LEDK, PAD100-MIM, PAD100-NAC, PAD100-OROI, PAD100-PSDA, PAD100-PSSA, PAD100-RM, PAD100-SIM, PAD100-SM, PAD100-TRTI, PAD100-TRTI CL-A, PAD100-ZM, PAD100-ZM C
5577b23b-3704-404c-a240-9a86c6ddc83d | NFPA 170 STROBE WALL |  |  | North | Siemens |  | Strobe |  |  |  | Module | TRUE | SL2SWW-NB | S54329-F214-A1++ | Strobe, Wall, Blue, White, No Lettering | 1 | [12 empty] | #FF0070C0 | FA-NFPA 170 STROBE WALL | 1 | FALSE | FALSE | FALSE | 2023 | [19 empty] | DESKTOP-7EIEB7A\acont | 2023-08-02 11:48 | THOR\acont | 2024-09-08 17:27 | Cloned from Siemens SL2SWW-ALB | [Siemens] [NAC] [16.0 – 33.0 VDC] SL2SPSWR-AL, SL2SPSWR-ALA, SL2SPSWR-F, SL2SPSWR-FB, SL2SPSWR-M, SL2SPSWR-N, SL2SPSWR-NA, SL2SPSWW-AL, SL2SPSWW-ALA, SL2SPSWW-F, SL2SPSWW-FB, SL2SPSWW-M, SL2SPSWW-N, SL2SPSWW-NA, SL2SWR-A, SL2SWR-AL, SL2SWR-ALA, SL2SWR-AL
362fea10-f9ae-4655-b0c5-9a8ad3ee8fda | CADGEN MOTION DETECTOR WALL |  |  | North | Bosch |  | Motion Detector |  |  |  | Module | TRUE | RFPR-12-A | ++ | Wireless curtain detector, 40ft (12m) | 1 |  |  |  |  | 3 | [7 empty] | #FFFF0000 | FA-CADGEN MOTION DETECTOR WALL | 1 | FALSE | FALSE | FALSE | [17 empty] | RPT |  |  | DESKTOP-7EIEB7A\acont | 2022-07-26 16:44 | THOR\acont | 2024-09-08 17:27 | Cloned from Bosch RFPR-C12-CHI | [BluePoint, Bosch] [BOSCH WIRELESS] [ALL DEVICES ++] BP01-302, BP02-202M, BP02-202P, BP02-A202M, BP02-A202P, BP02-A202PH, BP03-302, BP03-A102M, BP03-A102P, RFBT-A, RFDL-11, RFDL-11-A, RFDL-11-CHI, RFDW-RM, RFDW-RM-A, RFDW-RM-CHI, RFDW-SM, RFDW-SM-A, RFDW
d01b1421-de02-4212-af24-9a8b05981813 | NFPA 170 STROBE WALL |  |  | North | Edwards |  | Strobe |  |  |  | Module | TRUE | G4VWF-FR |  | Wall strobe, white, FEU | 1 | [6 empty] | FALSE |  | GRSW-10 |  |  |  | #FF0070C0 | FA-NFPA 170 STROBE WALL | 1 | FALSE | FALSE | FALSE | 2023 | [13 empty] | FALSE | [5 empty] | DESKTOP-7SAL8M7\acont | 2019-08-29 12:20 | THOR\acont | 2024-09-08 17:27 |  | [Edwards, Kidde] [NAC] [VDC] EG4VRF, EG4VRF-FR, EG4VRF-SP, EG4VRN, EG4VWF, EG4VWF-FR, EG4VWF-SP, EG4VWN, G4VRF, G4VRF-FR, G4VRF-SP, G4VRN, G4VWF, G4VWF-FR, G4VWF-SP, G4VWN [Edwards, Kidde] [NAC] [VFWR] EG4VRF, EG4VRF-FR, EG4VRF-SP, EG4VRN, EG4VWF, EG4VWF-FR, EG4VWF-SP, EG4VWN, G4VRF, G4VRF-FR, G4VRF-SP, G4VRN, G4VWF, G4VWF-FR, G4VWF-SP, G4VWN
7747dc5f-114b-42fd-bbb3-9a9d848fc74b |  |  |  | North | CWSI |  | Cards & Components |  |  |  | Card | TRUE | AR5 MAIN BOARD |  | AR5 MAIN BOARD | 1 | [6 empty] | TRUE | [5 empty] | #FFFFFFFF |  |  | TRUE | FALSE | FALSE | [20 empty] | AULAPTOP-PC\Aulaptop | 2019-10-15 04:30 | THOR\acont | 2024-10-09 10:48 | Cloned from New Part CLONED CLONED |  | [CWSI] AR5 MAIN BOARD
50fe101d-f3ef-4a58-9d1d-9a9f9ca68da1 | NFPA 170 SPEAKER WALL |  |  | North | Edwards |  | Speaker |  |  |  | Module | TRUE | WGSRF | ++ | Outdoor rated speaker, wall, red, fire | 1 | [6 empty] | FALSE | FALSE |  |  |  |  | #FF0070C0 | FA-NFPA 170 SPEAKER WALL | 1 | FALSE | FALSE | FALSE | 2021 | [13 empty] | FALSE |  |  | WP |  |  | THOR\acont | 2024-04-09 09:02 | THOR\acont | 2024-09-08 17:27 | Cloned from Edwards WGSRA | [Edwards, Hochiki, Kidde] [AUDIO 70.7v] [70V AUDIO] EG4SRF, EG4SRN, EG4SVRF, EG4SVRN, EG4SVWA, EG4SVWF, EG4SVWN, EG4SWA, EG4SWF, EG4SWN, G4SRF, G4SRN, G4SVRF, G4SVRN, G4SVWA, G4SVWF, G4SVWN, G4SWA, G4SWF, G4SWN, WGSRA, WGSRF, WGSRF-FR, WGSRF-SP, WGSRN, W [Edwards, Hochiki, Kidde] [AUDIO 25v] [25V AUDIO] EG4SRF, EG4SRN, EG4SVRF, EG4SVRN, EG4SVWA, EG4SVWF, EG4SVWN, EG4SWA, EG4SWF, EG4SWN, G4SRF, G4SRN, G4SVRF, G4SVRN, G4SVWA, G4SVWF, G4SVWN, G4SWA, G4SWF, G4SWN, WGSRA, WGSRF, WGSRF-FR, WGSRF-SP, WGSRN, WGS
cdb44c35-df09-41d3-8b69-9aa70a225710 | CADGEN PROXIMITY READER |  |  | North | Edwards | Security/Access Control | Prox Reader |  |  |  | Module | TRUE | CR-5365 |  | Proximity Reader, Mullion Mount, charcoal | 1 | [6 empty] | FALSE | [5 empty] | #FFFF0000 | FA-CADGEN PROXIMITY READER | 1 | FALSE | FALSE | FALSE | [14 empty] | FALSE | [7 empty] | THOR\acont | 2024-09-08 17:27
d5f8607e-f837-4030-864a-9aaa43c1f891 | NFPA 170 MANUAL PULL |  |  | North | Ansul |  | Manual Station |  |  |  | Module | TRUE | 428655 | ++ | Manual Pull Station, SPST, conventional | 1 | [6 empty] | TRUE | [5 empty] | #FFFF0000 | FA-NFPA 170 MANUAL PULL | 1 | FALSE | FALSE | FALSE | [20 empty] | AUGUSTXPS17-EUP\aucon | 2022-05-25 03:56 | THOR\acont | 2024-09-08 17:27 | Cloned from Ansul New Part CLONED | [Ansul] [IDC] 01 [*] [ALL DEVICES ++] 428655, 428656, 430559, 430562, 430565, 430566, 431196, 433940, 433941
7afb05da-c29e-4a16-a393-9aac4de893ff | NFPA 170 MANUAL PULL |  |  | North | Sigcom |  | Manual Station |  |  |  | Module | TRUE | SG-42CXK2-BL | + | Single Action Pull Station, DPDT, Blue | 1 | [6 empty] | TRUE | [5 empty] | #FFFF0000 | FA-NFPA 170 MANUAL PULL | 1 | FALSE | FALSE | FALSE | 957 | [19 empty] | DESKTOP-7SAL8M7\acont | 2019-11-18 11:54 | THOR\acont | 2024-09-08 17:27 | Cloned from Sigcom SG-42CXK1-BL CLONED | [Sigcom] [IDC] 01 SG-42CXK1-BL, SG-42CXK1E-BL, SG-42CXK1E-GR, SG-42CXK1E-RD, SG-42CXK1E-YL, SG-42CXK1-GR, SG-42CXK1-RD, SG-42CXK1-YL, SG-42CXK2-BL, SG-42CXK2-GR, SG-42CXK2-RD, SG-42CXK2-YL, SG-42SK1, SG-42SK1-SC, SG-42SK2, SG-42SK2-SC, SGX-32SK1-SC
6836711a-01c3-4a15-9d2a-9aae8539daf7 |  |  |  | North | Siemens | [5 empty] | Module | TRUE | PAB2-ENCL | S54339-A10-A1 | PAD & AMP BOOSTER ENCL 2HU BLK | 1 | [12 empty] | #FFFFFFFF |  |  | FALSE | FALSE | FALSE | [20 empty] | DESKTOP-7SAL8M7\acont | 2019-08-13 09:04 | THOR\acont | 2024-10-09 10:48
94f3339c-0060-4dba-bbcf-9aaf9e011d1d |  |  |  | North | Hochiki |  | Cards & Components |  |  |  | Card | TRUE | S791 |  | 8 Channel Relay Panel Module | 1 | 0 | 0.08 |  |  |  |  | TRUE | [5 empty] | #FFFFFFFF |  |  | FALSE | FALSE | FALSE | [20 empty] | DESKTOP-GHR3H5U\Anthony | 2019-11-27 07:39 | THOR\acont | 2024-10-09 10:48 | Cloned from Hochiki S560
c66e8cf9-e2fe-4722-abe9-9ab17fc85644 |  |  |  | North | System Sensor |  | Hardware |  |  |  | Hardware | TRUE | BEAMLRK | ++ | Long-range kit for BEAM1224 and BEAM200 | 1 | [6 empty] | FALSE | FALSE |  |  |  |  | #FFFFFFFF |  |  | FALSE | FALSE | FALSE | [14 empty] | FALSE | [5 empty] | DESKTOP-7SAL8M7\acont | 2020-02-23 09:44 | THOR\acont | 2024-10-09 10:48 | Cloned from Notifier BEAMLRK
c3002886-8d69-4371-bd46-9ab92b7bcf6f | NFPA 170 STROBE WALL |  |  | North | Edwards |  | Strobe |  |  |  | Module | TRUE | 405-3A-TW |  | 30cdW, 15cdC Strobe, White, Terminals | 1 | [6 empty] | FALSE | FALSE |  |  |  |  | #FF0070C0 | FA-NFPA 170 STROBE WALL | 1 | FALSE | FALSE | FALSE | 2023 | [13 empty] | FALSE |  |  | C |  |  |  |  | THOR\acont | 2024-09-08 17:27 |  | [Edwards] [NAC] [24 VDC] 405-3A-T, 405-3A-TW [Edwards] [NAC] [24 VFWR] 405-3A-T, 405-3A-TW
e69448c5-1f07-4326-ba4e-9ab9ceba4952 |  |  |  | North | VES |  | Cards & Components |  |  |  | Card | TRUE | VF1054-00-H | + | SLC One Loop Expansion Card | 1 | 0.075 | 0.075 |  |  |  |  | TRUE | [5 empty] | #FFFFFFFF |  |  | FALSE | FALSE | FALSE | [20 empty] | DESKTOP-7EIEB7A\acont | 2021-11-04 11:11 | THOR\acont | 2024-10-09 10:48 | Cloned from Hochiki FNP-1127-SLC |  | [Hochiki, VES] FNP-1127-SLC, VF1054-00-H
cfb8b05d-c287-493b-83f6-9abefc5cef97 | NFPA 170 STROBE CEILING |  |  | North | Autocall |  | Strobe |  |  |  | Module | TRUE | A49VO-APPLC-BA | + | Visual Only Notification Appliances, Indoor Ceiling Mount Strobe, Assembled in USA | 1 | 0 | 0 |  |  |  |  | TRUE | TRUE |  |  |  |  | #FF0070C0 | FA-NFPA 170 STROBE CEILING | 1 | FALSE | FALSE | FALSE | 2022 | [16 empty] | C |  |  | DESKTOP-7EIEB7A\acont | 2021-11-14 11:15 | THOR\acont | 2024-09-08 17:27 | Cloned from Autocall A49VO-APPLC | [Autocall, Simplex] [IDNac] [23VDC] 49HFV-APPLC (C), 49HFV-APPLC-BA (C), 49SV-APPLC (C), 49SV-APPLC-BA (C), 49VO-APPLC (C), 49VO-APPLC-BA (C), A49HFV-APPLC (C), A49HFV-APPLC-BA (C), A49SV-APPLC (C), A49SV-APPLC-BA (C), A49VO-APPLC (C), A49VO-APPLC-BA (C)
9c919feb-839a-4130-9fbd-9ac719611473 | NFPA 170 ADDRESSABLE INPUT MONITOR MODULE |  |  | North | Advanced |  | Addressable Module |  |  |  | Module | FALSE | 55000-830ADV | + | Mini Priority Switch Monitor | 1 | 0.0006 | 0.0006 |  |  |  |  | FALSE | [5 empty] | #FFFF0000 | FA-NFPA 170 ADDRESSABLE INPUT MONITOR MODULE | 1 | FALSE | FALSE | FALSE | 1000 | [13 empty] | FALSE | [5 empty] | DESKTOP-7EIEB7A\acont | 2022-02-28 16:03 | THOR\acont | 2024-09-08 17:27 | Cloned from Apollo 55000-830ADV | [Advanced] [SLC APOLLO MODULES/SENSORS] [*] [#1] 55000-805ADV, 55000-806ADV, 55000-820ADV (C), 55000-830ADV, 55000-831ADV, 55000-863ADV, 58000-450ADV (C), 58000-650ADV (C), AX-SL-DAA-P [Advanced, Apollo] [SLC APOLLO MODULES SENSORS] [*] [#1 SHARED ADDR ¦ MODULES] 45681-800 (C), 45681-805 (C), 55000-001 (C), 55000-002 (C), 55000-005 (C), 55000-006 (C), 55000-009 (C), 55000-010 (C), 55000-765 (C), 55000-790ADV, 55000-805ADV, 55000-806ADV | [Advanced] 55000-805ADV, 55000-806ADV, 55000-820ADV, 55000-830ADV, 55000-831ADV
40dd308c-d91d-460d-9034-9ac8b4889719 |  |  |  | North | Notifier |  | Hardware |  |  |  | Hardware | TRUE | CA-2 |  | Chassis, DVC, 2 Rows, Includes MIC-1 | 1 | [6 empty] | FALSE | [5 empty] | #FFFFFFFF |  |  | FALSE | FALSE | FALSE | [14 empty] | FALSE | [7 empty] | THOR\acont | 2024-10-09 10:48
448e3086-054f-4f5e-9c70-9acb71b22e4b | NFPA 170 HEAT DETECTOR |  |  | North | Hochiki |  | Heat Detector |  |  |  | Module | TRUE | DSC-EA w/HSC-221R - 2 WIRE RELAY BASE | DSC-EA w/HSC-221R - 2 WIRE RELAY BASE | HEAT DETECTOR w/ 2 WIRE RELAY BASE | 1 | 0.00011 | 0.199 |  |  |  |  | TRUE | TRUE |  | *Refer to Install Sheet |  |  | #FFFF0000 | FA-NFPA 170 HEAT DETECTOR | 1 | FALSE | FALSE | FALSE | 1403 | [16 empty] | R |  |  | DESKTOP-0D6CQVA\lousc | 2019-10-12 07:53 | THOR\acont | 2024-09-08 17:27 | Cloned from Hochiki DCD-135 w/HSC-221R - 2 WIRE RELAY BASE | [Hochiki] [IDC] 01 [IDC] DCD-135 w/HSC-220L LATCHING LED BASE (C), DCD-135 w/HSC-220R - 2 WIRE RELAY BASE (C), DCD-135 w/HSC-221L LATCHING LED BASE (C), DCD-135 w/HSC-221R - 2 WIRE RELAY BASE (C), DCD-135 w/HSC-224L LATCHING LED BASE (C), DCD-135 w
0254e8c5-49c5-4805-906e-9acbbc6ae396 |  |  |  | North | Simplex |  | Cards & Components |  |  |  | Card | TRUE | 4100-0622 |  | DIGITAL AUDIO RISER MODULE | 1 | 0.07 | 0.07 |  |  |  |  | TRUE | [5 empty] | #FFFFFFFF |  |  | FALSE | FALSE | FALSE | [20 empty] | AULAPTOP-PC\Aulaptop | 2019-07-04 04:36 | THOR\acont | 2024-10-09 10:48 |  | [Autocall, Simplex] [DIGITAL AUDIO LOOP] [Digital Audio Riser] 4100-0622, A100-0622
36d1cc86-ce48-4594-909f-9acdfb18fcf8 | NFPA 170 REMOTE ANNUNCIATOR | RISER ANNUNCIATOR |  | North | Siemens |  | Hardware |  |  |  | Hardware | TRUE | FH7201-Z3 | ++ | Housing (Eco) | 1 | [12 empty] | #FFFF0000 | FA-NFPA 170 REMOTE ANNUNCIATOR | 1 | FALSE | FALSE | FALSE | [20 empty] | DESKTOP-7EIEB7A\acont | 2021-11-20 18:55 | THOR\acont | 2024-09-08 17:27 | Cloned from Siemens FHA2017-A1
b0739797-3160-4b59-8022-9ad2b4f40b73 |  |  |  | North | Edwards |  | Cards & Components |  |  |  | Card | TRUE | 30803 |  | Relay Card for RDU | 1 | [6 empty] | TRUE | [5 empty] | #FFFFFFFF |  |  | FALSE | FALSE | FALSE | [14 empty] | FALSE | [7 empty] | THOR\acont | 2024-10-09 10:48
6da8d315-4182-44d4-a3d3-9ad411b1feef | NFPA 170 SPEAKER STROBE |  |  | North | Eaton Wheelock |  | Speaker/Strobe |  |  |  | Module | TRUE | SA-S90-24MCC-FW | + | Speaker/Strobe, 24 VDC, Multi-Candela, , white | 1 | 0 | 0.17 |  |  |  |  | FALSE | FALSE |  |  |  |  | #FF0070C0 | FA-NFPA 170 SPEAKER STROBE | 1 | FALSE | FALSE | FALSE | 2019 | [13 empty] | FALSE | [7 empty] | THOR\acont | 2024-09-08 17:27 |  | [Eaton Wheelock] [AUX POWER] [24VDC] SA-S70-24MCW-ALW, SA-S70-24MCW-FR, SA-S70-24MCW-FW, SA-S70-R, SA-S70-W, SA-S90-24MCC-ALW, SA-S90-24MCC-FR, SA-S90-24MCC-FW, SA-S90-R (C), SA-S90-W (C) [Eaton Wheelock] [AUDIO 25v] [1, 2, 3, 4, 5, 6] SA-S70-24MCW-ALW, SA-S70-24MCW-FR, SA-S70-24MCW-FW, SA-S70-R, SA-S70-W, SA-S90-24MCC-ALW, SA-S90-24MCC-FR, SA-S90-24MCC-FW, SA-S90-R (C), SA-S90-W (C) [Eaton Wheelock] [AUDIO LOW] [1, 2, 3, 4, 5, 6] SA-S70-24MCW-ALW, SA-S70-24MCW-FR, SA-S70-24MCW-FW, SA-S70-R, SA-S70-W, SA-S90-24MCC-ALW, SA-S90-24MCC-FR, SA-S90-24MCC-FW, SA-S90-R (C), SA-S90-W (C) [Eaton Wheelock] [NAC] [16-33VDC] SA-S90-24MCC-ALW, SA-S90-24MCC-FR, SA-S90-24MCC-FW
f035f111-0316-42b9-81a1-9ada92581403 | NFPA 170 STROBE CEILING |  |  | North | Kidde |  | Strobe |  |  |  | Module | TRUE | EGCVWF |  | Strobe, running man, white, fire | 1 | [6 empty] | FALSE | TRUE |  |  |  |  | #FF0070C0 | FA-NFPA 170 STROBE CEILING | 1 | FALSE | FALSE | FALSE | 2022 | [13 empty] | FALSE |  |  | C |  |  | DESKTOP-GHR3H5U\Anthony | 2019-10-17 12:04 | THOR\acont | 2024-09-08 17:27 |  | [Edwards, Kidde] [NAC] [24 FWR] EGCSVRF (C), EGCSVRN (C), EGCSVWA (C), EGCSVWF (C), EGCSVWN (C), EGCVRF (C), EGCVRN (C), EGCVWF (C), EGCVWN (C), GCSVRF (C), GCSVRN (C), GCSVWA (C), GCSVWF (C), GCSVWN (C), GCVRF (C), GCVRN (C), GCVWF (C), GCVWN (C) [Edwards, Kidde] [NAC] [24 VDC] EGCSVRF (C), EGCSVRN (C), EGCSVWA (C), EGCSVWF (C), EGCSVWN (C), EGCVRF (C), EGCVRN (C), EGCVWF (C), EGCVWN (C), GCSVRF (C), GCSVRN (C), GCSVWA (C), GCSVWF (C), GCSVWN (C), GCVRF (C), GCVRN (C), GCVWF (C), GCVWN (C)
3af71c06-8b09-4427-b526-9adcbb1aed62 | NFPA 170 SMOKE HEAT DETECTOR |  |  | North | Kidde |  | Smoke/Heat Detector |  |  |  | Module | TRUE | FX-PHD w/RB4U BASE | ++ | Intelligent Addressable Optical/Fixed Temperature Heat Detector | 1 | 4.5e-05 | 4.5e-05 |  |  |  |  | FALSE | TRUE |  |  |  |  | #FFFF0000 | FA-NFPA 170 SMOKE HEAT DETECTOR | 1 | FALSE | FALSE | FALSE | 1408 | [13 empty] | FALSE | [5 empty] | DESKTOP-7EIEB7A\acont | 2022-03-08 14:34 | THOR\acont | 2024-09-08 17:27 | Cloned from Edwards SIGA-PHD w/SIGA-RB BASE | [Edwards, Kidde] [SLC EST SENSORS] 01 [*] [EST3, iO1000] DS-HFS (C), DS-PS (C), FX-HD w/IB4U BASE, FX-HD w/RB4U BASE, FX-HD w/SB4U BASE, FX-HD w/SB4U-LF BASE, FX-HD wB4U BASE, FX-PD w/B4U BASE (C), FX-PD w/IB4U BASE (C), FX-PD w/SB4U BASE (C), FX-PD w/SB [Kidde] [SLC EST SENSORS] [*] [#4 TYPE ADDR ¦ SENSORS] DS-HFS (C), DS-PS (C), FX-HD w/IB4U BASE, FX-HD w/RB4U BASE, FX-HD w/SB4U BASE, FX-HD w/SB4U-LF BASE, FX-HD wB4U BASE, FX-PD w/B4U BASE (C), FX-PD w/IB4U BASE (C), FX-PD w/SB4U BASE (C), FX-PD w/SB4U [Edwards, Kidde] [SLC EST MODULES/SENSORS] 01 [*] [iO64] DS-HFS (C), DS-PS (C), FX-HD w/IB4U BASE, FX-HD w/RB4U BASE, FX-HD w/SB4U BASE, FX-HD w/SB4U-LF BASE, FX-HD wB4U BASE, FX-PD w/B4U BASE (C), FX-PD w/IB4U BASE (C), FX-PD w/SB4U BASE (C), FX-PD w/SB [Kidde] [SLC EST MODULES SENSORS] [*] [#2 SHARED ADDR ¦ SENSORS] DS-HFS (C), DS-PS (C), FX-HD w/IB4U BASE, FX-HD w/RB4U BASE, FX-HD w/SB4U BASE, FX-HD w/SB4U-LF BASE, FX-HD wB4U BASE, FX-PD w/B4U BASE (C), FX-PD w/IB4U BASE (C), FX-PD w/SB4U BASE (C), FX
3c4e9673-7c56-4268-a285-9adfdbac4809 |  |  |  | North | Siemens | [5 empty] | Module | TRUE | ZIC-2C | 500-648671 | 2 CHANNEL ADAPTER CARD FOR ZIC-8B | 1 | [12 empty] | #FFFFFFFF |  |  | FALSE | FALSE | FALSE | [20 empty] | DESKTOP-7SAL8M7\acont | 2019-08-13 09:04 | THOR\acont | 2024-10-09 10:48
7c557179-7935-4926-a014-9ae11f7f0626 | NFPA 170 AMPLIFIER RACK |  |  | North | Edwards |  | Amplifier |  |  |  | Assembly | TRUE | RKU-36 |  | Amplifier Cabinet, 21 Rack Spaces, 36.75" | 1 | [6 empty] | FALSE | [5 empty] | #FFFF0000 | FA-NFPA 170 AMPLIFIER RACK | 1 | FALSE | FALSE | FALSE | [14 empty] | FALSE | [7 empty] | THOR\acont | 2024-09-08 17:27
b61c9b39-c0b0-4918-8b81-9ae192cfc743 | CADGEN ELECTRIC STRIKE |  |  | North | RCI | Security/Access Control | Electric Strike |  |  |  | Module | TRUE | 8310 | ++ | ELECTROMAGNETIC LOCKS | 1 | 0.25 | 0.25 |  |  | 12 |  | TRUE | [5 empty] | #FFFF0000 | FA-CADGEN ELECTRIC STRIKE | 1 | FALSE | FALSE | FALSE | [17 empty] | R1 |  |  | DESKTOP-7EIEB7A\acont | 2023-01-27 07:56 | THOR\acont | 2024-09-08 17:27 | Cloned from RCI DE8310 | [Alarm Controls, ALARM CONTROLS CORPORATION, ASSA ABLOY, Generic, HES, RCI, Von Duprin] [ACCESS CONTROL OUTPUT] [*] 1200L, 1200LB, 1200S, 1500, 1600, 4200, 5100, 600D, 600L, 600S, 6210, 6211, 6211AL, 6211WF, 6212, 6212WF, 6213, 6214, 6215, 6216, 6221, 62
6f95be6a-bd47-45de-a1da-9ae5efd933a4 | NFPA 170 HEAT DETECTOR |  |  | North | Gamewell FCI |  | Heat Detector |  |  |  | Module | TRUE | WTD-H | + | Addressable Wireless Fixed-Temperature (135 Degrees) Heat Detector | 1 | [6 empty] | FALSE | [5 empty] | #FFFF0000 | FA-NFPA 170 HEAT DETECTOR | 1 | FALSE | FALSE | FALSE | 1403 | [13 empty] | FALSE |  |  | W |  |  | DESKTOP-7SAL8M7\acont | 2020-03-19 13:00 | THOR\acont | 2024-09-08 17:27 | Cloned from Firelite W-H355 | [Gamewell FCI] [SLC SENSORS] [*] [#4 TYPE ADDR ¦ SENSORS] ADPF (C), ASD-PL2F w/B200S-LF-WH (C), ASD-PL2F w/B210LP (C), ASD-PL2FR (C), ASD-PL3 w/B200S-LF-WH (C), ASD-PL3 w/B200SR-LF-WH (C), ASD-PL3 w/B200SR-WH (C), ASD-PL3 w/B224BI-WH (C), ASD-PL3 w/B224R [Farenhyt, Firelite, Gamewell FCI, Notifier, Silent Knight] [SWIFT MESH DEVICES] 01 FWH-200FIX135, FWH-200ROR135, FW-MM, FW-RM, NBG-12WL, WAM-MM, WAM-RC, W-BG12LX, W-CRF, W-H355, W-H355R, WIDP-HEAT w/B210W, WIDP-HEAT-ROR w/B210W, WIDP-MONITOR, WIDP-PULL- [Gamewell FCI] [SLC MODULES SENSORS] [*] [#2 SHARED ADDR ¦ SENSORS] ADPF (C), ASD-PL2F w/B200S-LF-WH (C), ASD-PL2F w/B210LP (C), ASD-PL2FR (C), ASD-PL3 w/B200S-LF-WH (C), ASD-PL3 w/B200SR-LF-WH (C), ASD-PL3 w/B200SR-WH (C), ASD-PL3 w/B224BI-WH (C), ASD-P
3d5378ba-3e0b-4c5b-aa95-9ae6028751a4 | NFPA 170 NOTIFICATION CIRCUIT EXTENDER PANEL | RISER NAC |  | North | Potter |  | Cards & Components |  |  |  | Card | TRUE | PSB-10 MAIN BOARD | + | Bulk Power Supply Main Board | 1 | [6 empty] | TRUE | [5 empty] | #FFFF0000 | FA-NFPA 170 NOTIFICATION CIRCUIT EXTENDER PANEL | 1 | FALSE | FALSE | FALSE | [14 empty] | FALSE | [5 empty] | DESKTOP-7EIEB7A\acont | 2021-01-20 07:51 | THOR\acont | 2024-09-08 17:27 | Cloned from Potter PSB-10 | [Advanced, Potter] [VAC ] [120VAC] AFC-100 Main Board, AFC-1000 Main Board, AFC-50 Main Board, ARC-100 Main Board, AX-PSN104 Main Board, AX-PSN106 Main Board, AX-PSN108 Main Board, AX-PSN-64 Main Board, DCA-10025 (25V) Main Board, DCA-10025 (70V) Main Bo | [Potter] PSB-10 MAIN BOARD
54ff8429-6ea0-4d1b-abd1-9aee32ada66d |  |  |  | North | Advanced | [5 empty] | Module | TRUE | AX-APS2-F2 |  | Intelligent Manual Pull Station, Dual Action | 1 | [6 empty] | TRUE | [5 empty] | #FFFFFFFF |  |  | FALSE | FALSE | FALSE | [20 empty] | AULAPTOP-PC\Aulaptop | 2019-05-12 11:51 | THOR\acont | 2024-10-09 10:48 | Cloned from Advanced New Part
2a54e22c-d0ca-414e-9610-9aeefd4304d7 | NFPA 170 SPEAKER STROBE CEILING |  |  | North | Edwards |  | Speaker/Strobe |  |  |  | Module | TRUE | GCFR-S7VM |  | 70V Speaker/Strobe, red, FIRE, 15, 30, 75, 95 cd, clear | 1 | 0 | 0.168 |  |  |  |  | FALSE | TRUE |  |  |  |  | #FF0070C0 | FA-NFPA 170 SPEAKER STROBE CEILING | 1 | FALSE | FALSE | FALSE | 2020 | [13 empty] | FALSE |  |  | C |  |  |  |  | THOR\acont | 2024-09-08 17:27 |  | [Edwards, Kidde] [NAC] [24 VDC] EGCFR-VM (C), EGCF-VM (C), GCFR-S7VM (C), GCFR-VM (C), GCF-S2VM (C), GCF-S7VM (C), GCF-VM (C), GCHFRF-S2VMC (C), GCHFRF-S7VMC (C), GCHFRN-S2VMC (C), GCHFRN-S7VMC (C), GCHFWA-S2VMA (C), GCHFWA-S2VMC (C), GCHFWA-S7VMA (C), G [Edwards, Kidde] [NAC] [16 VDC] EGCFR-VM (C), EGCF-VM (C), GCFR-S7VM (C), GCFR-VM (C), GCF-S2VM (C), GCF-S7VM (C), GCF-VM (C), GCHFRF-S2VMC (C), GCHFRF-S7VMC (C), GCHFRN-S2VMC (C), GCHFRN-S7VMC (C), GCHFWA-S2VMA (C), GCHFWA-S2VMC (C), GCHFWA-S7VMA (C), G [Edwards, Kidde] [AUDIO 70.7v] [70V AUDIO] G4F-S7, G4F-S7V1575, G4F-S7VM, G4HFRF-S7, G4HFRF-S7VMC, G4HFRN-S7, G4HFRN-S7VMC, G4HFWA-S7, G4HFWA-S7VMA, G4HFWA-S7VMC, G4HFWF-S7, G4HFWF-S7VMC, G4HFWN-S7, G4HFWN-S7VMA, G4HFWN-S7VMB, G4HFWN-S7VMC, G4RF-S7, G4RF
d78b59c7-f0a4-43f8-a9ee-9afdcf190e7e |  |  |  | North | Alpha Communications |  | Cards & Components |  |  |  | Card | TRUE | RCC2505CS Main Board | + | Main Board | 1 | [6 empty] | TRUE | [5 empty] | #FFFFFFFF |  |  | TRUE | FALSE | FALSE | [14 empty] | FALSE | [5 empty] | DESKTOP-7EIEB7A\acont | 2022-02-10 10:08 | THOR\acont | 2024-10-09 10:48 | Cloned from Rath Area of Refuge 2500-12RCF MAIN CARD |  | [Alpha Communications] RCC2505CS Main Board
c86abfa7-d5c1-4404-ab54-9b021a7475b0 | NFPA 170 SMOKE DETECTOR |  |  | North | Notifier |  | Smoke Detector |  |  |  | Module | TRUE | 1424 | ++ | Ionization Detector, 4-wire direct, 24VDC | 1 | 0.0001 | 0.041 |  |  |  |  | FALSE | TRUE |  |  |  |  | #FFFF0000 | FA-NFPA 170 SMOKE DETECTOR | 1 | FALSE | FALSE | FALSE | 1408 | [13 empty] | FALSE | [7 empty] | THOR\acont | 2024-09-08 17:27 | 20191121 AC Detector without base | [Firelite, Macurco, Notifier, Silent Knight, System Sensor] [AUX POWER] [*] [AUX INPUT ++] 1251B (C), 1412B (C), 1424 (C), 2112/24AT (C), 2112/24S (C), 2112/24TS (C), 2112AITR (C), 2112ATR (C), 2112R (C), 2124AITR (C), 2124ATR (C), 2124R (C), 2151 w/B110 [Firelite, Macurco, Notifier, Silent Knight, System Sensor] [IDC] 01 [IDC 4-WIRE ++] 1251B (C), 1412B (C), 1424 (C), 2112/24AT (C), 2112/24S (C), 2112/24TS (C), 2112AITR (C), 2112ATR (C), 2112R (C), 2124AITR (C), 2124ATR (C), 2124R (C), 2151 w/B110RLP (C
1612eedf-9c73-4442-af53-9b07daf42135 |  |  |  | North | Bosch | [5 empty] | Module | TRUE | VGA-FIBER-AN | * | Analog Fiber Optic Kit | 1 | [12 empty] | #FFFFFFFF |  |  | FALSE | FALSE | FALSE | [20 empty] | DESKTOP-7EIEB7A\acont | 2021-08-13 06:25 | THOR\acont | 2024-10-09 10:48
b807dc78-d9fb-43c1-b73c-9b082e332a13 |  |  |  | North | MIRCOM |  | Hardware |  |  |  | Hardware | TRUE | BAT-12V75A |  | 12 VOLT 75AH BATTERIES | 1 | [6 empty] | FALSE | [5 empty] | #FFFFFFFF |  |  | FALSE | FALSE | FALSE | [14 empty] | FALSE | [7 empty] | THOR\acont | 2024-10-09 10:48
b62c5480-6fcd-4c8e-9b87-9b0f8eeb40ee |  |  |  | North | Notifier |  | Cards & Components |  |  |  | Card | TRUE | DCADC (25V) |  | Class A Expander 25V | 1 | [6 empty] | TRUE | [5 empty] | #FFFFFFFF |  |  | FALSE | FALSE | FALSE | [20 empty] | DESKTOP-7EIEB7A\acont | 2021-05-18 08:42 | THOR\acont | 2024-10-09 10:48 | Cloned from Notifier DCADC (70V) |  | [Notifier] DCADC (25V)
f465a64f-3489-4b55-9794-9b10374e50da |  |  |  | North | Edwards |  | Cards & Components |  |  |  | Card | TRUE | FSP1004RD Mainboard |  | Mainboard for FSP1004RD assembly | 1 | 0.193 | 0.349 |  |  |  |  | TRUE | [5 empty] | #FFFFFFFF |  |  | FALSE | FALSE | FALSE | [14 empty] | FALSE | [7 empty] | THOR\acont | 2024-10-09 10:48 |  | [Edwards, Kidde, Macurco] [IDC] [#1 ALARM] 2IDC, 76-600000-001 Main Board, 76-800xxx-xxx Main Board, 77-600000-901 Main Board, 84-732001-901 Main Board, DVP-120 Mainboard, EST1-2Z Mainboard, FSP1004G Mainboard, FSP1004G-2 Mainboard, FSP1004GD Mainboard, [Edwards, Kidde, Macurco] [IDC] [#2 TROUBLE] 2IDC, 76-600000-001 Main Board, 76-800xxx-xxx Main Board, 77-600000-901 Main Board, 84-732001-901 Main Board, DVP-120 Mainboard, EST1-2Z Mainboard, FSP1004G Mainboard, FSP1004G-2 Mainboard, FSP1004GD Mainboard [Edwards, Kidde] [VAC ] 2IDC, 76-600000-001 Main Board, 76-800xxx-xxx Main Board, 77-600000-901 Main Board, 84-732001-901 Main Board, APS10A Mainboard, APS6A Mainboard, BPS10A Mainboard, BPS10A/230 Mainboard, BPS6A Mainboard, BPS6A/230 Mainboard, EST1-2Z [Edwards, Kidde, Macurco] [IDC] [#3 SUPERVISORY] 2IDC, 76-600000-001 Main Board, 76-800xxx-xxx Main Board, 77-600000-901 Main Board, 84-732001-901 Main Board, DVP-120 Mainboard, EST1-2Z Mainboard, FSP1004G Mainboard, FSP1004G-2 Mainboard, FSP1004GD Mainb | [Edwards, Kidde] FSP1004GD Mainboard, FSP1004RD Mainboard, FSP302GD Mainboard, FSP302RD Mainboard, FSP502GD Mainboard, FSP502RD Mainboard, FX-1000D Mainboard, FX-64RD Mainboard, iO1000GD Mainboard, iO1000RD Mainboard, iO64GD Mainboard, iO64RD Mainboard, V [Edwards] FSP1004RD Mainboard [Edwards, Kidde] FSP1004G Mainboard, FSP1004G-2 Mainboard, FSP1004GD Mainboard, FSP1004R Mainboard, FSP1004RD Mainboard, FSP302G Mainboard, FSP302G-2 Mainboard, FSP302GD Mainboard, FSP302R Mainboard, FSP302RD Mainboard, FSP502G Mainboard, FSP502G-2 Mainbo [Edwards] FSP1004G Mainboard, FSP1004G-2 Mainboard, FSP1004GD Mainboard, FSP1004R Mainboard, FSP1004RD Mainboard [Edwards] FSP1004G Mainboard, FSP1004G-2 Mainboard, FSP1004GD Mainboard, FSP1004R Mainboard, FSP1004RD Mainboard
507c9ef0-eb8d-400b-bb7a-9b128d1f6727 | NFPA 170 ADDRESSABLE INPUT MONITOR MODULE |  |  | North | Edwards |  | Addressable Module |  |  |  | Module | TRUE | SIGA-MCT2 | ++ | Dual Input Module - UIO Motherboard Mount | 2 | 0.000396 | 0.00068 |  |  |  |  | TRUE | [5 empty] | #FFFF0000 | FA-NFPA 170 ADDRESSABLE INPUT MONITOR MODULE | 1 | FALSE | FALSE | FALSE | [14 empty] | FALSE |  |  | DM |  |  |  |  | THOR\acont | 2024-10-08 16:39 |  | [Edwards] [SLC EST MODULES] 01 [*] [EST3, iO1000] SIGA-270P, SIGA-CT2, SIGA-CT2I, SIGA-MCT2, SIGA-WTM [Edwards, Kidde] [SLC EST MODULES] 02 [EST3, iO1000 ] FX-IDC2B, FX-IDCWS, GSA-CT2, GSA-MCT2, GSA-REL, GSA-T3T4, GSA-WTM, SIGA-AA30, SIGA-AA50, SIGA-CC2, SIGA-CC2A, SIGA-CT2, SIGA-CT2I, SIGA-MCC2, SIGA-MCC2A, SIGA-MCT2, SIGA-MDM, SIGA-REL, SIGA-TCDR, SIGA [Edwards, Kidde] [SLC EST MODULES/SENSORS] 02 [*] [iO64] 70-417008-001, FX-2WIRE, FX-IDC1A, FX-IDC1B, FX-IDC2B, FX-IDCWS, FX-NAC, GSA-CC1, GSA-CC1S, GSA-CC2, GSA-CT1, GSA-CT2, GSA-IO, GSA-MAB, GSA-MCC1, GSA-MCC1S, GSA-MCC2, GSA-MCT2, GSA-MIO, GSA-MM1, GS [Edwards, Kidde] [SLC EST MODULES] [*] [#3 TYPE ADDR ¦ MODULES] GSA-UIO2R, GSA-UIO6, GSA-UIO6R, RZI16-2, SIGA-270, SIGA-270P, SIGA-278, SIGA-AA30, SIGA-AA50, SIGA-CC1, SIGA-CC1S, SIGA-CC2, SIGA-CC2A, SIGA-CR, SIGA-CR2, SIGA-CRH, SIGA-CRR, SIGA-CT1, SIGA- [Edwards, Kidde] [SLC EST MODULES/SENSORS] 04 [iO64] FX-IDC2B, FX-IDCWS, GSA-CT2, GSA-MCT2, GSA-REL, GSA-WTM, SIGA-CC2, SIGA-CC2A, SIGA-CT2, SIGA-CT2I, SIGA-MCC2, SIGA-MCC2A, SIGA-MCT2, SIGA-REL, SIGA-WTM [Edwards, Kidde] [SLC EST MODULES SENSORS] [*] [#1 SHARED ADDR ¦ MODULES] GSA-UIO2R, GSA-UIO6, GSA-UIO6R, RZI16-2, SIGA-270, SIGA-270P, SIGA-278, SIGA-AA30, SIGA-AA50, SIGA-CC1, SIGA-CC1S, SIGA-CC2, SIGA-CC2A, SIGA-CR, SIGA-CR2, SIGA-CRH, SIGA-CRR, SIGA- [Edwards] [SLC EST MODULES/SENSORS] 01 [*] [iO64] SIGA-270P, SIGA-CT2, SIGA-CT2I, SIGA-MCT2, SIGA-WTM [Edwards, Kidde] [SLC EST MODULES] 01 [*] [EST3, iO1000 ] FX-2WIRE, FX-IDC1A, FX-IDC1B, FX-IDC2B, FX-IDCWS, FX-ISO, FX-NAC, GSA-CC1, GSA-CC1S, GSA-CC2, GSA-CT1, GSA-CT2, GSA-IO, GSA-MAB, GSA-MCC1, GSA-MCC1S, GSA-MCC2, GSA-MCT2, GSA-MIO, GSA-MM1, GSA-MRM1 | [Edwards, Kidde] FX-IDC2B, FX-IDCWS, GSA-CT2, GSA-MCT2, GSA-WTM, SIGA-CT2, SIGA-CT2I, SIGA-MCT2, SIGA-WTM
7fdbf692-46e6-46dd-9bf1-9b19052d045e | NFPA 170 SMOKE CO DETECTOR |  |  | North | DMP |  | Smoke/CO Detector |  |  |  | Module | TRUE | 1168 | ++ | Wireless CO/Smoke Detector | 1 | [6 empty] | TRUE | TRUE |  |  |  |  | #FFFF0000 | FA-NFPA 170 SMOKE CO DETECTOR | 1 | FALSE | FALSE | FALSE | 1411 | [19 empty] | THOR\acont | 2023-10-05 09:31 | THOR\acont | 2024-09-08 17:27 | Cloned from DMP 1164 | [BluePoint, DMP] [DMP WIRELESS] [WIRELESS] 1103, 1126R, 1135, 1164 (C), 1164NS (C), 1165H (C), 1168 (C), 1181-R, 1182, 1183-135F, 1183-135R, 1184-W (C), BP01-303, BP02-203M, BP02-203P, BP02-A203M, BP02-A203P, BP02-A203PH, BP03-303, BP03-A103M, BP03-A103P
c900c061-ed46-40cc-8102-9b190c0f2914 |  |  |  | North | Siemens | [5 empty] | Module | TRUE | FT-SXR | 500-696104 | SEMI-FLUSH TRIM (RED)/SXL-EX | 1 | [12 empty] | #FFFFFFFF |  |  | FALSE | FALSE | FALSE | [20 empty] | DESKTOP-7SAL8M7\acont | 2019-08-13 09:04 | THOR\acont | 2024-10-09 10:48
747a5d78-1720-4aac-bc88-9b33b55ed569 |  |  |  | North | NAPCO |  | Cards & Components |  |  |  | Card | TRUE | SLE-MAX2-FIRE MAIN BOARD |  |  | 1 | 0.085 | 0.325 |  |  |  |  | TRUE | [5 empty] | #FFFFFFFF |  |  | FALSE | FALSE | FALSE | [20 empty] | XPS-17-9710\August | 2024-04-27 06:19 | THOR\acont | 2024-10-09 10:48 |  | [NAPCO] [AUX POWER] SLE-MAX2-CFB MAIN BOARD, SLE-MAX2-FIRE MAIN BOARD [NAPCO] [IDC] 04 [INPUT #2] SLE-MAX2-CFB MAIN BOARD, SLE-MAX2-CFBPS MAIN BOARD, SLE-MAX2-FIRE MAIN BOARD [NAPCO, Potter] [AUX POWER] [*] CDMA-FIRE, IntelliCom-5GA, IntelliCom-5GV, SLE/4G-CDMA-CFB, SLE/4G-CDMA-CFB-PS, SLE/4G-CDMA-FIRE, SLE/4G-CDMAI-FIRE, SLE-CDMA-CFB, SLE-CDMA-CFB-PS, SLE-CDMA-FIRE, SLE-CDMAI-FIRE, SLE-LTEV-CB, SLE-LTEV-CB-TF, SLE-LTEV-CFB, [NAPCO, Potter] [DACT] [#1 DACT] IntelliCom-5GA, IntelliCom-5GV, SLE/4G-CDMA-CFB, SLE/4G-CDMA-CFB-PS, SLE/4G-CDMA-FIRE, SLE/4G-CDMAI-FIRE, SLE-CDMA-CFB, SLE-CDMA-CFB-PS, SLE-CDMA-FIRE, SLE-CDMAI-FIRE, SLE-LTEA-CFB-PS Main Card, SLE-LTEAI-CFB-PS Main Card [NAPCO] [NAC Trigger] SLE-MAX2-CFB MAIN BOARD, SLE-MAX2-CFBPS MAIN BOARD, SLE-MAX2-FIRE MAIN BOARD [NAPCO] [IDC] 05 [INPUT #2] SLE-MAX2-CFB MAIN BOARD, SLE-MAX2-CFBPS MAIN BOARD, SLE-MAX2-FIRE MAIN BOARD [NAPCO] [IDC] 07 [INPUT #2] SLE-MAX2-CFB MAIN BOARD, SLE-MAX2-CFBPS MAIN BOARD, SLE-MAX2-FIRE MAIN BOARD [NAPCO] [IDC] 06 [INPUT #2] SLE-MAX2-CFB MAIN BOARD, SLE-MAX2-CFBPS MAIN BOARD, SLE-MAX2-FIRE MAIN BOARD [NAPCO, Potter] [DACT] [#2 DACT] IntelliCom-5GA, IntelliCom-5GV, SLE/4G-CDMA-CFB, SLE/4G-CDMA-CFB-PS, SLE/4G-CDMA-FIRE, SLE/4G-CDMAI-FIRE, SLE-CDMA-CFB, SLE-CDMA-CFB-PS, SLE-CDMA-FIRE, SLE-CDMAI-FIRE, SLE-LTEA-CFB-PS Main Card, SLE-LTEAI-CFB-PS Main Card
0e335f8d-4ec9-4d45-89b1-9b4173be99fa |  |  |  | North | Notifier | [5 empty] | Module | TRUE | 18439 |  | Chassis used w/ BB-XP | 1 | [6 empty] | TRUE | [5 empty] | #FFFFFFFF |  |  | FALSE | FALSE | FALSE | [20 empty] | DESKTOP-7EIEB7A\acont | 2022-04-15 16:27 | THOR\acont | 2024-10-09 10:48
2d5e25f1-7f2d-4883-92ae-9b43e0ff8a58 | NFPA 170 HEAT DETECTOR |  |  | North | Edwards |  | Heat Detector |  |  |  | Module | TRUE | EC2-H w/EC2-RB BASE | + | Heat detector, 135 fixed/ROR | 1 |  | 0.06 |  |  |  |  | FALSE | TRUE |  |  |  |  | #FFFF0000 | FA-NFPA 170 HEAT DETECTOR | 1 | FALSE | FALSE | FALSE | 1408 | [13 empty] | FALSE | [5 empty] | DESKTOP-7EIEB7A\acont | 2022-07-19 07:33 | THOR\acont | 2024-09-08 17:27 | Cloned from Edwards EC2-OSH w/EC2-RB BASE | [Edwards] [IDC] 01 [*] EC2-H w/EC2-RB BASE (C), EC2-H w/EC2-RB4 BASE (C), EC2-H w/EC2-SB BASE (C), EC2-H w/EC2-SB4 BASE (C), EC2-OS w/EC2-RB BASE (C), EC2-OS w/EC2-RB4 BASE (C), EC2-OS w/EC2-SB BASE (C), EC2-OS w/EC2-SB4 BASE (C), EC2-OSH w/EC2-RB BASE (
966c8b98-5a56-4da9-b776-9b44bdba1625 | NFPA 170 HORN STROBE CEILING |  |  | North | Monaco Enterprises |  | Horn/Strobe |  |  |  | Module | TRUE | 585-099-00 | F | HORN STROBE:RED,T-1,CM,2-WIRE,INDOOOR,24V,WHITE FIRE LTR,CLR,15-177 CANDELA | 1 | 0 | 0.071 |  |  |  |  | FALSE | TRUE |  |  |  |  | #FF0070C0 | FA-NFPA 170 HORN STROBE CEILING | 1 | FALSE | FALSE | FALSE | 2013 | [13 empty] | FALSE |  |  | C |  |  | DESKTOP-7SAL8M7\acont | 2020-02-23 12:41 | THOR\acont | 2024-09-08 17:27 | Cloned from System Sensor PC2RL | [Monaco Enterprises] [NAC] [VFWR, TEMPORAL HIGH] 585-099-00 (C), 585-105-00 (C) [Monaco Enterprises] [NAC] [VDC, TEMPORAL HIGH] 585-099-00 (C), 585-105-00 (C)
d6543e4d-8462-462b-8720-9b4acb3b814f | NFPA 170 VOICE EVACUATION CONTROL UNIT |  |  | North | Potter |  | Voice Evac Control Unit |  |  |  | Assembly | TRUE | PVC-MP80 | + | Master Panel, 80 Switch Control | 1 | [6 empty] | FALSE | [5 empty] | #FFFF0000 | FA-NFPA 170 VOICE EVACUATION CONTROL UNIT | 1 | FALSE | FALSE | FALSE | 211 | [8 empty] | 7,12,18 |  |  |  |  | TRUE | [5 empty] | DESKTOP-7SAL8M7\acont | 2020-11-03 16:06 | THOR\acont | 2024-09-08 17:27 | Cloned from Hochiki FNVMP80
9abfd2f8-c138-403d-a8d1-9b4adf4ad8b3 | NFPA 170 BELL |  |  | North | Block Definition Only |  | Bell |  |  |  | Module | TRUE | NFPA 170 BELL |  | NFPA 170 BELL | 1 | [12 empty] | #FFFF0000 | FA-NFPA 170 BELL | 1 | FALSE | FALSE | FALSE | 2000 | [19 empty] | AULAPTOP-PC\Aulaptop | 2020-03-26 07:41 | THOR\acont | 2024-09-08 17:27
00db5378-8146-472c-8f3d-9b51d3aca0f1 | NFPA 170 MANUAL PULL |  |  | North | Hochiki |  | Manual Station |  |  |  | Module | TRUE | DCP-AMS-LP Dual Action Hex Key Lock | DCP-AMS SERIES ADDRESSABLE MANUAL PULL STATION | DCP-AMS SERIES ADDRESSABLE MANUAL PULL STATION | 1 | 0.00055 | 0.00066 |  |  |  |  | TRUE |  |  | *Refer to Install Sheet |  |  | #FFFF0000 | FA-NFPA 170 MANUAL PULL | 1 | FALSE | FALSE | FALSE | 957 | [19 empty] | DESKTOP-0D6CQVA\lousc | 2019-10-06 09:24 | THOR\acont | 2024-09-08 17:27 | from Hochiki DCP-AMS-KL Single Action Key Lock | [Hochiki, VES] [SLC HOCHIKI] 02 [*] [SLC] CZM CONVENTIONAL ZONE MODULE, DCP-AMS Single Action Hex Key Lock, DCP-AMS-KL Single Action Key Lock, DCP-AMS-KL-LP Dual Action Key Lock, DCP-AMS-LP Dual Action Hex Key Lock, DIMM - DUAL INPUT MONITOR MODULE, DIMM
1fb4debd-3f24-4c71-a93f-9b5235fc9be2 |  |  |  | North | Monaco Enterprises |  | Hardware |  |  |  | Hardware | TRUE | 729-205-00 |  | TUBE,SAMPLING:1'-2' DUCT | 1 | [6 empty] | FALSE |  | FLUSH |  | N/A | N/A | #FFFFFFFF |  |  | FALSE | FALSE | FALSE |  |  |  | 3242-1653:0209 | [10 empty] | FALSE | [5 empty] | DESKTOP-7SAL8M7\acont | 2020-02-23 09:57 | THOR\acont | 2024-10-09 10:48 | Cloned from System Sensor DST1.5
a6993c89-0b90-4597-9e29-9b553c3b160e |  |  |  | North | Simplex |  | Hardware |  |  |  | Hardware | TRUE | 49WPBB-AVVOWR |  | WP BACK BOX AV OR VO WALL RED | 1 | [6 empty] | FALSE | [5 empty] | #FFFFFFFF |  |  | FALSE | FALSE | FALSE | [14 empty] | FALSE | [5 empty] | AULAPTOP-PC\Aulaptop | 2019-01-09 11:10 | THOR\acont | 2024-10-09 10:48 | Cloned from Simplex NEW
c006459f-529d-4a4c-b7d5-9b5605bf312e |  |  |  | North | Edwards |  | Hardware |  |  |  | Hardware | TRUE | 3-BTSEN-E |  | Battery Cabinet Temperature Sensor, Power Dist. | 1 | [12 empty] | #FFFFFFFF |  |  | FALSE | FALSE | FALSE | [22 empty] | THOR\acont | 2024-10-09 10:48
573416f0-05c1-44ad-b4b2-9b5aa48a285c | NFPA 170 FIRE ALARM CONTROL UNIT | RISER FACP |  | North | Gamewell FCI |  | Fire Alarm Control Unit |  |  |  | Assembly | TRUE | GF506R | + | Six-zone, 24 volt Agent Release Control Panel (includes backbox, power supply, technical manual, and a frame & post operating instruction sheet) for single and dual hazard agent releasing applications. | 1 | 0 | 0 |  |  |  |  | FALSE | [5 empty] | #FFFF0000 | FA-NFPA 170 FIRE ALARM CONTROL UNIT | 1 | FALSE | FALSE | FALSE | 202 | [8 empty] | 7,12,18 |  |  | 7 |  | TRUE | [5 empty] | DESKTOP-7SAL8M7\acont | 2020-03-11 08:41 | THOR\acont | 2024-09-08 17:27 | Cloned from Gamewell GWF404
d8a05a96-b793-40ef-8aee-9b5e57417da9 | NFPA 170 SPEAKER WALL |  |  | North | Autocall |  | Speaker |  |  |  | Module | TRUE | A49SO-APPLW-O-BA | + | Wall Mount Addressable Weatherproof S/O Appliance only. Assembled in USA | 1 | 0 | 0 |  |  |  |  | TRUE | [5 empty] | #FF0070C0 | FA-NFPA 170 SPEAKER WALL | 1 | FALSE | FALSE | FALSE | 2019 | [16 empty] | WP |  |  | DESKTOP-7EIEB7A\acont | 2022-02-21 14:24 | THOR\acont | 2024-09-08 17:27 | Cloned from Autocall A49HF-APPLW-BA | [Autocall, Simplex] [AUDIO 25v] [25V AUDIO] 49HF-APPLW, 49HF-APPLW-BA, 49HFV-APPLW, 49HFV-APPLW-BA, 49SO-APPLW, 49SO-APPLW-BA, 49SO-APPLW-O, 49SO-APPLW-O-BA, 49SV-APPLW, 49SV-APPLW-BA, 49SV-APPLW-O, 49SV-APPLW-O-BA, A49HF-APPLW, A49HF-APPLW-BA, A49HFV-AP [Autocall, Simplex] [IDNac] [IDNAC] 49HF-APPLC (C), 49HF-APPLC-BA (C), 49HF-APPLW, 49HF-APPLW-BA, 49SO-APPLC (C), 49SO-APPLC-BA (C), 49SO-APPLC-O (C), 49SO-APPLC-O-BA (C), 49SO-APPLW, 49SO-APPLW-BA, 49SO-APPLW-O, 49SO-APPLW-O-BA, A49HF-APPLC (C), A49HF-A [Autocall, Simplex] [AUDIO 70.7v] [70V AUDIO] 49HF-APPLW, 49HF-APPLW-BA, 49HFV-APPLW, 49HFV-APPLW-BA, 49SO-APPLW, 49SO-APPLW-BA, 49SO-APPLW-O, 49SO-APPLW-O-BA, 49SV-APPLW, 49SV-APPLW-BA, 49SV-APPLW-O, 49SV-APPLW-O-BA, A49HF-APPLW, A49HF-APPLW-BA, A49HFV-
2a936fb6-2e46-4a35-b0ce-9b602e9c5ccb |  |  |  | North | Edwards |  | Cards & Components |  |  |  | Card | TRUE | SIGA-MD | ++ | PIR Motion Detector | 1 | 0.0006 | 0.0007 |  |  |  |  | TRUE | [5 empty] | #FFFFFFFF |  |  | FALSE | FALSE | FALSE | [14 empty] | FALSE | [7 empty] | THOR\acont | 2024-10-09 10:48 |  | [Edwards, Kidde] [SLC EST MODULES SENSORS] [*] [#1 SHARED ADDR ¦ MODULES] GSA-UIO2R, GSA-UIO6, GSA-UIO6R, RZI16-2, SIGA-270, SIGA-270P, SIGA-278, SIGA-AA30, SIGA-AA50, SIGA-CC1, SIGA-CC1S, SIGA-CC2, SIGA-CC2A, SIGA-CR, SIGA-CR2, SIGA-CRH, SIGA-CRR, SIGA- [Edwards] [SLC EST MODULES] 03 [*] [EST3, iO1000] SIGA-MD, SIGA-MDS [Edwards] [SLC EST MODULES/SENSORS] 03 [*] [iO64] SIGA-MD, SIGA-MDS [Edwards, Kidde] [SLC EST MODULES] [*] [#3 TYPE ADDR ¦ MODULES] GSA-UIO2R, GSA-UIO6, GSA-UIO6R, RZI16-2, SIGA-270, SIGA-270P, SIGA-278, SIGA-AA30, SIGA-AA50, SIGA-CC1, SIGA-CC1S, SIGA-CC2, SIGA-CC2A, SIGA-CR, SIGA-CR2, SIGA-CRH, SIGA-CRR, SIGA-CT1, SIGA-
d04b7256-e30c-4300-81a1-9b62d76b3101 | NFPA 170 SMOKE DETECTOR |  |  | North | Edwards |  | Smoke Detector |  |  |  | Module | TRUE | SIGA2-PHS w/SIGA-RB BASE | ++ | Photoelectric Smoke/Heat Detector | 1 | 7e-05 | 7e-05 |  |  |  |  | FALSE | TRUE |  |  |  |  | #FFFF0000 | FA-NFPA 170 SMOKE DETECTOR | 1 | FALSE | FALSE | FALSE | 1408 | [13 empty] | FALSE | [7 empty] | THOR\acont | 2024-10-08 16:26 | 20191121 AC Detector with base | [Edwards, Kidde] [SLC EST SENSORS] [*] [#4 TYPE ADDR ¦ SENSORS] KI-DDOS (C), SIGA2-COS w/SIGA-AB4G BASE, SIGA2-COS w/SIGA-AB4G-LF BASE, SIGA2-COS w/SIGA-AB4GT BASE, SIGA2-COS w/SIGA-IB BASE, SIGA2-COS w/SIGA-RB BASE, SIGA2-COS w/SIGA-SB BASE, SIGA2-HCOS [Edwards, Kidde] [SLC EST MODULES/SENSORS] 01 [*] [iO64] DS-HFS (C), DS-PS (C), FX-HD w/IB4U BASE, FX-HD w/RB4U BASE, FX-HD w/SB4U BASE, FX-HD w/SB4U-LF BASE, FX-HD wB4U BASE, FX-PD w/B4U BASE (C), FX-PD w/IB4U BASE (C), FX-PD w/SB4U BASE (C), FX-PD w/SB [Edwards, Kidde] [SLC EST SENSORS] 01 [*] [EST3, iO1000] DS-HFS (C), DS-PS (C), FX-HD w/IB4U BASE, FX-HD w/RB4U BASE, FX-HD w/SB4U BASE, FX-HD w/SB4U-LF BASE, FX-HD wB4U BASE, FX-PD w/B4U BASE (C), FX-PD w/IB4U BASE (C), FX-PD w/SB4U BASE (C), FX-PD w/SB [Edwards, Kidde] [SLC EST MODULES SENSORS] [*] [#2 SHARED ADDR ¦ SENSORS] KI-DDOS (C), SIGA2-COS w/SIGA-AB4G BASE, SIGA2-COS w/SIGA-AB4G-LF BASE, SIGA2-COS w/SIGA-AB4GT BASE, SIGA2-COS w/SIGA-IB BASE, SIGA2-COS w/SIGA-RB BASE, SIGA2-COS w/SIGA-SB BASE, S
f8ba5fa8-d8a0-4000-b7d9-9b63b024e5ce |  |  |  | North | Bosch | [5 empty] | Module | TRUE | VDA-WMT-AODOME | * | Mount OUTDOOR DOME CAMERA WALL MOUNT | 1 | [12 empty] | #FFFFFFFF |  |  | FALSE | FALSE | FALSE | [20 empty] | DESKTOP-7EIEB7A\acont | 2021-08-13 06:25 | THOR\acont | 2024-10-09 10:48
9ae852ac-3e20-4c86-a895-9b656d374e09 | NFPA 170 MANUAL PULL |  |  | North | Potter |  | Manual Station |  |  |  | Module | TRUE | APS-DA | + | Addressable Dual Action Pull Station | 1 | 0.000325 | 0.000325 |  |  |  |  | FALSE | [5 empty] | #FFFF0000 | FA-NFPA 170 MANUAL PULL | 1 | FALSE | FALSE | FALSE | 957 |  |  | 7150-0328:0201 | [10 empty] | FALSE | [7 empty] | THOR\acont | 2024-09-08 17:27 |  | [Potter] [SLC NOHMI] [*] [#1 SHARED ADDR ¦ MODULES] APS-DA, APS-SA, CIZM-4, DCM-4, MCM, MOM-4, SCM-4, TRM-4
495b4cfa-ea07-4a17-a0d4-9b6dbe087280 | NFPA 170 MANUAL PULL |  |  | North | Notifier |  | Manual Station |  |  |  | Module | TRUE | LNG-1R | ++ | Manual Pull Station with spring retainer, double action | 1 | [6 empty] | FALSE | FALSE |  |  |  |  | #FFFF0000 | FA-NFPA 170 MANUAL PULL | 1 | FALSE | FALSE | FALSE | 957 | [13 empty] | FALSE | [7 empty] | THOR\acont | 2024-09-08 17:27 |  | [Chemtronics, Firelite, MIRCOM, Notifier, System Sensor] [IDC] 01 [*] [IDC 2-WIRE ++] 1151 (C), 1151EIS (C), 1400 (C), 1451 (C), 1451DH (C), 1451DHHT (C), 2100AT (C), 2100S (C), 2100TR (C), 2100TS (C), 2151 w/B110LP (C), 2151 w/B116LP (C), 2151 w/B401 (C
cc5973a4-50e2-49b7-8b07-9b6ee4c6fb5d |  |  |  | North | MIRCOM | [5 empty] | Module | TRUE | BB-1012D/DR/DB | new | Remote Annunciator Enclosure Houses twelve modules. “D” White “DR” Red or "DB" for Black Door. | 1 | [12 empty] | #FFFFFFFF |  |  | FALSE | FALSE | FALSE | [20 empty] | THOR\acont | 2024-02-24 16:13 | THOR\acont | 2024-10-09 10:48
6100955a-43fa-47a2-befc-9b7131b45408 | NFPA 170 HEAT DETECTOR |  |  | North | Notifier |  | Heat Detector |  |  |  | Module | TRUE | HD-624 | ++ | Heat Detector, 200°F (93°C) Fixed | 1 | [6 empty] | FALSE | TRUE |  |  |  |  | #FFFF0000 | FA-NFPA 170 HEAT DETECTOR | 1 | FALSE | FALSE | FALSE | 1403 | [13 empty] | FALSE | [7 empty] | THOR\acont | 2024-09-08 17:27 | 20191121 AC Detector without base | [Honeywell, Notifier, System Sensor] [SLC SENSORS] [*] [#4 TYPE ADDR ¦ SENSORS] 2251B (C), 2251-COPTIR (C), 2251-COPTIR w/B200S-WH (C), 2251TB (C), 2251TMB (C), 5251B (C), 5251B-WP (C), 5251H (C), 5251RB (C), 5251RB-WP (C), 7251 (C), 7251DH (C), DH200LP [Det-Tronics, Edwards, Kidde, Notifier] [IDC] 01 30-3013, 30-3013 w/FMM-101, Q3013D, 5621 (C), 5622 (C), 5623 (C), 5624 (C), BNG-1, BNG-1F, BNG-1FTS, BNG-1R, BNG-1SP, BNG-1TS, BNG-1TSL, BNG-1TSR, BNG-1TSRL, CP-651 (C), HD-601 (C), HD-602 (C), HD-603 (C), [Honeywell, Notifier, System Sensor] [SLC MODULES SENSORS] [*] [#2 SHARED ADDR ¦ SENSORS] 2251B (C), 2251-COPTIR (C), 2251-COPTIR w/B200S-WH (C), 2251TB (C), 2251TMB (C), 5251B (C), 5251B-WP (C), 5251H (C), 5251RB (C), 5251RB-WP (C), 7251 (C), 7251DH (C) [Chemtronics, Firelite, MIRCOM, Notifier, System Sensor] [IDC] 01 [*] [IDC 2-WIRE ++] 1151 (C), 1151EIS (C), 1400 (C), 1451 (C), 1451DH (C), 1451DHHT (C), 2100AT (C), 2100S (C), 2100TR (C), 2100TS (C), 2151 w/B110LP (C), 2151 w/B116LP (C), 2151 w/B401 (C
234e191e-1a50-4bd0-99bf-9b718dc96e34 |  |  |  | North | Edwards |  | Hardware |  |  |  | Hardware | TRUE | G4VRF-FR-CVR | ++ | Replacement Appliance Cover, Strobe, Red, FEU | 1 | [12 empty] | #FFFFFFFF |  |  | FALSE | FALSE | FALSE | [20 empty] | THOR\acont | 2024-06-05 08:44 | THOR\acont | 2024-10-09 10:48 | Cloned from Edwards G4VRA-CVR CLONED
8bbbb0c7-63a7-486e-b3f9-9b745cd01b67 | NFPA 170 EMERGENCY COMMUNICATIONS CONTROL UNIT | RISER LOC |  | North | Notifier |  | Local Operator Console |  |  |  | Assembly | TRUE | DVC-EM | 2204151 | Digital Voice Command Assembly - Configuration 2204151 | 1 | [6 empty] | FALSE | [5 empty] | #FFFF0000 | FA-NFPA 170 EMERGENCY COMMUNICATIONS CONTROL UNIT | 1 | FALSE | FALSE | FALSE | 300 | [8 empty] | 26,55,100 |  |  |  |  | TRUE | [5 empty] | DESKTOP-7EIEB7A\acont | 2022-04-15 14:38 | THOR\acont | 2024-09-08 17:27 | Cloned from Notifier DVC-EM
217e6e3f-50bd-473e-9b35-9b76ddf39da7 | NFPA 170 SPEAKER STROBE |  |  | North | BluePoint |  | Speaker/Strobe |  |  |  | Module | TRUE | BP04-111LP | + | Interior Wall Speaker Strobe (IWSS) | 1 | 0 | 0.017 |  |  |  |  | FALSE | [5 empty] | #FF0070C0 | FA-NFPA 170 SPEAKER STROBE | 1 | FALSE | FALSE | FALSE | 2019 | [13 empty] | FALSE | [5 empty] | THOR\acont | 2024-04-12 13:45 | THOR\acont | 2024-09-08 17:27 | Cloned from System Sensor SPSWL | [BluePoint, System Sensor] [AUDIO 25v] [25V AUDIO] BP04-111LP, BP04-A111LP, SPRL, SPSR, SPSRL, SPSRL-P, SPSRL-SP, SPSW, SPSWL, SPSWL-ALERT, SPSWL-CLR-ALERT, SPSWL-P, SPWL [BluePoint, System Sensor] [NAC] [VDC] BP04-101LP, BP04-111LP, BP04-A101LP, BP04-A111LP, SGRL, SGWL, SPSRL, SPSRL-P, SPSRL-SP, SPSWL, SPSWL-ALERT, SPSWL-CLR-ALERT, SPSWL-P, SRL, SRL w/ WAV-RL, SRL-P, SRL-SP, SWL, SWL w/ WAV-WL, SWL-ALERT, SWL-CLR-ALERT, [BluePoint, System Sensor] [NAC] [VFWR] BP04-101LP, BP04-111LP, BP04-A101LP, BP04-A111LP, SGRL, SGWL, SPSRL, SPSRL-P, SPSRL-SP, SPSWL, SPSWL-ALERT, SPSWL-CLR-ALERT, SPSWL-P, SRL, SRL w/ WAV-RL, SRL-P, SRL-SP, SWL, SWL w/ WAV-WL, SWL-ALERT, SWL-CLR-ALERT, [BluePoint, System Sensor] [AUDIO 70.7v] [70V AUDIO] BP04-111LP, BP04-A111LP, SPRL, SPSR, SPSRL, SPSRL-P, SPSRL-SP, SPSW, SPSWL, SPSWL-ALERT, SPSWL-CLR-ALERT, SPSWL-P, SPWL
c1380cb7-6015-44f9-a55b-9b7dbeedc249 | NFPA 170 HEAT DETECTOR |  |  | North | Simplex |  | Heat Detector |  |  |  | Module | TRUE | 4098-9733BA w/4098-9792BA | + | TrueAlarm Heat Detector w/TrueAlarm Sensor Standard Base, Assembled in USA | 1 | 0.0008 | 0.001 |  |  |  |  | TRUE | TRUE |  |  |  |  | #FFFF0000 | FA-NFPA 170 HEAT DETECTOR | 1 | FALSE | FALSE | FALSE | 1403 | [19 empty] | DESKTOP-7EIEB7A\acont | 2022-02-15 11:20 | THOR\acont | 2024-09-08 17:27 | Cloned from Autocall A4098-9733BA w/A4098-9792BA | [Autocall, Simplex] [IDNet] [SENSORS ++] 4098-9714 (C), 4098-9714 w/4098-9770 (C), 4098-9714 w/4098-9771 (C), 4098-9714 w/4098-9772 (C), 4098-9714 w/4098-9773 (C), 4098-9714 w/4098-9780 (C), 4098-9714 w/4098-9789 (C), 4098-9714 w/4098-9791 (C), 4098-9714
2caae25d-ffa0-4547-a4c5-9b7df74a04d1 | NFPA 170 SPEAKER WALL |  |  | North | Ultra Electronics |  | Speaker |  |  |  | Module | TRUE | 90219A-802-04-L | HyperSpike | HYPERSPIKE TCPA-10 UL1480 C1D2 4OHM-GRY | 1 | [10 empty] | 10.1” H X 10.1” W X 11.3” L |  | #FF0070C0 | FA-NFPA 170 SPEAKER WALL | 1 | FALSE | FALSE | FALSE | 2021 | [19 empty] | DESKTOP-7EIEB7A\acont | 2023-03-10 07:47 | THOR\acont | 2024-09-08 17:27 | Cloned from Ultra Electronics 90215A-801-01-L CLONED CLONED CLONED CLONED CLONED CLONED | [Ultra Electronics] [AUDIO 25v] [25V AUDIO] 90215A-801-01-L, 90215A-801-04-L, 90215A-801-05-L, 90215A-801-06-L, 90219A-801-01-L, 90219A-801-04-L, 90219A-801-05-L, 90219A-801-06-L, 90219A-802-01-L, 90219A-802-04-L, 90219A-802-05-L, 90219A-802-06-L [Ultra Electronics] [AUDIO 70.7v] [70V AUDIO] 90215A-801-01-L, 90215A-801-04-L, 90215A-801-05-L, 90215A-801-06-L, 90219A-801-01-L, 90219A-801-04-L, 90219A-801-05-L, 90219A-801-06-L, 90219A-802-01-L, 90219A-802-04-L, 90219A-802-05-L, 90219A-802-06-L
0cad9667-cf1f-41e9-a4ba-9b7f6a1d88bd |  |  |  | North | Edwards |  | Cards & Components |  |  |  | Card | TRUE | FSP101G |  | OBSOLETE - FACP - 1 Cl 'B' IDCs, 1 Cl 'B' NACs, 120V, Gray | 1 | [6 empty] | TRUE | [5 empty] | #FFFFFFFF |  |  | FALSE | FALSE | FALSE | [14 empty] | FALSE | [7 empty] | THOR\acont | 2024-10-09 10:48
d5fba37b-0585-4a4b-aa6c-9b831627542f | NFPA 170 SPEAKER STROBE CEILING |  |  | North | Autocall |  | Speaker/Strobe |  |  |  | Module | TRUE | A4906-9154 | + | Multi-tapped Speaker with Multi-Candela Synchronized Strobe, White, Fire | 1 | [6 empty] | TRUE | TRUE |  |  |  |  | #FF0070C0 | FA-NFPA 170 SPEAKER STROBE CEILING | 1 | FALSE | FALSE | FALSE | 2019 | [16 empty] | C |  |  | ALIENWIN10\AugWin7 | 2019-07-01 11:52 | THOR\acont | 2024-09-08 17:27 | Cloned from New Part CLONED CLONED CLONED CLONED CLONED CLONED | [Autocall, Simplex] [NAC] [MAX] 4906-9154 (C), 4906-9158 (C), 4906-9159 (C), 4906-9160 (C), 4906-9254 (C), A4906-9154 (C), A4906-9158 (C), A4906-9159 (C), A4906-9160 (C) [Autocall, Simplex] [AUDIO 25v] [25V AUDIO] 4902-9721, 4903-9148, 4903-9149, 4903-9150, 4903-9153, 4903-9193, 4906-9151, 4906-9153, 4906-9154 (C), 4906-9158 (C), 4906-9159 (C), 4906-9160 (C), A4902-9716, A4902-9717, A4902-9721, A4906-9151, A4906-9153, A4 [Autocall, Simplex] [NAC] 4906-9154 (C), 4906-9158 (C), 4906-9159 (C), 4906-9160 (C), 4906-9254 (C), A4906-9154 (C), A4906-9158 (C), A4906-9159 (C), A4906-9160 (C) [Autocall, Simplex] [AUDIO 70.7v] [70V AUDIO] 4902-9721, 4903-9148, 4903-9149, 4903-9150, 4903-9153, 4903-9193, 4906-9151, 4906-9153, 4906-9154 (C), 4906-9158 (C), 4906-9159 (C), 4906-9160 (C), A4902-9716, A4902-9717, A4902-9721, A4906-9151, A4906-9153,
814b4e87-beec-4545-884d-9b8afee83a92 | NFPA 170 HORN |  |  | North | System Sensor |  | Horn |  |  |  | Module | TRUE | MHW | + | Mini-Horn, White | 1 | 0 | 0.029 |  |  |  |  | FALSE | FALSE |  |  |  |  | #FF0070C0 | FA-NFPA 170 HORN | 1 | FALSE | FALSE | FALSE | 2010 | [13 empty] | FALSE | [7 empty] | THOR\acont | 2024-09-08 17:27 |  | [System Sensor] [NAC] [VDC, TEMPORAL HIGH] MHR, MHW [Autocall, System Sensor] [NAC] [VFWR, TEMPORAL HIGH] A4901-9858, A4901-9859, MHR, MHW
14dc1482-292f-4b98-93fe-9b91a175822f |  |  |  | North | Firelite |  | Cards & Components |  |  |  | Card | TRUE | FCPS-24FS6 Main Board | + | 6.0 A, 120 VAC remote charger power supply Main Board | 1 | 0.091 | 0.145 |  |  |  |  | TRUE | FALSE |  |  |  |  | #FFFFFFFF |  |  | FALSE | FALSE | FALSE | [14 empty] | FALSE | [7 empty] | THOR\acont | 2024-10-09 10:48 |  | [Ditek, Monaco Enterprises, Spectronix, WBOX] [VAC ] [VAC] 0E-SPROACHW, 210-524-00, DTK-120HW, DTK-120HWLOK, DTK-120HW-SS, DTK-1F, DTK-1FF, SA400 Main Board [ADT Unimode, AES, Firelite, NAPCO, Notifier] [VAC ] [VAC] 1640, 200UDLS Main Board, 411UDAC Main Board, ACC-25/50 Main Board, BE-500 CPU, CPU-N16LD, CPU-N16LND, ECC-125DA (25V) Main Board, ECC-50/100 Main Board (100W, 25V), ECC-50/100 Main Board (100W, [Firelite, Notifier] [NAC Trigger] APS-26R, APS-6R, FCPS-24FS6 Main Board, FCPS-24FS8 Main Board | [Firelite] FCPS-24FS6 Main Board, FCPS-24FS8 Main Board
f916347b-1fb8-44c0-aa72-9b946e16128e |  |  |  | North | MAGNETIC AUTO CONTROL | Security/Access Control |  |  |  |  | Module | TRUE | RAL-2000 |  |  | 1 | [12 empty] | #FFFFFFFF |  |  | FALSE | FALSE | FALSE | [20 empty] | THOR\acont | 2024-03-12 21:43 | THOR\acont | 2024-10-09 10:48
7f9b0339-4932-4f7a-9eb7-9ba89cf0856c |  |  |  | North | Macurco |  | Cards & Components |  |  |  | Card | TRUE | DVP-120 Mainboard |  | Mainboard for DVP-120 assembly | 1 | [6 empty] | TRUE | [5 empty] | #FFFFFFFF |  |  | FALSE | FALSE | FALSE | [14 empty] | FALSE | [5 empty] | DESKTOP-7SAL8M7\acont | 2020-07-14 07:44 | THOR\acont | 2024-10-09 10:48 | Cloned from Edwards iO1000G Mainboard | [Edwards, Kidde, Macurco] [IDC] [#3 SUPERVISORY] 2IDC, 76-600000-001 Main Board, 76-800xxx-xxx Main Board, 77-600000-901 Main Board, 84-732001-901 Main Board, DVP-120 Mainboard, EST1-2Z Mainboard, FSP1004G Mainboard, FSP1004G-2 Mainboard, FSP1004GD Mainb [Edwards, Kidde, Macurco] [IDC] [#2 TROUBLE] 2IDC, 76-600000-001 Main Board, 76-800xxx-xxx Main Board, 77-600000-901 Main Board, 84-732001-901 Main Board, DVP-120 Mainboard, EST1-2Z Mainboard, FSP1004G Mainboard, FSP1004G-2 Mainboard, FSP1004GD Mainboard [Edwards, Kidde, Macurco] [IDC] [#1 ALARM] 2IDC, 76-600000-001 Main Board, 76-800xxx-xxx Main Board, 77-600000-901 Main Board, 84-732001-901 Main Board, DVP-120 Mainboard, EST1-2Z Mainboard, FSP1004G Mainboard, FSP1004G-2 Mainboard, FSP1004GD Mainboard, | [Macurco] DVP-120 Mainboard
be96a1a1-9beb-4224-a6d9-9baa2d7bad59 | NFPA 170 FIRE ALARM CONTROL UNIT | RISER FACP |  | North | Monaco Enterprises |  | Fire Alarm Control Unit |  |  |  | Assembly | TRUE | 227-973-00 |  | MAAP-X point reporting, addressable, fire alarm control, mass notification, voice evacuation panel, integrated radio transceiver—single comm: One AAC II backplane for ADCs/SOCs One ADC supporting 198 addressable devices One SOC, 25 VAC RMS, 32W audio output NEMA 1 surface-mount red enclosure28" H x 18" W x 3.6" D Two 12V/18 Ah batteries | 1 | [12 empty] | #FFFF0000 | FA-NFPA 170 FIRE ALARM CONTROL UNIT | 1 | FALSE | FALSE | FALSE | 202 | [13 empty] | TRUE | [5 empty] | DESKTOP-7EIEB7A\acont | 2022-05-05 12:00 | THOR\acont | 2024-09-08 17:27 | Cloned from Monaco Enterprises 227-955-xx
118bad12-dd8c-4489-b34e-9bac48ac28fb | NFPA 170 HORN STROBE |  |  | North | Edwards |  | Horn/Strobe |  |  |  | Module | TRUE | WG4RF-HVMC |  | Outdoor rated horn-strobe, red with FIRE marking, clear lens | 1 | 0 | 0.297 |  |  |  |  | FALSE | [5 empty] | #FF0070C0 | FA-NFPA 170 HORN STROBE | 1 | FALSE | FALSE | FALSE | 2012 | [13 empty] | FALSE |  |  | WP |  |  |  |  | THOR\acont | 2024-09-08 17:27 |  | [Edwards, Kidde] [NAC] [16 VDC, CONTINUOUS] WG4RF-HVMC, WG4RF-HVMC (C) (C), WG4RN-HVMC, WG4RN-HVMC (C) (C), WG4WF-HVMC, WG4WF-HVMC (C) (C), WG4WN-HVMC, WG4WN-HVMC (C) (C) [Edwards, Kidde] [NAC] [24 VDC, CONTINUOUS] WG4RF-HVMC, WG4RF-HVMC (C) (C), WG4RN-HVMC, WG4RN-HVMC (C) (C), WG4WF-HVMC, WG4WF-HVMC (C) (C), WG4WN-HVMC, WG4WN-HVMC (C) (C) [Edwards, Kidde] [NAC] [16 VFWR, CONTINUOUS] WG4RF-HVMC, WG4RF-HVMC (C) (C), WG4RN-HVMC, WG4RN-HVMC (C) (C), WG4WF-HVMC, WG4WF-HVMC (C) (C), WG4WN-HVMC, WG4WN-HVMC (C) (C)
7b76c8c1-29d9-47e8-88f4-9badd2e5a8bc | NFPA 170 HORN STROBE |  |  | North | Kidde |  | Horn/Strobe |  |  |  | Module | TRUE | EG1F-HDV1575 |  | Horn-Strobe, running man, white, "FIRE", 15/75 cd, | 1 | 0 | 0.119 |  |  |  |  | FALSE | [5 empty] | #FF0070C0 | FA-NFPA 170 HORN STROBE | 1 | FALSE | FALSE | FALSE | 2012 | [13 empty] | FALSE | [5 empty] | DESKTOP-7SAL8M7\acont | 2020-01-02 08:03 | THOR\acont | 2024-09-08 17:27 | Cloned from Edwards G1F-HDV1575 | [Edwards, Kidde] [NAC] [16 VDC, HIGH DB] EG1F-HDV1575, EG1F-HDVM, G1F-HDV1575, G1F-HDVM, G1-HDVM, G1RF-HDV1575, G1RF-HDVM, G1R-HDVM, G1WA-HDVMA, G1WA-HDVMC [Edwards, Kidde] [NAC] [16 VDC, LOW DB] EG1F-HDV1575, EG1F-HDVM, G1F-HDV1575, G1F-HDVM, G1-HDVM, G1RF-HDV1575, G1RF-HDVM, G1R-HDVM, G1WA-HDVMA, G1WA-HDVMC [Edwards, Kidde] [NAC] [24 VDC, LOW DB] EG1F-HDV1575, EG1F-HDVM, G1F-HDV1575, G1F-HDVM, G1-HDVM, G1RF-HDV1575, G1RF-HDVM, G1R-HDVM, G1WA-HDVMA, G1WA-HDVMC [Edwards, Kidde] [NAC] [24 VDC, HIGH DB] EG1F-HDV1575, EG1F-HDVM, G1F-HDV1575, G1F-HDVM, G1-HDVM, G1RF-HDV1575, G1RF-HDVM, G1R-HDVM, G1WA-HDVMA, G1WA-HDVMC
5ec72bd2-59e6-4fc2-be11-9bb3525732a3 | NFPA 170 DUCT SMOKE DETECTOR |  |  | North | System Sensor |  | Duct Smoke Detector |  |  |  | Module | TRUE | DH100ACDCI | ++ | 24 VAC/DC or 120/240 VAC 4-Wire smoke detector | 1 | 0.025 | 0.095 |  |  |  |  | FALSE | TRUE |  |  |  |  | #FFFF0000 | FA-NFPA 170 DUCT SMOKE DETECTOR | 1 | FALSE | FALSE | FALSE | 1400 | [13 empty] | FALSE | [7 empty] | THOR\acont | 2024-09-08 17:27 | 20191121 AC Detector without base | [Firelite, Macurco, Notifier, Silent Knight, System Sensor] [AUX POWER] [*] [AUX INPUT ++] 1251B (C), 1412B (C), 1424 (C), 2112/24AT (C), 2112/24S (C), 2112/24TS (C), 2112AITR (C), 2112ATR (C), 2112R (C), 2124AITR (C), 2124ATR (C), 2124R (C), 2151 w/B110 [Firelite, Macurco, Notifier, Silent Knight, System Sensor] [IDC] 01 [IDC 4-WIRE ++] 1251B (C), 1412B (C), 1424 (C), 2112/24AT (C), 2112/24S (C), 2112/24TS (C), 2112AITR (C), 2112ATR (C), 2112R (C), 2124AITR (C), 2124ATR (C), 2124R (C), 2151 w/B110RLP (C | [Farenhyt, MIRCOM, Monaco Enterprises, Silent Knight, System Sensor] 723-367-00, 723-368-00, D2, D4120, D4120W, DH100ACDCI, DH100ACDCLP, DH100P, DNR w/IDP-PHOTO-R-W, DNR w/SK-PHOTO-R-W, DNRW w/IDP-PHOTO-R-W, DNRW w/SK-PHOTO-R-W, IDP-DUCT-W w/IDP-PHOTO-R-W
bf2637d7-2c5b-426f-92b1-9bb735ab7deb | NFPA 170 SMOKE DETECTOR |  |  | North | Edwards |  | Smoke Detector |  |  |  | Module | TRUE | SIGA-OSD w/SIGA-IB BASE | ++ | Intelligent Optical Smoke Detector | 1 | 3.2e-05 | 4.5e-05 |  |  |  |  | FALSE | TRUE |  |  |  |  | #FFFF0000 | FA-NFPA 170 SMOKE DETECTOR | 1 | FALSE | FALSE | FALSE | 1408 | [13 empty] | FALSE | [5 empty] | DESKTOP-7SAL8M7\acont | 2020-01-07 08:00 | THOR\acont | 2024-09-08 17:27 | Cloned from Edwards SIGA-PD w/SIGA-IB BASE | [Edwards, Kidde] [SLC EST MODULES SENSORS] [*] [#2 SHARED ADDR ¦ SENSORS] KI-DDOS (C), SIGA2-COS w/SIGA-AB4G BASE, SIGA2-COS w/SIGA-AB4G-LF BASE, SIGA2-COS w/SIGA-AB4GT BASE, SIGA2-COS w/SIGA-IB BASE, SIGA2-COS w/SIGA-RB BASE, SIGA2-COS w/SIGA-SB BASE, S [Edwards, Kidde] [SLC EST SENSORS] 01 [*] [EST3, iO1000] DS-HFS (C), DS-PS (C), FX-HD w/IB4U BASE, FX-HD w/RB4U BASE, FX-HD w/SB4U BASE, FX-HD w/SB4U-LF BASE, FX-HD wB4U BASE, FX-PD w/B4U BASE (C), FX-PD w/IB4U BASE (C), FX-PD w/SB4U BASE (C), FX-PD w/SB [Edwards, Kidde] [SLC EST MODULES/SENSORS] 01 [*] [iO64] DS-HFS (C), DS-PS (C), FX-HD w/IB4U BASE, FX-HD w/RB4U BASE, FX-HD w/SB4U BASE, FX-HD w/SB4U-LF BASE, FX-HD wB4U BASE, FX-PD w/B4U BASE (C), FX-PD w/IB4U BASE (C), FX-PD w/SB4U BASE (C), FX-PD w/SB [Edwards, Kidde] [SLC EST SENSORS] [*] [#4 TYPE ADDR ¦ SENSORS] KI-DDOS (C), SIGA2-COS w/SIGA-AB4G BASE, SIGA2-COS w/SIGA-AB4G-LF BASE, SIGA2-COS w/SIGA-AB4GT BASE, SIGA2-COS w/SIGA-IB BASE, SIGA2-COS w/SIGA-RB BASE, SIGA2-COS w/SIGA-SB BASE, SIGA2-HCOS
0e1a5428-a78f-4948-a88d-9bb98ea33088 |  |  |  | North | Notifier |  | Cards & Components |  |  |  | Card | TRUE | FFT-7S |  | Fire Fighter Telephone | 1 | 0.06 | 0.12 |  |  |  |  | TRUE | [5 empty] | #FFFFFFFF |  |  | FALSE | FALSE | FALSE | [14 empty] | FALSE | [7 empty] | THOR\acont | 2024-10-09 10:48 |  |  | [Edwards, Farenhyt, MIRCOM, Notifier] 3-ASU/4, FFT-7, FFT-7S, FTM-1, IFP-FPJ, MIX-M500FP, SIGA-CC1
de4be91e-aefb-46e6-9dd8-9bba4b6f8ad3 | NFPA 170 SMOKE DETECTOR |  |  | North | Notifier |  | Smoke Detector |  |  |  | Module | TRUE | FSP-851R w/B300-6 | ++ | Intelligent Addressable Photo detector; with Remote Test | 1 | 0.0003 | 0.0065 |  |  |  |  | FALSE | TRUE | FLUSH |  | N/A | N/A | #FFFF0000 | FA-NFPA 170 SMOKE DETECTOR | 1 | FALSE | FALSE | FALSE | 1408 |  |  | 7272-0028:0206 | [10 empty] | FALSE | [7 empty] | THOR\acont | 2024-09-08 17:27 | 20191121 AC Detector without base | [Honeywell, Notifier, System Sensor] [SLC MODULES SENSORS] [*] [#2 SHARED ADDR ¦ SENSORS] 2251B (C), 2251-COPTIR (C), 2251-COPTIR w/B200S-WH (C), 2251TB (C), 2251TMB (C), 5251B (C), 5251B-WP (C), 5251H (C), 5251RB (C), 5251RB-WP (C), 7251 (C), 7251DH (C) [Honeywell, Notifier, System Sensor] [SLC SENSORS] [*] [#4 TYPE ADDR ¦ SENSORS] 2251B (C), 2251-COPTIR (C), 2251-COPTIR w/B200S-WH (C), 2251TB (C), 2251TMB (C), 5251B (C), 5251B-WP (C), 5251H (C), 5251RB (C), 5251RB-WP (C), 7251 (C), 7251DH (C), DH200LP
11cebf12-7980-4d13-983d-9bba61941616 | NFPA 170 SMOKE DETECTOR |  |  | North | Fike |  | Smoke Detector |  |  |  | Module | TRUE | 63-1058 |  | Photoelectric Smoke Sensor Isolator Version w/63-1060 6” Sensor Base Isolator Version | 1 | [6 empty] | FALSE | TRUE |  |  |  |  | #FFFF0000 | FA-NFPA 170 SMOKE DETECTOR | 1 | FALSE | FALSE | FALSE | 1408 | [13 empty] | FALSE | [7 empty] | THOR\acont | 2024-09-08 17:27 | 20191121 AC Detector without base | [Fike] [AUX POWER] 20-1063, 20-1064, 20-1343, 55-019/020 (C), 55-021 (C), 55-023 (C), 55-043, 55-047, 55-048, 55-050, 55-055, 55-056, 55-060, 55-061, 60-1028 (C), 60-1039 (C), 60-1040 (C), 63-028/029 (C), 63-1021 (C), 63-1052 (C), 63-1053 (C), 63-1056 (C [Fike] [SLC FIKE] [*] [#1 SHARED ADDR ¦ ALL] 20-1063, 20-1064, 20-1343, 55-019/020 (C), 55-021 (C), 55-023 (C), 55-041, 55-042, 55-043, 55-045, 55-046, 55-047, 55-048, 55-050, 55-052, 55-055, 55-056, 55-060, 55-061, 60-1028 (C), 60-1039 (C), 60-1040 (C),
130bc8bf-1e01-4d4c-ae4b-9bbb080f50ca |  |  |  | North | Monaco Enterprises |  | Cards & Components |  |  |  | Card | TRUE | 227-856-xx MAIN BOARD |  | 227-856-xx MAIN BOARD | 1 | [6 empty] | TRUE | [5 empty] | #FFFFFFFF |  |  | FALSE | FALSE | FALSE | [20 empty] | AULAPTOP-PC\Aulaptop | 2019-04-20 02:49 | THOR\acont | 2024-10-09 10:48 |  |  | [Monaco Enterprises] 227-856-xx MAIN BOARD
ccbc1613-75b4-4708-966a-9bbdd3be7b94 | NFPA 170 SPEAKER WALL |  |  | North | Eaton Wheelock |  | Speaker |  |  |  | Module | TRUE | ELSPKR | + | WALL SPEAKER, RED, FIRE | 1 | [6 empty] | TRUE | [5 empty] | #FF0070C0 | FA-NFPA 170 SPEAKER WALL | 1 | FALSE | FALSE | FALSE | 2020 | [19 empty] | DESKTOP-7EIEB7A\acont | 2021-04-29 07:59 | THOR\acont | 2024-09-08 17:27 | Cloned from Eaton Wheelock ELSPSTR | [Concealite, Eaton Wheelock] [AUDIO 70.7v] [70V AUDIO] ELSPKR, ELSPKR-AL, ELSPKRC (C), ELSPKRC-AL (C), ELSPKRC-N (C), ELSPKR-N, ELSPKW, ELSPKW-AL, ELSPKWC (C), ELSPKWC-AL (C), ELSPKWC-N (C), ELSPKW-N, ELSPSTR, ELSPSTR-AL, ELSPSTRC (C), ELSPSTRC-AL (C), E [Concealite, Eaton Wheelock] [AUDIO 25v] [25V AUDIO] ELSPKR, ELSPKR-AL, ELSPKRC (C), ELSPKRC-AL (C), ELSPKRC-N (C), ELSPKR-N, ELSPKW, ELSPKW-AL, ELSPKWC (C), ELSPKWC-AL (C), ELSPKWC-N (C), ELSPKW-N, ELSPSTR, ELSPSTR-AL, ELSPSTRC (C), ELSPSTRC-AL (C), ELS
ae7c37ed-fab3-4dd6-ab6d-9bbe3bbd0370 | NFPA 170 HEAT DETECTOR |  |  | North | Notifier |  | Heat Detector |  |  |  | Module | TRUE | FST-851H w/B200S-LF | ++ | Intelligent Addressable 195°F (88°C) Thermal Heat Detector w/ Flashscan, European 4" Base | 1 | 0.0003 | 0.0065 |  |  |  |  | FALSE | TRUE | FLUSH |  | 4" SQ. DEEP | 3 "O" PLASTER RING | #FFFF0000 | FA-NFPA 170 HEAT DETECTOR | 1 | FALSE | FALSE | FALSE | 1403 |  |  | 7270-0028:0196 | [10 empty] | FALSE |  |  | LF |  |  |  |  | THOR\acont | 2024-09-08 17:27 | 20191121 AC Detector with base | [Honeywell, Notifier, System Sensor] [SLC SENSORS] [*] [#4 TYPE ADDR ¦ SENSORS] 2251B (C), 2251-COPTIR (C), 2251-COPTIR w/B200S-WH (C), 2251TB (C), 2251TMB (C), 5251B (C), 5251B-WP (C), 5251H (C), 5251RB (C), 5251RB-WP (C), 7251 (C), 7251DH (C), DH200LP [Honeywell, Notifier, System Sensor] [SLC MODULES SENSORS] [*] [#2 SHARED ADDR ¦ SENSORS] 2251B (C), 2251-COPTIR (C), 2251-COPTIR w/B200S-WH (C), 2251TB (C), 2251TMB (C), 5251B (C), 5251B-WP (C), 5251H (C), 5251RB (C), 5251RB-WP (C), 7251 (C), 7251DH (C) [Notifier] [AUX POWER] [16VDC, LOW VOLUME] B200S-LF-WH, FCO-851 w/B200S-LF (C), FCO-951 w/B200S-LF-WH (C), FPC-951 w/B200S-LF-IV (C), FPC-951 w/B200S-LF-WH (C), FPTI-951 w/B200S-LF-IV (C), FPTI-951 w/B200S-LF-WH (C), FSCO-951 w/B200S-LF-IV (C), FSCO-951 [Notifier] [AUX POWER] [16VDC, HIGH VOLUME] B200S-LF-WH, FCO-851 w/B200S-LF (C), FCO-951 w/B200S-LF-WH (C), FPC-951 w/B200S-LF-IV (C), FPC-951 w/B200S-LF-WH (C), FPTI-951 w/B200S-LF-IV (C), FPTI-951 w/B200S-LF-WH (C), FSCO-951 w/B200S-LF-IV (C), FSCO-951
b8688bfd-e225-49b5-912b-9bc657e2f690 | NFPA 170 HEAT DETECTOR |  |  | North | Notifier |  | Heat Detector |  |  |  | Module | TRUE | FST-851R w/B224BI | ++ | Intelligent Addressable Rate Of Rise Heat Detector w/ Flashscan, Standard Base | 1 | 0.0003 | 0.0065 |  |  |  |  | FALSE | TRUE | FLUSH |  | 4" SQ. DEEP | 3 "O" PLASTER RING | #FFFF0000 | FA-NFPA 170 HEAT DETECTOR | 1 | FALSE | FALSE | FALSE | 1403 |  |  | 7270-0028:0196 | [10 empty] | FALSE | [7 empty] | THOR\acont | 2024-09-08 17:27 | 20191121 AC Detector with base | [Honeywell, Notifier, System Sensor] [SLC MODULES SENSORS] [*] [#2 SHARED ADDR ¦ SENSORS] 2251B (C), 2251-COPTIR (C), 2251-COPTIR w/B200S-WH (C), 2251TB (C), 2251TMB (C), 5251B (C), 5251B-WP (C), 5251H (C), 5251RB (C), 5251RB-WP (C), 7251 (C), 7251DH (C) [Honeywell, Notifier, System Sensor] [SLC SENSORS] [*] [#4 TYPE ADDR ¦ SENSORS] 2251B (C), 2251-COPTIR (C), 2251-COPTIR w/B200S-WH (C), 2251TB (C), 2251TMB (C), 5251B (C), 5251B-WP (C), 5251H (C), 5251RB (C), 5251RB-WP (C), 7251 (C), 7251DH (C), DH200LP
dfb6db4c-acba-4001-81d0-9bc7b5d4bec4 | DETECTOR_MULTI CRITERIA |  |  | North | Notifier |  | Multi Criteria Detector |  |  |  | Module | TRUE | FCP-951 w/B300-6 |  | multi-criteria photo/CO detector with standard base, white | 1 | [6 empty] | TRUE | [5 empty] | #FFFF0000 | FA-DETECTOR_MULTI CRITERIA | 1 | FALSE | FALSE | FALSE | [20 empty] | AULAPTOP-PC\Aulaptop | 2020-03-25 06:25 | THOR\acont | 2024-09-08 17:27 | 20200325 | [Honeywell, Notifier, System Sensor] [SLC SENSORS] [*] [#4 TYPE ADDR ¦ SENSORS] 2251B (C), 2251-COPTIR (C), 2251-COPTIR w/B200S-WH (C), 2251TB (C), 2251TMB (C), 5251B (C), 5251B-WP (C), 5251H (C), 5251RB (C), 5251RB-WP (C), 7251 (C), 7251DH (C), DH200LP [Honeywell, Notifier, System Sensor] [SLC MODULES SENSORS] [*] [#2 SHARED ADDR ¦ SENSORS] 2251B (C), 2251-COPTIR (C), 2251-COPTIR w/B200S-WH (C), 2251TB (C), 2251TMB (C), 5251B (C), 5251B-WP (C), 5251H (C), 5251RB (C), 5251RB-WP (C), 7251 (C), 7251DH (C)
1132cd25-9419-4e7f-8f24-9bcf3b9017d2 |  |  |  | North | MIRCOM |  | Cards & Components |  |  |  | Card | TRUE | FDX-008 |  | FAN DAMPER CONTROL MODULE | 1 | [6 empty] | TRUE | [5 empty] | #FFFFFFFF |  |  | FALSE | FALSE | FALSE | [14 empty] | FALSE | [7 empty] | THOR\acont | 2024-10-09 10:48
3f9d0c9b-8bd6-4dc2-9628-9bd4ee9d7e47 | KEY SWITCH |  |  | North | Edwards |  | Switch |  |  |  | Module | TRUE | RKEY |  | Remote enable/disable keyswitch, single gang | 1 | [6 empty] | FALSE | [5 empty] | #FFFF0000 | FA-KEY SWITCH | 1 | FALSE | FALSE | FALSE | 927 | [13 empty] | FALSE | [7 empty] | THOR\acont | 2024-09-08 17:27
2b47ede5-0f61-47d4-801d-9be02a5639b8 | NFPA 170 SMOKE DETECTOR |  |  | North | Silent Knight |  | Smoke Detector |  |  |  | Module | TRUE | SK-PHOTO-W w/B300-6 | ++ | White, low-profile photoelectric sensor w/Base | 1 | 0.0002 | 0.0045 |  |  |  |  | FALSE | TRUE |  |  |  |  | #FFFF0000 | FA-NFPA 170 SMOKE DETECTOR | 1 | FALSE | FALSE | FALSE | 1408 | [13 empty] | FALSE | [5 empty] | AULAPTOP-PC\Aulaptop | 2019-11-20 04:06 | THOR\acont | 2024-09-08 17:27 | 20191121 AC Detector without base | [Farenhyt, Silent Knight] [SLC MODULES SENSORS] [*] [#2 SHARED ADDR ¦ SENSORS] CO1224TR w/ IDP-MINIMON, CO1224TR w/ IDP-MONITOR, DNR w/IDP-PHOTO-R-W (C), DNR w/SK-PHOTO-R-W (C), DNRW w/IDP-PHOTO-R-W (C), DNRW w/SK-PHOTO-R-W (C), HFS-D (C), HFS-P (C), HFS [Silent Knight, System Sensor] [SLC SK SENSORS] [*] [#4 TYPE ADDR ¦ SENSORS] DNR w/SK-PHOTO-R-W (C), DNRW w/SK-PHOTO-R-W (C), HFS-D (C), HFS-P (C), HFS-PT (C), HFS-T (C), OSI-RI-SK (C), SK-ACCLIMATE (C), SK-BEAM (C), SK-DUCT-W w/SK-PHOTO-R-W (C), SK-FIRE
82c42cf9-ffa0-4fc5-9fc4-9be7192a80ef | NFPA 170 MANUAL PULL |  |  | North | Sigcom |  | Manual Station |  |  |  | Module | TRUE | SG-42CXK1E-GR | + | Dual Action Pull Station, with Emergency Push Bar DPDT, Green | 1 | [6 empty] | TRUE | [5 empty] | #FFFF0000 | FA-NFPA 170 MANUAL PULL | 1 | FALSE | FALSE | FALSE | 957 | [19 empty] | DESKTOP-7SAL8M7\acont | 2019-11-18 11:54 | THOR\acont | 2024-09-08 17:27 | Cloned from Sigcom SG-42CXK1-BL CLONED | [Sigcom] [IDC] 01 SG-42CXK1-BL, SG-42CXK1E-BL, SG-42CXK1E-GR, SG-42CXK1E-RD, SG-42CXK1E-YL, SG-42CXK1-GR, SG-42CXK1-RD, SG-42CXK1-YL, SG-42CXK2-BL, SG-42CXK2-GR, SG-42CXK2-RD, SG-42CXK2-YL, SG-42SK1, SG-42SK1-SC, SG-42SK2, SG-42SK2-SC, SGX-32SK1-SC
6e1b4384-1fd1-4386-b581-9be880963818 | NFPA 170 HORN STROBE |  |  | North | Generic |  | Horn/Strobe |  |  |  | Module | TRUE | Existing NAC Load (2A) |  |  | 1 |  | 2 |  |  |  |  | TRUE | [5 empty] | #FF0070C0 | FA-NFPA 170 HORN STROBE | 1 | FALSE | FALSE | FALSE | 2012 | [16 empty] | EXP |  |  | DESKTOP-7SAL8M7\acont | 2020-11-20 07:32 | THOR\acont | 2024-09-08 17:27 | Cloned from Generic Existing NAC Load (.2A) | [Generic] [NAC] [*] Existing NAC Load (.01A), Existing NAC Load (.02A), Existing NAC Load (.03A), Existing NAC Load (.04A), Existing NAC Load (.05A), Existing NAC Load (.06A), Existing NAC Load (.07A), Existing NAC Load (.08A), Existing NAC Load (.09A),
c37c599e-f794-417f-9eca-9be9eb647b95 |  |  |  | North | Edwards |  | Hardware |  |  |  | Hardware | TRUE | QSC-5-G-2 |  | OBSOLETE - FAP w/ 5 Option Card Spaces, Gray, 230V | 1 | [6 empty] | FALSE | [5 empty] | #FFFFFFFF |  |  | FALSE | FALSE | FALSE | [14 empty] | FALSE | [7 empty] | THOR\acont | 2024-10-09 10:48
aa33f269-035a-484b-b401-9bf19a677cb6 | NFPA 170 SMOKE DETECTOR |  |  | North | Edwards |  | Smoke Detector |  |  |  | Module | TRUE | SIGA2-PCOS w/SIGA-RB BASE | ++ | Photoelectric Smoke / Carbon Monoxide Detector | 1 | 7e-05 | 7e-05 |  |  |  |  | FALSE | TRUE |  |  |  |  | #FFFF0000 | FA-NFPA 170 SMOKE DETECTOR | 1 | FALSE | FALSE | FALSE | 1408 | [13 empty] | FALSE | [7 empty] | THOR\acont | 2024-10-08 16:26 | 20191121 AC Detector with base | [Edwards, Kidde] [SLC EST MODULES/SENSORS] 01 [*] [iO64] DS-HFS (C), DS-PS (C), FX-HD w/IB4U BASE, FX-HD w/RB4U BASE, FX-HD w/SB4U BASE, FX-HD w/SB4U-LF BASE, FX-HD wB4U BASE, FX-PD w/B4U BASE (C), FX-PD w/IB4U BASE (C), FX-PD w/SB4U BASE (C), FX-PD w/SB [Edwards, Kidde] [SLC EST SENSORS] [*] [#4 TYPE ADDR ¦ SENSORS] KI-DDOS (C), SIGA2-COS w/SIGA-AB4G BASE, SIGA2-COS w/SIGA-AB4G-LF BASE, SIGA2-COS w/SIGA-AB4GT BASE, SIGA2-COS w/SIGA-IB BASE, SIGA2-COS w/SIGA-RB BASE, SIGA2-COS w/SIGA-SB BASE, SIGA2-HCOS [Edwards, Kidde] [SLC EST SENSORS] 01 [*] [EST3, iO1000] DS-HFS (C), DS-PS (C), FX-HD w/IB4U BASE, FX-HD w/RB4U BASE, FX-HD w/SB4U BASE, FX-HD w/SB4U-LF BASE, FX-HD wB4U BASE, FX-PD w/B4U BASE (C), FX-PD w/IB4U BASE (C), FX-PD w/SB4U BASE (C), FX-PD w/SB [Edwards, Kidde] [SLC EST MODULES SENSORS] [*] [#2 SHARED ADDR ¦ SENSORS] KI-DDOS (C), SIGA2-COS w/SIGA-AB4G BASE, SIGA2-COS w/SIGA-AB4G-LF BASE, SIGA2-COS w/SIGA-AB4GT BASE, SIGA2-COS w/SIGA-IB BASE, SIGA2-COS w/SIGA-RB BASE, SIGA2-COS w/SIGA-SB BASE, S
91b39c4d-5c97-4e3a-951b-9bf6ad36ad72 |  |  |  | North | Edwards |  | Cards & Components |  |  |  | Card | TRUE | MN-NETSW1 |  | 10/100 Ethernet Network Switch Hub - multimode (UL) | 1 | [6 empty] | TRUE | [5 empty] | #FFFFFFFF |  |  | FALSE | FALSE | FALSE | [14 empty] | FALSE | [7 empty] | THOR\acont | 2024-10-09 10:48
0364b2ef-f950-40a9-ba79-9bf7633b2ad6 |  |  |  | North | Edwards |  | Hardware |  |  |  | Hardware | TRUE | MN-HS64EXWARR2 |  | 6400 Watt class extended warranty - 2 years total. Must be ordered when HPSA is ordered. | 1 | [6 empty] | FALSE | [5 empty] | #FFFFFFFF |  |  | FALSE | FALSE | FALSE | [14 empty] | FALSE | [7 empty] | THOR\acont | 2024-10-09 10:48
71625bec-ee27-46df-8217-9bf9901cdda6 | NFPA 170 ISOLATION MODULE |  |  | North | Kidde |  | Isolator Module |  |  |  | Module | TRUE | 74-200012-004 | ++ | Loop Isolator - Detector Base mounted | 1 | [6 empty] | FALSE | [5 empty] | #FFFF0000 | FA-NFPA 170 ISOLATION MODULE | 1 | FALSE | FALSE | FALSE | 1200 | [13 empty] | FALSE | [5 empty] | DESKTOP-7EIEB7A\acont | 2023-07-10 10:43 | THOR\acont | 2024-09-08 17:27 | Cloned from Kidde 74-200012-002 | [Kidde] [ISO] 01 [ISO ++] 74-200012-002, 74-200012-004
13076b9c-7201-49a0-b467-9c0625d7799a |  |  |  | North | Edwards |  | Hardware |  |  |  | Hardware | TRUE | TRIM-5 |  | Gray Flush Mount Trim Ring for QS-5-G-* | 1 | [6 empty] | FALSE | [5 empty] | #FFFFFFFF |  |  | FALSE | FALSE | FALSE | [14 empty] | FALSE | [7 empty] | THOR\acont | 2024-10-09 10:48
de2f9371-3f60-4fad-8baf-9c0c1ec45d96 | INTERCOM SUBSTATION |  |  | North | Aiphone |  | Data Telecom |  |  |  | Module | TRUE | LE-DA |  | Intercom Sub Station | 1 | [6 empty] | TRUE | [5 empty] | #FFFF0000 | FA-INTERCOM SUBSTATION | 1 | FALSE | FALSE | FALSE | [20 empty] | XPS-17-9710\August | 2024-04-04 05:36 | THOR\acont | 2024-09-08 17:27 | Cloned from Aiphone LEF-5 CLONED | [Aiphone] [Intercom] [INTERCOM] LE-A, LE-AN, LE-D, LE-DA, LE-DL
c8fec20e-d5eb-4c78-adec-9c11e179cccc |  |  |  | North | Edwards |  | Hardware |  |  |  | Hardware | TRUE | QSC-5-R-1 |  | OBSOLETE - FAP w/ 5 Option Card Spaces, Red | 1 | [6 empty] | FALSE | [5 empty] | #FFFFFFFF |  |  | FALSE | FALSE | FALSE | [14 empty] | FALSE | [7 empty] | THOR\acont | 2024-10-09 10:48
07ea5639-d181-417d-b906-9c11f790ccc4 |  |  |  | North | MIRCOM |  | Cards & Components |  |  |  | Card | TRUE | FX-4003-12N Main Board | ++ | Main Board | 1 | 0.31 | 0.733 | 12 |  | 24 |  | TRUE | [5 empty] | #FFFFFFFF |  |  | FALSE | FALSE | FALSE | [14 empty] | FALSE | [5 empty] | DESKTOP-7EIEB7A\acont | 2023-01-11 09:15 | THOR\acont | 2024-10-09 10:48 | Cloned from MIRCOM FX-401 Main Board | [MIRCOM] [IDC] [#2 SUPERVISORY] BPS-1002 Main Board, BPS-602 Main Board, BPS-802 Main Board, FX-350 Main Board, FX-4000MNS Main Board, FX-4003-12N Main Board, FX-4009-12N Main Board, FX-4017-12N Main Board [MIRCOM] [IDC] [#3 TROUBLE] BPS-1002 Main Board, BPS-602 Main Board, BPS-802 Main Board, FA-106 Main Board, FX-350 Main Board, FX-4000MNS Main Board, FX-4003-12N Main Board, FX-4009-12N Main Board, FX-4017-12N Main Board [MIRCOM] [IDC] [#1 ALARM] FA-106 Main Board, FX-350 Main Board, FX-4000MNS Main Board, FX-4003-12N Main Board, FX-4009-12N Main Board, FX-4017-12N Main Board | [MIRCOM] FX-4000MNS Main Board, FX-4003-12N Main Board, FX-4009-12N Main Board, FX-4017-12N Main Board [MIRCOM] FX-4003-12N Main Board
e036d2ef-afce-4625-9bf7-9c12fd4a5274 |  |  |  | North | Edwards |  | Hardware |  |  |  | Hardware | TRUE | MN-HS64SPKHRT5P |  | Tan HS Series 6400 Watt HPSA (5 of 5 Active Panels) replacement speaker head - complete | 1 | [6 empty] | FALSE | [5 empty] | #FFFFFFFF |  |  | FALSE | FALSE | FALSE | [14 empty] | FALSE | [7 empty] | THOR\acont | 2024-10-09 10:48
254489e8-de7e-451f-8334-9c13c6012af2 | NFPA 170 END OF LINE RESISTOR |  |  | North | Block Definition Only |  | End-of-Line Device |  |  |  | Module | TRUE | NFPA 170 END OF LINE RESISTOR |  | NFPA 170 END OF LINE RESISTOR | 1 | [12 empty] | #FFFF0000 | FA-NFPA 170 END OF LINE RESISTOR | 1 | FALSE | FALSE | FALSE | 5051 | [19 empty] | AULAPTOP-PC\Aulaptop | 2020-03-26 07:41 | THOR\acont | 2024-09-08 17:27
1c82f57b-d4f9-4286-847a-9c2d7e277de5 | NFPA 170 SMOKE HEAT DETECTOR |  |  | North | Kidde |  | Smoke/Heat Detector |  |  |  | Module | TRUE | FX-PHD w/IB4U BASE | ++ | Intelligent Addressable Optical/Fixed Temperature Heat Detector | 1 | 4.5e-05 | 4.5e-05 |  |  |  |  | FALSE | TRUE |  |  |  |  | #FFFF0000 | FA-NFPA 170 SMOKE HEAT DETECTOR | 1 | FALSE | FALSE | FALSE | 1408 | [13 empty] | FALSE | [5 empty] | DESKTOP-7EIEB7A\acont | 2022-03-08 14:34 | THOR\acont | 2024-09-08 17:27 | Cloned from Edwards SIGA-PHD w/SIGA-IB BASE | [Kidde] [SLC EST SENSORS] [*] [#4 TYPE ADDR ¦ SENSORS] DS-HFS (C), DS-PS (C), FX-HD w/IB4U BASE, FX-HD w/RB4U BASE, FX-HD w/SB4U BASE, FX-HD w/SB4U-LF BASE, FX-HD wB4U BASE, FX-PD w/B4U BASE (C), FX-PD w/IB4U BASE (C), FX-PD w/SB4U BASE (C), FX-PD w/SB4U [Kidde] [SLC EST MODULES SENSORS] [*] [#2 SHARED ADDR ¦ SENSORS] DS-HFS (C), DS-PS (C), FX-HD w/IB4U BASE, FX-HD w/RB4U BASE, FX-HD w/SB4U BASE, FX-HD w/SB4U-LF BASE, FX-HD wB4U BASE, FX-PD w/B4U BASE (C), FX-PD w/IB4U BASE (C), FX-PD w/SB4U BASE (C), FX [Edwards, Kidde] [SLC EST MODULES/SENSORS] 01 [*] [iO64] DS-HFS (C), DS-PS (C), FX-HD w/IB4U BASE, FX-HD w/RB4U BASE, FX-HD w/SB4U BASE, FX-HD w/SB4U-LF BASE, FX-HD wB4U BASE, FX-PD w/B4U BASE (C), FX-PD w/IB4U BASE (C), FX-PD w/SB4U BASE (C), FX-PD w/SB [Edwards, Kidde] [SLC EST SENSORS] 01 [*] [EST3, iO1000] DS-HFS (C), DS-PS (C), FX-HD w/IB4U BASE, FX-HD w/RB4U BASE, FX-HD w/SB4U BASE, FX-HD w/SB4U-LF BASE, FX-HD wB4U BASE, FX-PD w/B4U BASE (C), FX-PD w/IB4U BASE (C), FX-PD w/SB4U BASE (C), FX-PD w/SB
45ceca04-6b7d-49eb-8c20-9c32cbc11280 | NFPA 170 HEAT DETECTOR |  |  | North | Notifier |  | Heat Detector |  |  |  | Module | TRUE | FST-951-IV w/B224BI-IV | ++ | Low-profile 135°F fixed thermal sensor. Ivory. FlashS-can and CLIP mode. Isolator Base | 1 | 0.0002 | 0.0045 |  |  |  |  | FALSE | TRUE | FLUSH |  | 4" SQ. DEEP | 3 "O" PLASTER RING | #FFFF0000 | FA-NFPA 170 HEAT DETECTOR | 1 | FALSE | FALSE | FALSE | 1403 |  |  | 7272-0028:0206 | [10 empty] | FALSE | [5 empty] | DESKTOP-7EIEB7A\acont | 2021-05-14 10:48 | THOR\acont | 2024-09-08 17:27 | Cloned from Notifier FST-951-IV w/B224RB-IV | [Honeywell, Notifier, System Sensor] [SLC SENSORS] [*] [#4 TYPE ADDR ¦ SENSORS] 2251B (C), 2251-COPTIR (C), 2251-COPTIR w/B200S-WH (C), 2251TB (C), 2251TMB (C), 5251B (C), 5251B-WP (C), 5251H (C), 5251RB (C), 5251RB-WP (C), 7251 (C), 7251DH (C), DH200LP [Honeywell, Notifier, System Sensor] [SLC MODULES SENSORS] [*] [#2 SHARED ADDR ¦ SENSORS] 2251B (C), 2251-COPTIR (C), 2251-COPTIR w/B200S-WH (C), 2251TB (C), 2251TMB (C), 5251B (C), 5251B-WP (C), 5251H (C), 5251RB (C), 5251RB-WP (C), 7251 (C), 7251DH (C)
87ec58d7-7e05-4780-a2de-9c34e10f93be |  |  |  | North | Autocall | [5 empty] | Module | TRUE | A100-6104 | ++ | ES Net NIC cards for 4100ES, TrueSite Workstation, or Incident Commander, One slot of a 4100ES bay | 1 | 0.12 | 0.12 | [10 empty] | #FFFFFFFF |  |  | FALSE | FALSE | FALSE | [20 empty] | ALIENWIN10\AugWin7 | 2019-11-19 16:19 | THOR\acont | 2024-10-09 10:48
a1cec24e-5341-4ec5-ac84-9c399885da4b |  |  |  | North | Autocall | [5 empty] | Module | TRUE | A100-1260 |  | 70.7VRMS Output Constant Supervision Adapter for three NACs | 1 | 0.038 | 0.07 |  |  |  |  | TRUE | [5 empty] | #FFFFFFFF |  |  | FALSE | FALSE | FALSE | [20 empty] | DESKTOP-0D6CQVA\lousc | 2019-07-07 14:10 | THOR\acont | 2024-10-09 10:48 | Cloned from AutoCall A100-1259
ec301a87-9443-4b50-920e-9c42111ac179 | NFPA 170 AMPLIFIER RACK | RISER AMP |  | North | Sigcom |  | Cards & Components |  |  |  | Card | TRUE | VECP-25 (25W, 25V) MAIN BOARD | + | Main Board | 1 | 0.21 | 2.75 |  |  |  |  | FALSE | [5 empty] | #FFFF0000 | FA-NFPA 170 AMPLIFIER RACK | 1 | FALSE | FALSE | FALSE | 300 | [8 empty] | 7,12,18 |  |  |  | 100 | TRUE | [5 empty] | DESKTOP-7EIEB7A\acont | 2023-05-01 10:06 | THOR\acont | 2024-09-08 17:27 | Cloned from Sigcom MNS-100APB (100W, 25V) MAIN BOARD | [Sigcom] [IDC] [#2 AUX MESSAGE INPUT] VECP-25 (25W, 25V) MAIN BOARD, VECP-50 (50W, 25V) MAIN BOARD [Sigcom] [NAC Trigger] [#1 NAC INPUT] VECP-25 (25W, 25V) MAIN BOARD, VECP-50 (50W, 25V) MAIN BOARD [Sigcom] [AUDIO LOW] [#2 AUX AUDIO INPUT] MNS-100EXP (100W, 25V) MAIN BOARD, MNS-100EXP (100W, 70V) MAIN BOARD, VECP-25 (25W, 25V) MAIN BOARD, VECP-50 (50W, 25V) MAIN BOARD [Siemens, Sigcom] [IDC] [#2 TROUBLE] MNS-3-REL, TXR-320 Main Board, VECP-25 (25W, 25V) MAIN BOARD, VECP-50 (50W, 25V) MAIN BOARD [Sigcom] [IDC] [#1 AUX MESSAGE INPUT] VECP-25 (25W, 25V) MAIN BOARD, VECP-50 (50W, 25V) MAIN BOARD [Siemens, Sigcom] [IDC] [#1 ALARM] MNS-3-REL, TXR-320 Main Board, VECP-25 (25W, 25V) MAIN BOARD, VECP-50 (50W, 25V) MAIN BOARD [Sigcom] [NAC Trigger] [#2 NAC INPUT] VECP-25 (25W, 25V) MAIN BOARD, VECP-50 (50W, 25V) MAIN BOARD | [Sigcom] VECP-25 (25W, 25V) MAIN BOARD
c712596f-fc77-481b-a2d5-9c496045184c | NFPA 170 HEAT DETECTOR |  |  | North | Monaco Enterprises |  | Heat Detector |  |  |  | Module | TRUE | 721-124-00 w/B210LP | + | DETECTOR,HEAT:135 F,RATE-OF-RISE & FIXED,INTELLIGENT,LOW PROFILE,HEAD | 1 | 0.0003 | 0.0065 |  |  |  |  | FALSE | TRUE |  |  |  |  | #FFFF0000 | FA-NFPA 170 HEAT DETECTOR | 1 | FALSE | FALSE | FALSE | 1403 | [13 empty] | FALSE |  |  | R |  |  | DESKTOP-7SAL8M7\acont | 2020-02-23 09:27 | THOR\acont | 2024-09-08 17:27 | Cloned from MIRCOM MIX-5251RB w/B210LP | [Monaco Enterprises] [SLC SENSORS] 01 [*] 721-121-00 w/B200SR-LF-WH (C), 721-121-00 w/B200SR-WH (C), 721-121-00 w/B210LP (C), 721-121-00 w/B224RB-WH (C), 721-121-00 w/B501 (C), 721-124-00 w/B200SR-LF-WH (C), 721-124-00 w/B200SR-WH (C), 721-124-00 w/B210L [Monaco Enterprises] [SLC SENSORS] 01 [*] 721-121-00 w/B200SR-LF-WH (C), 721-121-00 w/B200SR-WH (C), 721-121-00 w/B210LP (C), 721-121-00 w/B224RB-WH (C), 721-121-00 w/B501 (C), 721-124-00 w/B200SR-LF-WH (C), 721-124-00 w/B200SR-WH (C), 721-124-00 w/B210L [Monaco Enterprises] [SLC MODULES/SENSORS] 01 [*] 721-121-00 w/B200SR-LF-WH (C), 721-121-00 w/B200SR-WH (C), 721-121-00 w/B210LP (C), 721-121-00 w/B224RB-WH (C), 721-121-00 w/B501 (C), 721-124-00 w/B200SR-LF-WH (C), 721-124-00 w/B200SR-WH (C), 721-124-00 [Monaco Enterprises] [SLC MODULES SENSORS] 01 [*] 708-026-01, 708-031-00, 721-121-00 w/B200SR-LF-WH (C), 721-121-00 w/B200SR-WH (C), 721-121-00 w/B210LP (C), 721-121-00 w/B224RB-WH (C), 721-121-00 w/B501 (C), 721-124-00 w/B200SR-LF-WH (C), 721-124-00 w/B
9348a487-17d1-45b3-863e-9c51b97d15ae | NFPA 170 MANUAL PULL |  |  | North | Apollo |  | Manual Station |  |  |  | Module | FALSE | 56000-005 | + | Dual Action Addressable Manual Pull Station | 1 | 0.0002 | 0.0036 |  |  |  |  | FALSE | TRUE |  |  |  |  | #FFFF0000 | FA-NFPA 170 MANUAL PULL | 1 | FALSE | FALSE | FALSE | 1408 | [13 empty] | FALSE | [5 empty] | DESKTOP-7EIEB7A\acont | 2021-11-17 06:50 | THOR\acont | 2024-09-08 17:27 | Cloned from Apollo 55000-450 w/VF5632-00 | [Advanced, Apollo] [SLC APOLLO MODULES SENSORS] [*] [#1 SHARED ADDR ¦ MODULES] 45681-800 (C), 45681-805 (C), 55000-001 (C), 55000-002 (C), 55000-005 (C), 55000-006 (C), 55000-009 (C), 55000-010 (C), 55000-765 (C), 55000-790ADV, 55000-805ADV, 55000-806ADV [Apollo] [SLC APOLLO MODULES/SENSORS] [*] [#1] 45681-800 (C), 45681-805 (C), 55000-001 (C), 55000-002 (C), 55000-005 (C), 55000-006 (C), 55000-009 (C), 55000-010 (C), 55000-450 w/45681-210UL (C), 55000-450 w/45681-225APO (C), 55000-450 w/45681-250USA (C)
6ff4eb86-c99e-4dd6-b1c6-9c524a1b55d0 | NFPA 170 BATTERY CABINET |  |  | North | Edwards |  | Enclosure |  |  |  | Assembly | TRUE | BC-1R |  | Battery Cabinet, red | 1 | [12 empty] | #FFFF0000 | FA-NFPA 170 BATTERY CABINET | 1 | FALSE | FALSE | FALSE | [22 empty] | THOR\acont | 2024-09-08 17:27
554d6951-d2f8-445f-9291-9c54611fcfd4 | NFPA 170 STROBE CEILING |  |  | North | Eaton Wheelock |  | Strobe |  |  |  | Module | TRUE | ELSTWC-NB | + | CEILING STROBE, WHITE, NONE, BLUE | 1 | [6 empty] | TRUE | TRUE |  |  |  |  | #FF0070C0 | FA-NFPA 170 STROBE CEILING | 1 | FALSE | FALSE | FALSE | 2020 | [16 empty] | C |  |  | DESKTOP-7EIEB7A\acont | 2021-05-18 16:41 | THOR\acont | 2024-09-08 17:27 | Cloned from Eaton Wheelock ELSTWC-NA | [Eaton Wheelock] [NAC] [24VDC] ELSTRC-ALB (C), ELSTRC-NB (C), ELSTWC-ALB (C), ELSTWC-NB (C)
50cebbe7-a9ad-4982-815f-9c54f410341c |  |  |  | North | Siemens | [5 empty] | Module | TRUE | RSM-4 | 500-696166 | RSM-4 ROCKER SW MODULE (MOM) | 1 | [12 empty] | #FFFFFFFF |  |  | FALSE | FALSE | FALSE | [20 empty] | DESKTOP-7SAL8M7\acont | 2019-08-13 09:04 | THOR\acont | 2024-10-09 10:48
e1ecc1a1-1e16-4d37-9c3a-9c5bdbd13aca |  |  |  | North | Edwards |  | Hardware |  |  |  | Hardware | TRUE | SIGA-TSB |  | Trim Skirt / Ring, Octagon, use /w IPHSB to hide white base | 1 | [6 empty] | FALSE | [5 empty] | #FFFFFFFF |  |  | FALSE | FALSE | FALSE | [14 empty] | FALSE | [7 empty] | THOR\acont | 2024-10-09 10:48
b3878f89-a1c7-4275-8a2a-9c5e76464d53 | NFPA 170 HORN |  |  | North | Potter |  | Horn |  |  |  | Module | TRUE | ASHH-24SMR |  | Hazardous Location Amplified Speaker | 1 | 0 | 0.056 |  |  |  |  | FALSE | [5 empty] | #FF0070C0 | FA-NFPA 170 HORN | 1 | FALSE | FALSE | FALSE | 2010 |  |  | 7135-1517:0123 | [10 empty] | FALSE |  |  | XP |  |  |  |  | THOR\acont | 2024-09-08 17:27 | Cloned from Potter EH-24PR | [Potter] [NAC] [UL MAX, HIGH DB] ASHH-24SMR
5f287727-f8af-4b00-a7dd-9c65f0910b70 | NFPA 170 SPEAKER STROBE |  |  | North | System Sensor |  | Speaker/Strobe |  |  |  | Module | TRUE | SPSRLED-B | ++ | 2-WIRE, SPEAKER STROBE LED RED WALL BILINGUAL | 1 | 0 | 0.017 |  |  |  |  | FALSE | [5 empty] | #FF0070C0 | FA-NFPA 170 SPEAKER STROBE | 1 | FALSE | FALSE | FALSE | 2019 | [13 empty] | FALSE | [5 empty] | THOR\acont | 2024-02-21 10:59 | THOR\acont | 2024-09-08 17:27 | Cloned from System Sensor SPSRLED | [System Sensor] [AUDIO 70.7v] [70V AUDIO] SPSCRLED (C), SPSCRLED-B (C), SPSCRLED-BT (C), SPSCWLED (C), SPSCWLED-B (C), SPSCWLED-BT (C), SPSCWLED-CLR-ALERT (C), SPSCWLED-P (C), SPSCWLED-SP (C), SPSCWLED-T (C), SPSCWLED-TP (C), SPSRLED, SPSRLED-B, SPSRLED- [System Sensor] [NAC] [VDC] SPSRLED, SPSRLED-B, SPSRLED-P, SPSRLED-SP, SPSWLED, SPSWLED-ALERT, SPSWLED-B, SPSWLED-CLR-ALERT, SPSWLED-P [System Sensor] [AUDIO 25v] [25V AUDIO] SPSCRLED (C), SPSCRLED-B (C), SPSCRLED-BT (C), SPSCWLED (C), SPSCWLED-B (C), SPSCWLED-BT (C), SPSCWLED-CLR-ALERT (C), SPSCWLED-P (C), SPSCWLED-SP (C), SPSCWLED-T (C), SPSCWLED-TP (C), SPSRLED, SPSRLED-B, SPSRLED-P,
ddebcd03-3171-4e6d-b778-9c66c1b2c71e | NFPA 170 SPEAKER STROBE CEILING |  |  | North | Edwards |  | Speaker/Strobe |  |  |  | Module | TRUE | GCWN-S2VMC |  | 25V Speaker/Strobe white, no markings, 15, 30, 75, 95 cd, clear | 1 | 0 | 0.318 |  |  |  |  | FALSE | TRUE |  |  |  |  | #FF0070C0 | FA-NFPA 170 SPEAKER STROBE CEILING | 1 | FALSE | FALSE | FALSE | 2020 | [13 empty] | FALSE |  |  | C |  |  |  |  | THOR\acont | 2024-09-08 17:27 |  | [Edwards, Kidde] [NAC] [16 VDC] EGCFR-VM (C), EGCF-VM (C), GCFR-S7VM (C), GCFR-VM (C), GCF-S2VM (C), GCF-S7VM (C), GCF-VM (C), GCHFRF-S2VMC (C), GCHFRF-S7VMC (C), GCHFRN-S2VMC (C), GCHFRN-S7VMC (C), GCHFWA-S2VMA (C), GCHFWA-S2VMC (C), GCHFWA-S7VMA (C), G [Edwards, Kidde] [AUDIO 25v] [25V AUDIO] EGCF-S2VMH (C), G4F-S2, G4F-S2V1575, G4F-S2VM, G4HFRF-S2, G4HFRF-S2VMC, G4HFRN-S2, G4HFRN-S2VMC, G4HFWA-S2, G4HFWA-S2VMA, G4HFWA-S2VMC, G4HFWF-S2, G4HFWF-S2VMC, G4HFWN-S2, G4HFWN-S2VMA, G4HFWN-S2VMC, G4RF-S2, G4RF [Edwards, Kidde] [NAC] [24 VDC] EGCFR-VM (C), EGCF-VM (C), GCFR-S7VM (C), GCFR-VM (C), GCF-S2VM (C), GCF-S7VM (C), GCF-VM (C), GCHFRF-S2VMC (C), GCHFRF-S7VMC (C), GCHFRN-S2VMC (C), GCHFRN-S7VMC (C), GCHFWA-S2VMA (C), GCHFWA-S2VMC (C), GCHFWA-S7VMA (C), G
cc026246-7c05-40d8-9458-9c6b238d051b | NFPA 170 SPEAKER CEILING |  |  | North | Siemens |  | Speaker |  |  |  | Module | TRUE | SL2SPCR-AL | S54329-F141-A1++ | High-Fidelity Speaker, Ceiling, Red, Alert | 1 | [7 empty] | TRUE |  |  |  |  | #FF0070C0 | FA-NFPA 170 SPEAKER CEILING | 1 | FALSE | FALSE | FALSE | [20 empty] | DESKTOP-7EIEB7A\acont | 2023-08-02 16:59 | THOR\acont | 2024-09-08 17:27 | Cloned from Siemens SL2SPCB-F | [Siemens] [AUDIO 70.7v] [70V AUDIO] SL2SPCB-F (C), SL2SPCR-AL (C), SL2SPCR-F (C), SL2SPCR-N (C), SL2SPCW-A (C), SL2SPCW-AL (C), SL2SPCW-F (C), SL2SPCW-N (C), SL2SPWR-AL, SL2SPWR-F, SL2SPWR-N, SL2SPWW-AL, SL2SPWW-F, SL2SPWW-N [Siemens] [AUDIO 25v] [25V AUDIO] SL2SPCB-F (C), SL2SPCR-AL (C), SL2SPCR-F (C), SL2SPCR-N (C), SL2SPCW-A (C), SL2SPCW-AL (C), SL2SPCW-F (C), SL2SPCW-N (C), SL2SPWR-AL, SL2SPWR-F, SL2SPWR-N, SL2SPWW-AL, SL2SPWW-F, SL2SPWW-N
4890809d-173d-4af6-9c99-9c6f61c9d708 |  |  |  | North | Bosch | [5 empty] | Module | TRUE | NDA-5030-PIP-MO | * | ***(Motor Shop Electric Construction Co.)Pendant Interface Plate, Nde-4/5000 | 1 | [12 empty] | #FFFFFFFF |  |  | FALSE | FALSE | FALSE | [20 empty] | DESKTOP-7EIEB7A\acont | 2021-08-13 06:25 | THOR\acont | 2024-10-09 10:48
cb6fb19e-d76b-4fc0-8d40-9c6f98701ba9 | NFPA 170 AMPLIFIER RACK | RISER AMP |  | North | Evax |  | Amplifier |  |  |  | Assembly | TRUE | HMX-DP50/P (25V) | + | Distributed Panel, Dual Channel, 50W, Fire Phone | 1 | [6 empty] | FALSE | [5 empty] | #FFFF0000 | FA-NFPA 170 AMPLIFIER RACK | 1 | FALSE | FALSE | FALSE | 300 | [8 empty] | 7,12,18 |  |  |  | 50 | TRUE | [5 empty] | DESKTOP-7SAL8M7\acont | 2020-07-16 11:07 | THOR\acont | 2024-09-08 17:27 | Cloned from Hochiki FNVDP50/P (25V)
b56ccca9-7f7f-4949-817f-9c738454fa12 | NFPA 170 MANUAL PULL |  |  | North | Edwards |  | Manual Station |  |  |  | Module | TRUE | 276B-1420 |  | Pull Station, 1 N.O., 1 N.C., lexan, key reset, terminals | 1 | [6 empty] | FALSE | [5 empty] | #FFFF0000 | FA-NFPA 170 MANUAL PULL | 1 | FALSE | FALSE | FALSE | 957 | [13 empty] | FALSE | [7 empty] | THOR\acont | 2024-09-08 17:27 |  | [Edwards, Kidde, Monaco Enterprises] [IDC] 01 1534-1, 200-GAOF, 270A-DPO, 270A-SPO, 270-DOC, 270-DOC-B, 270-DOC-F, 270-DPO, 270-GAO, 270-GAOB, 270-GAO-DOC, 270-GAO-DOCF, 270P-DPO, 270P-SPO, 270-SPO, 270-SPOW, 270-SPOWB, 270-SPOWF, 271-KR1/SR/GS, 276A-REL
09250c05-0f81-459e-8d35-9c77c1a7405b | NFPA 170 HORN STROBE |  |  | North | Edwards |  | Horn/Strobe |  |  |  | Module | TRUE | WG4RN-HVMC |  | Outdoor rated horn-strobe, red without marking, clear lens | 1 | 0 | 0.297 |  |  |  |  | FALSE | [5 empty] | #FF0070C0 | FA-NFPA 170 HORN STROBE | 1 | FALSE | FALSE | FALSE | 2012 | [13 empty] | FALSE |  |  | WP |  |  |  |  | THOR\acont | 2024-09-08 17:27 |  | [Edwards, Kidde] [NAC] [16 VDC, CONTINUOUS] WG4RF-HVMC, WG4RF-HVMC (C) (C), WG4RN-HVMC, WG4RN-HVMC (C) (C), WG4WF-HVMC, WG4WF-HVMC (C) (C), WG4WN-HVMC, WG4WN-HVMC (C) (C) [Edwards, Kidde] [NAC] [16 VFWR, CONTINUOUS] WG4RF-HVMC, WG4RF-HVMC (C) (C), WG4RN-HVMC, WG4RN-HVMC (C) (C), WG4WF-HVMC, WG4WF-HVMC (C) (C), WG4WN-HVMC, WG4WN-HVMC (C) (C) [Edwards, Kidde] [NAC] [24 VDC, CONTINUOUS] WG4RF-HVMC, WG4RF-HVMC (C) (C), WG4RN-HVMC, WG4RN-HVMC (C) (C), WG4WF-HVMC, WG4WF-HVMC (C) (C), WG4WN-HVMC, WG4WN-HVMC (C) (C)
e6eefc3c-38fc-48e9-a96a-9c7dc0e286e7 | 170 BASIC SHAPE |  |  | North | Aiphone |  | Miscellaneous |  |  |  | Module | TRUE | PS-1208BF |  | Intercom Power Supply | 1 | [6 empty] | TRUE | [5 empty] | #FFFF0000 | FA-170 BASIC SHAPE | 1 | FALSE | FALSE | FALSE | [20 empty] | XPS-17-9710\August | 2024-04-04 05:36 | THOR\acont | 2024-09-08 17:27 | Cloned from Aiphone PS-1208 CLONED CLONED
0a1d1d57-d3df-436b-a080-9c839bfcbb76 |  |  |  | North | Edwards |  | Hardware |  |  |  | Hardware | TRUE | 454718ARE |  | 14/2 Solid Twisted Red-Jacket FPLR | 1 | [6 empty] | FALSE | [5 empty] | #FFFFFFFF |  |  | FALSE | FALSE | FALSE | [14 empty] | FALSE | [7 empty] | THOR\acont | 2024-10-09 10:48
90e892a0-f617-4a83-af4b-9c866b43ceb8 | NFPA 170 FIRE ALARM CONTROL UNIT | RISER FACP |  | North | Notifier |  | Fire Alarm Control Unit |  |  |  | Assembly | TRUE | SFP-5UD | + | Five-zone, 24-volt Fire Alarm Control Panel | 1 | [6 empty] | FALSE | FALSE |  |  |  |  | #FFFF0000 | FA-NFPA 170 FIRE ALARM CONTROL UNIT | 1 | FALSE | FALSE | FALSE | 202 | [8 empty] | 7,12,18 |  |  | 3 |  | TRUE | [7 empty] | THOR\acont | 2024-09-08 17:27
e9de25fb-45c6-4d3e-a6e2-9c8ec1c3f4ed | NFPA 170 HEAT DETECTOR |  |  | North | Edwards |  | Heat Detector |  |  |  | Module | TRUE | SIGA2-HRS w/SIGA-AB4G BASE | ++ | Heat Detector, 15F ROR, 135F Fixed Temperature | 1 | 4.5e-05 | 4.5e-05 |  |  |  |  | FALSE | [5 empty] | #FFFF0000 | FA-NFPA 170 HEAT DETECTOR | 1 | FALSE | FALSE | FALSE | 1403 | [13 empty] | FALSE | [7 empty] | THOR\acont | 2024-10-08 16:33 | 20191121 AC Detector with base | [Edwards, Kidde] [SLC EST MODULES/SENSORS] 01 [*] [iO64] DS-HFS (C), DS-PS (C), FX-HD w/IB4U BASE, FX-HD w/RB4U BASE, FX-HD w/SB4U BASE, FX-HD w/SB4U-LF BASE, FX-HD wB4U BASE, FX-PD w/B4U BASE (C), FX-PD w/IB4U BASE (C), FX-PD w/SB4U BASE (C), FX-PD w/SB [Edwards, Kidde] [AUX POWER] FX-HD w/SB4U BASE, FX-PD w/SB4U BASE (C), FX-PHD w/SB4U BASE (C), KI-COD w/KI-ABST BASE (C), KI-HCD w/KI-ABST BASE, KI-HRD w/KI-ABST BASE, KI-PCD w/KI-ABST BASE (C), KI-PD w/KI-ABST BASE (C), KI-PHCD w/KI-ABST BASE (C), KI-PH [Edwards, Kidde] [SLC EST SENSORS] [*] [#4 TYPE ADDR ¦ SENSORS] KI-DDOS (C), SIGA2-COS w/SIGA-AB4G BASE, SIGA2-COS w/SIGA-AB4G-LF BASE, SIGA2-COS w/SIGA-AB4GT BASE, SIGA2-COS w/SIGA-IB BASE, SIGA2-COS w/SIGA-RB BASE, SIGA2-COS w/SIGA-SB BASE, SIGA2-HCOS [Edwards, Kidde] [SLC EST MODULES SENSORS] [*] [#2 SHARED ADDR ¦ SENSORS] KI-DDOS (C), SIGA2-COS w/SIGA-AB4G BASE, SIGA2-COS w/SIGA-AB4G-LF BASE, SIGA2-COS w/SIGA-AB4GT BASE, SIGA2-COS w/SIGA-IB BASE, SIGA2-COS w/SIGA-RB BASE, SIGA2-COS w/SIGA-SB BASE, S [Edwards, Kidde] [SLC EST SENSORS] 01 [*] [EST3, iO1000] DS-HFS (C), DS-PS (C), FX-HD w/IB4U BASE, FX-HD w/RB4U BASE, FX-HD w/SB4U BASE, FX-HD w/SB4U-LF BASE, FX-HD wB4U BASE, FX-PD w/B4U BASE (C), FX-PD w/IB4U BASE (C), FX-PD w/SB4U BASE (C), FX-PD w/SB
171057c5-ce33-4b59-b05d-9c8f46783916 |  |  |  | North | Edwards |  | Hardware |  |  |  | Hardware | TRUE | QSC-12-G-2 |  | OBSOLETE - FAP w/ 12 Option Card Spaces, Gray, 230V | 1 | [6 empty] | FALSE | [5 empty] | #FFFFFFFF |  |  | FALSE | FALSE | FALSE | [14 empty] | FALSE | [7 empty] | THOR\acont | 2024-10-09 10:48
be64e92a-36e9-40a1-82a6-9c9053c4040f | NFPA 170 SPEAKER STROBE CEILING |  |  | North | Siemens |  | Speaker/Strobe |  |  |  | Module | TRUE | SL2SPSCW-N | S54329-F166-A1++ | Speaker-Strobe, Ceiling, Clear, White, No Lettering | 1 | [7 empty] | TRUE |  |  |  |  | #FF0070C0 | FA-NFPA 170 SPEAKER STROBE CEILING | 1 | FALSE | FALSE | FALSE | 2023 | [16 empty] | C |  |  | DESKTOP-7EIEB7A\acont | 2023-08-03 08:10 | THOR\acont | 2024-09-08 17:27 | Cloned from Siemens SL2SPSWW-N | [Siemens] [AUDIO 25v] [25V AUDIO] SL2SPSCR-A (C), SL2SPSCR-AL (C), SL2SPSCR-ALA (C), SL2SPSCR-F (C), SL2SPSCR-FB (C), SL2SPSCR-N (C), SL2SPSCR-NA (C), SL2SPSCW-A (C), SL2SPSCW-AL (C), SL2SPSCW-ALA (C), SL2SPSCW-F (C), SL2SPSCW-FB (C), SL2SPSCW-N (C), SL2 [Siemens] [NAC] [16.0 – 33.0 VDC] SL2SCR-A (C), SL2SCR-AL (C), SL2SCR-ALA (C), SL2SCR-ALB (C), SL2SCR-F (C), SL2SCR-FB (C), SL2SCR-N (C), SL2SCR-NA (C), SL2SCR-NB (C), SL2SCW-A (C), SL2SCW-AL (C), SL2SCW-ALA (C), SL2SCW-ALB (C), SL2SCW-EV (C), SL2SCW-F ( [Siemens] [AUDIO 70.7v] [70V AUDIO] SL2SPSCR-A (C), SL2SPSCR-AL (C), SL2SPSCR-ALA (C), SL2SPSCR-F (C), SL2SPSCR-FB (C), SL2SPSCR-N (C), SL2SPSCR-NA (C), SL2SPSCW-A (C), SL2SPSCW-AL (C), SL2SPSCW-ALA (C), SL2SPSCW-F (C), SL2SPSCW-FB (C), SL2SPSCW-N (C), S
bfebbd75-a514-4935-b9b1-9c9067753ee7 |  |  |  | North | Autocall |  | Cards & Components |  |  |  | Card | TRUE | A010-9426 CPU |  | CPU Assembly | 1 | 0.473 | 0.611 |  |  |  |  | TRUE | [5 empty] | #FFFFFFFF |  |  | FALSE | FALSE | FALSE | [20 empty] | DESKTOP-7SAL8M7\acont | 2020-03-10 08:28 | THOR\acont | 2024-10-09 10:48 | Cloned from AutoCall A010-9425 CPU |  | [Autocall, Simplex] 4007-9101(BA) CPU, 4007-9102(BA) CPU, 4007-9202 CPU, A010-9422 CPU, A010-9425 CPU, A010-9426 CPU, A010-9602 CPU, A010-9604 CPU, A100-5101, A100-5111, A100-5115 [Autocall] A007-9202 CPU, A010-9422 CPU, A010-9425 CPU, A010-9426 CPU, A010-9602 CPU, A010-9604 CPU [Autocall] A007-9101/9102 CPU, A007-9202 CPU, A010-9422 CPU, A010-9425 CPU, A010-9426 CPU, A010-9601 ESS, A010-9602 CPU, A010-9604 CPU, A100-0620, A100-0625, A100-1291, A100-9121 CPU, A100-9131 CPU, A100-9314 CPU, A100-9331 CPU [Autocall] A010-9422 CPU, A010-9425 CPU, A010-9426 CPU, A010-9602 CPU, A010-9604 CPU, A100-2135 [Autocall, Simplex] 4007-9101(BA) CPU, 4007-9102(BA) CPU, 4007-9202 CPU, 4100-5311, A007-9101/9102 CPU, A007-9202 CPU, A010-9422 CPU, A010-9425 CPU, A010-9426 CPU, A010-9601 ESS, A010-9602 CPU, A010-9604 CPU, A100-5101, A100-5311, A100-5325, A100-9121 CPU
a1c1eb90-7675-4a29-95f2-9c92fccaa0b8 | NFPA 170 MANUAL PULL |  |  | North | Edwards |  | Manual Station |  |  |  | Module | TRUE | 270-SPO |  | Pull Station, cast metal, terminals | 1 | [6 empty] | FALSE | [5 empty] | #FFFF0000 | FA-NFPA 170 MANUAL PULL | 1 | FALSE | FALSE | FALSE | 957 | [13 empty] | FALSE | [7 empty] | THOR\acont | 2024-09-08 17:27 |  | [Edwards, Kidde, Monaco Enterprises] [IDC] 01 1534-1, 200-GAOF, 270A-DPO, 270A-SPO, 270-DOC, 270-DOC-B, 270-DOC-F, 270-DPO, 270-GAO, 270-GAOB, 270-GAO-DOC, 270-GAO-DOCF, 270P-DPO, 270P-SPO, 270-SPO, 270-SPOW, 270-SPOWB, 270-SPOWF, 271-KR1/SR/GS, 276A-REL
a1918f5c-83fb-4acc-ada3-9c940f853158 |  |  |  | North | Edwards |  | Hardware |  |  |  | Hardware | TRUE | EVSSLED |  | Signals Silence LED | 1 | [6 empty] | FALSE | [5 empty] | #FFFFFFFF |  |  | FALSE | FALSE | FALSE | [14 empty] | FALSE | [7 empty] | THOR\acont | 2024-10-09 10:48
1f8b0408-b5c5-4bbf-b0cc-9c9a62d276da | NFPA 170 SMOKE HEAT CO DETECTOR |  |  | North | Edwards |  | Smoke/Heat/CO Detector |  |  |  | Module | TRUE | SIGA-PHCD w/SIGA-AB4G BASE | ++ | Photoelectric, heat detector and carbon monoxide life safety detector | 1 | 5.1e-05 | 6.8e-05 |  |  |  |  | FALSE | TRUE |  |  |  |  | #FFFF0000 | FA-NFPA 170 SMOKE HEAT CO DETECTOR | 1 | FALSE | FALSE | FALSE | 1408 | [13 empty] | FALSE | [7 empty] | THOR\acont | 2024-10-08 16:50 | 20191121 AC Detector with base | [Edwards, Kidde] [SLC EST MODULES/SENSORS] 01 [*] [iO64] DS-HFS (C), DS-PS (C), FX-HD w/IB4U BASE, FX-HD w/RB4U BASE, FX-HD w/SB4U BASE, FX-HD w/SB4U-LF BASE, FX-HD wB4U BASE, FX-PD w/B4U BASE (C), FX-PD w/IB4U BASE (C), FX-PD w/SB4U BASE (C), FX-PD w/SB [Edwards, Kidde] [AUX POWER] FX-HD w/SB4U BASE, FX-PD w/SB4U BASE (C), FX-PHD w/SB4U BASE (C), KI-COD w/KI-ABST BASE (C), KI-HCD w/KI-ABST BASE, KI-HRD w/KI-ABST BASE, KI-PCD w/KI-ABST BASE (C), KI-PD w/KI-ABST BASE (C), KI-PHCD w/KI-ABST BASE (C), KI-PH [Edwards, Kidde] [SLC EST SENSORS] [*] [#4 TYPE ADDR ¦ SENSORS] KI-DDOS (C), SIGA2-COS w/SIGA-AB4G BASE, SIGA2-COS w/SIGA-AB4G-LF BASE, SIGA2-COS w/SIGA-AB4GT BASE, SIGA2-COS w/SIGA-IB BASE, SIGA2-COS w/SIGA-RB BASE, SIGA2-COS w/SIGA-SB BASE, SIGA2-HCOS [Edwards, Kidde] [SLC EST MODULES SENSORS] [*] [#2 SHARED ADDR ¦ SENSORS] KI-DDOS (C), SIGA2-COS w/SIGA-AB4G BASE, SIGA2-COS w/SIGA-AB4G-LF BASE, SIGA2-COS w/SIGA-AB4GT BASE, SIGA2-COS w/SIGA-IB BASE, SIGA2-COS w/SIGA-RB BASE, SIGA2-COS w/SIGA-SB BASE, S [Edwards, Kidde] [SLC EST SENSORS] 01 [*] [EST3, iO1000] DS-HFS (C), DS-PS (C), FX-HD w/IB4U BASE, FX-HD w/RB4U BASE, FX-HD w/SB4U BASE, FX-HD w/SB4U-LF BASE, FX-HD wB4U BASE, FX-PD w/B4U BASE (C), FX-PD w/IB4U BASE (C), FX-PD w/SB4U BASE (C), FX-PD w/SB
edeaf946-1e59-4943-bba4-9c9d2b09935a |  |  |  | North | HESS | Security/Access Control |  |  |  |  | Module | TRUE | 9600-606 (LBM)(LBSM) |  | SATIN BRASS | 1 | [12 empty] | #FFFFFFFF |  |  | FALSE | FALSE | FALSE | [20 empty] | THOR\acont | 2024-03-12 21:20 | THOR\acont | 2024-10-09 10:48
99c7f2f3-e1b9-4ef1-a2a3-9c9f262a0067 | NFPA 170 DGP |  |  | North | Notifier |  | Hardware |  |  |  | Hardware | TRUE | DR-AA4BR |  | Door assembly, solid door, one tier (no battery compartment), RED. | 1 | [6 empty] | FALSE | [5 empty] | #FFFF0000 | FA-NFPA 170 DGP | 1 | FALSE | FALSE | FALSE | [9 empty] | 7,12,18 |  |  |  |  | TRUE | [5 empty] | DESKTOP-7EIEB7A\acont | 2021-04-01 14:48 | THOR\acont | 2024-09-08 17:27 | Cloned from Notifier DR-C4
fc25f95e-1789-4129-beda-9ca4094acc4a |  |  |  | North | Edwards |  | Cards & Components |  |  |  | Card | TRUE | EST-SRA4 |  | Annunciator CPU for multi loop QS panels | 1 | 0.07 | 0.09 |  |  |  |  | TRUE | [5 empty] | #FFFFFFFF |  |  | FALSE | FALSE | FALSE | [14 empty] | FALSE | [7 empty] | THOR\acont | 2024-10-09 10:48
86b5b911-50cd-4502-8ead-9ca73b3ac98a |  |  |  | North | Autocall |  | Hardware |  |  |  | Hardware | TRUE | A49SOC-CWALT | + | White, ALERT | 1 | [6 empty] | TRUE | [5 empty] | #FFFFFFFF |  |  | FALSE | FALSE | FALSE | [20 empty] | DESKTOP-7EIEB7A\acont | 2021-11-14 09:24 | THOR\acont | 2024-10-09 10:48 |  | [Autocall, Simplex] [AUDIO 25v] [25V AUDIO] 49HF-APPLW, 49HF-APPLW-BA, 49HFV-APPLW, 49HFV-APPLW-BA, 49SO-APPLW, 49SO-APPLW-BA, 49SO-APPLW-O, 49SO-APPLW-O-BA, 49SV-APPLW, 49SV-APPLW-BA, 49SV-APPLW-O, 49SV-APPLW-O-BA, A49HF-APPLW, A49HF-APPLW-BA, A49HFV-AP [Autocall, Simplex] [AUDIO 70.7v] [70V AUDIO] 49HF-APPLC (C), 49HF-APPLC-BA (C), 49HFV-APPLC (C), 49HFV-APPLC-BA (C), 49HFVH-APPLC (C), 49HFVH-APPLC-BA (C), 49SO-APPLC (C), 49SO-APPLC-BA (C), 49SO-APPLC-O (C), 49SO-APPLC-O-BA (C), 49SV-APPLC (C), 49SV-AP [Autocall, Simplex] [AUDIO 70.7v] [70V AUDIO] 49HF-APPLW, 49HF-APPLW-BA, 49HFV-APPLW, 49HFV-APPLW-BA, 49SO-APPLW, 49SO-APPLW-BA, 49SO-APPLW-O, 49SO-APPLW-O-BA, 49SV-APPLW, 49SV-APPLW-BA, 49SV-APPLW-O, 49SV-APPLW-O-BA, A49HF-APPLW, A49HF-APPLW-BA, A49HFV- [Autocall, Simplex] [AUDIO 25v] [25V AUDIO] 49HF-APPLC (C), 49HF-APPLC-BA (C), 49HFV-APPLC (C), 49HFV-APPLC-BA (C), 49HFVH-APPLC (C), 49HFVH-APPLC-BA (C), 49SO-APPLC (C), 49SO-APPLC-BA (C), 49SO-APPLC-O (C), 49SO-APPLC-O-BA (C), 49SV-APPLC (C), 49SV-APPL
ccc572b3-6d04-4f1c-adab-9caddc7d0370 |  |  |  | North | Siemens |  | Hardware |  |  |  | Hardware | TRUE | SDH-2A | 500-614186 | 120VAC CONCEALED WIRING | 1 | [12 empty] | #FFFFFFFF |  |  | FALSE | FALSE | FALSE | [20 empty] | DESKTOP-7SAL8M7\acont | 2019-08-13 09:04 | THOR\acont | 2024-10-09 10:48
9e5d1cf5-ae6c-4ad7-abf1-9cae78d46a38 | NFPA 170 ADDRESSABLE INPUT MONITOR MODULE |  |  | North | Gamewell FCI |  | Addressable Module |  |  |  | Module | TRUE | PID-95P | ++ | Addressable input interface device mounted on 4.688" (11.908 cm) plastic plate | 1 | 0.0005 | 0.0015 |  |  |  |  | FALSE | FALSE |  |  |  |  | #FFFF0000 | FA-NFPA 170 ADDRESSABLE INPUT MONITOR MODULE | 1 | FALSE | FALSE | FALSE | 1000 | [13 empty] | FALSE | [5 empty] | DESKTOP-7EIEB7A\acont | 2022-10-07 07:08 | THOR\acont | 2024-09-08 17:27 | Cloned from Gamewell FCI AMM-2RF | [Gamewell FCI] [SLC APOLLO MODULES SENSORS] [*] [#1 SHARED ADDR ¦ ALL] MS95-DL, MS95-SL, PID-95, PID-95P, XP95-P w/XP95-B4 (C), XP95-P w/XP95-B6EZ (C), XP95-T w/XP95-B4 (C), XP95-T w/XP95-B6EZ (C) [Gamewell FCI] [SLC MODULES SENSORS] [*] [#1 SHARED ADDR ¦ MODULES] AMM-2F, AMM-2IF, AMM-2RF, AMM-2RIF, AMM-4F, AMM-4SF, AOM-2RF, AOM-2SF, AOM-TELF, MMI-10F, MMI-6SF, MMO-6RF, MMO-6SF, MS-7AF, MS-7ASF, MS-7S w/AMM-2F, MS-WS w/AMM-2F, TC81021000, VW-DIS-D [Gamewell FCI] [SLC MODULES] [*] [#3 TYPE ADDR ¦ MODULES] AMM-2F, AMM-2IF, AMM-2RF, AMM-2RIF, AMM-4F, AMM-4SF, AOM-2RF, AOM-2SF, AOM-TELF, MMI-10F, MMI-6SF, MMO-6RF, MMO-6SF, MS-7AF, MS-7ASF, MS-7S w/AMM-2F, MS-WS w/AMM-2F, TC81021000, VW-GATE, WAM-MM, W | [Gamewell FCI] AMM-2F, AMM-2IF, AMM-2RF, AMM-4F, AMM-4SF, PID-95, PID-95P
7d14675a-f281-4d42-99c5-9caf59710225 | NFPA 170 WATER DETECTOR |  |  | North | Block Definition Only |  | Water Detector |  |  |  | Module | TRUE | NFPA 170 WATER DETECTOR |  | NFPA 170 WATER DETECTOR | 1 | [12 empty] | #FFFF0000 | FA-NFPA 170 WATER DETECTOR | 1 | FALSE | FALSE | FALSE | [20 empty] | AULAPTOP-PC\Aulaptop | 2020-03-26 07:41 | THOR\acont | 2024-09-08 17:27
be142f1e-f452-4c6e-a0ef-9cb384921368 | NFPA 170 MINI HORN |  |  | North | Potter |  | Horn |  |  |  | Module | TRUE | MH-12/24R |  | Mini-Horn, Red | 1 | 0 | 0.015 |  |  |  |  | FALSE | [5 empty] | #FF0070C0 | FA-NFPA 170 MINI HORN | 1 | FALSE | FALSE | FALSE | 2014 | [13 empty] | FALSE | [7 empty] | THOR\acont | 2024-09-08 17:27 |  | [Potter] [NAC] [UL MAX] MH-12/24R, MH-12/24TR, MH-12/24TW, MH-12/24W
bb32941b-7f5d-47d2-8476-9cbf0fdf4b53 | NFPA 170 HEAT DETECTOR |  |  | North | Apollo |  | Heat Detector |  |  |  | Module | FALSE | 55000-450 w/45681-225APO | + | HEAT DETECTOR W/ 6" BASE | 1 | 0.00025 | 0.003 |  |  |  |  | FALSE | TRUE |  |  |  |  | #FFFF0000 | FA-NFPA 170 HEAT DETECTOR | 1 | FALSE | FALSE | FALSE | 1408 | [13 empty] | FALSE | [5 empty] | DESKTOP-7EIEB7A\acont | 2021-11-17 06:46 | THOR\acont | 2024-09-08 17:27 | Cloned from Apollo 55000-650 w/VF5636-00 | [Advanced, Apollo] [SLC APOLLO MODULES SENSORS] [*] [#2 SHARED ADDR ¦ SENSORS] SA5150-650ADV w/SA5000-230ADV (C), SA5150-750ADV w/SA5000-210ADV (C), 45681-800 (C), 45681-805 (C), 55000-450 w/45681-210UL (C), 55000-450 w/45681-225APO (C), 55000-450 w/ [Apollo] [SLC APOLLO MODULES/SENSORS] [*] [#1] 45681-800 (C), 45681-805 (C), 55000-001 (C), 55000-002 (C), 55000-005 (C), 55000-006 (C), 55000-009 (C), 55000-010 (C), 55000-450 w/45681-210UL (C), 55000-450 w/45681-225APO (C), 55000-450 w/45681-250USA (C)
26d45708-c801-42aa-a3ae-9cc3d4e8e2e8 | CADGEN ELECTRIC STRIKE |  |  | North | Von Duprin | Security/Access Control | Electric Strike |  |  |  | Module | TRUE | 6216 | ++ | 6200 Series - Strikes for mortise or cylindrical devices | 1 | 0.06 | 0.06 |  |  | 12 |  | TRUE | [5 empty] | #FFFF0000 | FA-CADGEN ELECTRIC STRIKE | 1 | FALSE | FALSE | FALSE | [17 empty] | R1 |  |  | DESKTOP-7EIEB7A\acont | 2023-01-27 07:13 | THOR\acont | 2024-09-08 17:27 | Cloned from Von Duprin 6215 | [Alarm Controls, ALARM CONTROLS CORPORATION, ASSA ABLOY, Generic, HES, RCI, Von Duprin] [ACCESS CONTROL OUTPUT] [*] 1200L, 1200LB, 1200S, 1500, 1600, 4200, 5100, 600D, 600L, 600S, 6210, 6211, 6211AL, 6211WF, 6212, 6212WF, 6213, 6214, 6215, 6216, 6221, 62
4c9b111a-ac94-411a-ae69-9cc444b8ab2f | NFPA 170 VOICE EVACUATION CONTROL UNIT |  |  | North | Hochiki |  | Voice Evac Control Unit |  |  |  | Assembly | TRUE | FNVMP64 | + | Master Panel, 64 Switch Control | 1 | [6 empty] | FALSE |  |  | *Refer to Install Sheet |  |  | #FFFF0000 | FA-NFPA 170 VOICE EVACUATION CONTROL UNIT | 1 | FALSE | FALSE | FALSE | 211 | [8 empty] | 7,12,18 |  |  |  |  | TRUE | [5 empty] | DESKTOP-7SAL8M7\acont | 2019-11-04 16:25 | THOR\acont | 2024-09-08 17:27
b7979833-abce-492e-b7b8-9cc61c0fafab |  |  |  | North | Siemens | [5 empty] | Module | TRUE | RLC-11 | 500-694625 | REMOTE LAMP MODULE - CEILING MOUNT | 1 | [7 empty] | TRUE |  |  |  |  | #FFFFFFFF |  |  | FALSE | FALSE | FALSE | [20 empty] | DESKTOP-7SAL8M7\acont | 2019-08-13 09:04 | THOR\acont | 2024-10-09 10:48
fe3e9026-739a-4271-b511-9ccf93513882 | 170 BASIC SHAPE |  |  | North | Fike |  | Miscellaneous |  |  |  | Module | TRUE | 70-279 |  | IVO Supervisor | 1 | [6 empty] | FALSE | [5 empty] | #FFFF0000 | FA-170 BASIC SHAPE | 1 | FALSE | FALSE | FALSE | 5000 | [13 empty] | FALSE | [7 empty] | THOR\acont | 2024-09-08 17:27 | 20180810 Added By AuC
4a2b8ad7-1f8c-4f05-9b45-9cd3f9f34809 | 170 BASIC SHAPE |  |  | East | Generic |  | Miscellaneous |  |  |  | Module | TRUE | GENERIC CONTACT CLOSURE DEVICE |  | Use wher monitoring a contact closure | 1 | [6 empty] | FALSE | FALSE | PROVIDED BY SPRINKLER CONTRACTOR |  | PROVIDED BY OTHERS |  | #FFFF0000 | FA-170 BASIC SHAPE | 1 | FALSE | FALSE | FALSE | 916 | [13 empty] | FALSE | [5 empty] | XPS-17-9710\August | 2024-06-04 16:48 | THOR\acont | 2024-09-08 17:27 | Cloned from Generic VALVE TAMPER SUPERVISORY SWITCH | [Det-Tronics, Generic, Macurco, N/A, STI] [IDC] 01 30-3013, AIR PRESSURE SWITCH, AIR PRESSURE SWITCH HIGH/LOW, BACKFLOW VALVE, CM-12, CONTACT DEVICE, DUCT DETECTOR (C), Fire Suppression Control Unit (FSCU), FURNISHED BY OTHERS, FURNISHED BY OTHERS, FURNI
63034e05-04fd-406e-bc24-9cdeaa8fd779 | INTERCOM MASTER |  |  | North | Aiphone |  | Data Telecom |  |  |  | Module | TRUE | LEF-10 |  | Intercom Master | 1 | [6 empty] | TRUE | [5 empty] | #FFFF0000 | FA-INTERCOM MASTER | 1 | FALSE | FALSE | FALSE | [20 empty] | XPS-17-9710\August | 2024-04-04 05:20 | THOR\acont | 2024-09-08 17:27 |  |  | [Aiphone] LEF-10, LEF-10 S
1ad0363a-4006-4f2f-825d-9ce43ece3dde |  |  |  | North | Simplex |  | Hardware |  |  |  | Hardware | TRUE | 4098-9858 | + | Sampling Tube 71" to 95" (1803 mm to 2413 mm) | 1 | 0 | 0 |  |  |  |  | TRUE | [5 empty] | #FFFFFFFF |  |  | FALSE | FALSE | FALSE | [20 empty] | DESKTOP-7EIEB7A\acont | 2022-02-21 12:58 | THOR\acont | 2024-10-09 10:48 | Cloned from Autocall 4098-9858
ba755d72-76ad-4e1a-943d-9ce5932de48c | NFPA 170 SPEAKER STROBE |  |  | North | Edwards |  | Speaker/Strobe |  |  |  | Module | TRUE | WG4WN-SVMC |  | 25/70V Speaker/Strobe, white, n/m, clear, 15, 29, 70, 87 cd | 1 | [6 empty] | FALSE | [5 empty] | #FF0070C0 | FA-NFPA 170 SPEAKER STROBE | 1 | FALSE | FALSE | FALSE | 2019 | [13 empty] | FALSE |  |  | WP |  |  |  |  | THOR\acont | 2024-09-08 17:27 |  | [Edwards] [NAC] [24 VDC] WG4RF-SVMC, WG4RN-SVMC, WG4WA-SVMC, WG4WF-SVMC, WG4WN-SVMC [Edwards, Kidde] [AUDIO 25v] [25V AUDIO] EGCF-S2VMH (C), G4F-S2, G4F-S2V1575, G4F-S2VM, G4HFRF-S2, G4HFRF-S2VMC, G4HFRN-S2, G4HFRN-S2VMC, G4HFWA-S2, G4HFWA-S2VMA, G4HFWA-S2VMC, G4HFWF-S2, G4HFWF-S2VMC, G4HFWN-S2, G4HFWN-S2VMA, G4HFWN-S2VMC, G4RF-S2, G4RF [Edwards, Kidde] [AUDIO 70.7v] [70V AUDIO] G4F-S7, G4F-S7V1575, G4F-S7VM, G4HFRF-S7, G4HFRF-S7VMC, G4HFRN-S7, G4HFRN-S7VMC, G4HFWA-S7, G4HFWA-S7VMA, G4HFWA-S7VMC, G4HFWF-S7, G4HFWF-S7VMC, G4HFWN-S7, G4HFWN-S7VMA, G4HFWN-S7VMB, G4HFWN-S7VMC, G4RF-S7, G4RF
60480970-4f99-482f-b7ba-9ce6291df3c6 | NFPA 170 HORN STROBE |  |  | North | Autocall |  | Horn/Strobe |  |  |  | Module | TRUE | A4906-9132 | + | Weatherproof appliance with multi-candela Horn strobe Wall Mount White | 1 | 0 | 0 |  |  |  |  | TRUE | [5 empty] | #FF0070C0 | FA-NFPA 170 HORN STROBE | 1 | FALSE | FALSE | FALSE | 2012 | [16 empty] | WP |  |  |  |  | THOR\acont | 2024-09-08 17:27 | Cloned from AutoCall A4906-9131 | [Autocall, Simplex] [NAC] [24VDC STEADY] 4906-9131, 4906-9132, A4906-9131, A4906-9132 [Autocall, Simplex] [NAC] 4906-9131, 4906-9132, A4906-9131, A4906-9132
65e775d3-1505-42b1-a830-9ce7ff73099c | NFPA 170 DOOR HOLDER |  |  | North | Bosch |  | Door Holder |  |  |  | Module | TRUE | D370C | * | WALL MNT DOOR HOLDER 24 110V | 1 | [12 empty] | #FFFF0000 | FA-NFPA 170 DOOR HOLDER | 1 | FALSE | FALSE | FALSE | [20 empty] | DESKTOP-7EIEB7A\acont | 2021-08-13 06:25 | THOR\acont | 2024-09-08 17:27 |  | [ASSA ABLOY, Bosch, Hochiki, N/A, Notifier, Potter, Rixson, RSG, Silent Knight, System Sensor] [AUX POWER] [DOOR RELEASE] 7200, ADI_K7-998TRI689, D370, D370C, DH Series, DH(1224)FPC, DH(1224)GPC, DH(1224)RPC, DH(1224)SPC, DH(24120)FPC, DH(24120)GPC, DH(2 [Bosch, Generic, Hochiki, N/A, Notifier, Potter, Rixson, RSG, Silent Knight, System Sensor] [RELAY] [DOOR RELEASE] 110VAC DOOR HOLDER, ADI_K7-998TRI689, D370, D370C, DH Series, DH(1224)FPC, DH(1224)GPC, DH(1224)RPC, DH(1224)SPC, DH(24120)FPC, DH(24120)GP [Bosch, Hochiki, N/A, Notifier, Potter, Rixson, RSG, Silent Knight, System Sensor] [AUX POWER] [DOOR RELEASE] ADI_K7-998TRI689, D370, D370C, DH Series, DH(1224)FPC, DH(1224)GPC, DH(1224)RPC, DH(1224)SPC, DH(24120)FPC, DH(24120)GPC, DH(24120)GPC2, DH(2412
eafafbfb-a489-44e9-99b3-9ce820bb8118 |  |  |  | North | Bosch |  | Cards & Components |  |  |  | Card | TRUE | D185 | ++ | REV POLARITY INTRFC MOD | 1 | 0.245 | 0.3 |  |  | 12 | [7 empty] | #FFFFFFFF |  |  | FALSE | FALSE | FALSE | [20 empty] | DESKTOP-7EIEB7A\acont | 2021-08-13 06:25 | THOR\acont | 2024-10-09 10:48 |  | [BluePoint, Bosch, Honeywell] [AUX POWER] [*] [12VDC ++] BP01-302, BP01-303, D125B, D185, DS1101i, DS1102i, DS1103i, DS1108i, DS936 (C), DS9360 (C), DS936B (C), DS936-CHI (C), DS936-FRA (C), DS937 (C), DS9370 (C), DS9371 (C), DS939 (C), DS939-CHI (C), EN
86513c81-6c76-4e98-96d4-9ce89deec0b5 |  |  |  | North | Oracle |  | Hardware |  |  |  | Hardware | TRUE | HD12600 | ++ | 12V 60Ah Sealed Lead Acid AGM Battery | 1 | [6 empty] | FALSE | [5 empty] | #FFFFFFFF |  |  | FALSE | FALSE | FALSE | [14 empty] | FALSE | [5 empty] | THOR\acont | 2024-04-08 09:53 | THOR\acont | 2024-10-09 10:48 | Cloned from Oracle HD1290 CLONED
7a75ba32-c27e-4c0f-b9a5-9ce8fb2b7119 |  |  |  | North | Kidde |  | Cards & Components |  |  |  | Card | TRUE | SA-DACT | ++ | Dual Line Dialer | 1 | 0.041 | 0.1 |  |  |  |  | TRUE | [5 empty] | #FFFFFFFF |  |  | FALSE | FALSE | FALSE | [14 empty] | FALSE | [5 empty] | THOR\acont | 2025-02-20 12:18 |  |  | Cloned from Edwards SA-DACT |  | [Edwards, Kidde] 3-MODCOM, 3-MODCOMP, DLD, SA-DACT, VM-DACT
964e1e29-fb2c-41f6-9caa-9cf86af34e36 | NFPA 170 HORN CEILING |  |  | North | Eaton Wheelock |  | Horn |  |  |  | Module | TRUE | EL3RMT-NR | ++ | CEILING HORN, RED, WP | 1 | [6 empty] | TRUE | TRUE |  |  |  |  | #FF0070C0 | FA-NFPA 170 HORN CEILING | 1 | FALSE | FALSE | FALSE | 2020 | [16 empty] | C, WP |  |  | THOR\acont | 2024-09-11 19:16 | THOR\acont | 2024-10-09 10:48 | Cloned from Eaton Wheelock EL3RHN-NR | [Eaton Wheelock] [NAC] [24VDC, HORN STD DB] EL3RMT-NR, EL3RMT-NR (C), EL3RMT-NW, EL3RMT-NW (C), EL4XMT-NR, EL4XMT-NR (C), EL4XMT-NW, EL4XMT-NW (C) [Eaton Wheelock] [NAC] [24VDC, HORN HIGH DB] EL3RMT-NR, EL3RMT-NR (C), EL3RMT-NW, EL3RMT-NW (C), EL4XMT-NR, EL4XMT-NR (C), EL4XMT-NW, EL4XMT-NW (C)
cfea049c-6e21-4e83-83d0-9cfdbf5c662e | NFPA 170 STROBE WALL |  |  | North | Edwards |  | Strobe |  |  |  | Module | TRUE | G1VWN |  | Strobe, Wall, White, None | 1 | [12 empty] | #FF0070C0 | FA-NFPA 170 STROBE WALL | 1 | FALSE | FALSE | FALSE | 2023 | [19 empty] | DESKTOP-7SAL8M7\acont | 2020-02-25 06:42 | THOR\acont | 2024-09-08 17:27 | Cloned from Kidde EG1VWN | [Edwards, Kidde] [NAC] [16-33 VFWR] EG1VRF, EG1VRN, EG1VWF, EG1VWN, G1VRF, G1VRN, G1VWF, G1VWN [Edwards, Kidde] [NAC] [16-33 VDC] EG1VRF, EG1VRN, EG1VWF, EG1VWN, G1VRF, G1VRN, G1VWF, G1VWN
2ed238a4-38ad-45ae-97c0-9d0659844050 |  |  |  | North | Edwards |  | Cards & Components |  |  |  | Card | TRUE | ANS25MDR |  | OBSOLETE - 25W Audio Notification Panel, Red | 1 | [6 empty] | TRUE | [5 empty] | #FFFFFFFF |  |  | FALSE | FALSE | FALSE | [14 empty] | FALSE | [7 empty] | THOR\acont | 2024-10-09 10:48
5bd40833-44ee-4933-802c-9d0c826aa779 | NFPA 170 FIRE ALARM CONTROL UNIT | RISER FACP |  | North | Edwards |  | Fire Alarm Control Unit |  |  |  | Assembly | TRUE | FSP1004G-2 |  | FACP - 10 Cl 'B' IDCs, 4 Cl 'B' NACs, 230V, Gray | 1 | [6 empty] | FALSE | [5 empty] | #FFFF0000 | FA-NFPA 170 FIRE ALARM CONTROL UNIT | 1 | FALSE | FALSE | FALSE | 202 | [8 empty] | 7,12,18 |  |  |  |  | TRUE | [7 empty] | THOR\acont | 2024-09-08 17:27
3ad765a8-3158-48e5-b80c-9d0cf6ea0608 | NFPA 170 SMOKE DETECTOR |  |  | North | MIRCOM |  | Smoke Detector |  |  |  | Module | TRUE | MIX-2251TMB w/B224RB-WH | + | Intelligent AcclimateTM Multicriteria Smoke Sensor, Relay Base | 1 | 0.0003 | 0.0065 |  |  |  |  | FALSE | TRUE |  |  |  |  | #FFFF0000 | FA-NFPA 170 SMOKE DETECTOR | 1 | FALSE | FALSE | FALSE | 1408 | [13 empty] | FALSE |  |  | MC, R |  |  | DESKTOP-7SAL8M7\acont | 2019-04-12 12:55 | THOR\acont | 2024-09-08 17:27 | 20191121 AC Detector with base | [MIRCOM] [SLC MODULES SENSORS] [*] [#2 SHARED ADDR ¦ SENSORS] DNR w/MIX-2251BR (C), DNR w/MIX-2351RAP (C), MIX-1251AP w/B200SR-LF-WH (C), MIX-1251AP w/B200SR-WH (C), MIX-1251AP w/B210LP (C), MIX-1251AP w/B224RB-WH (C), MIX-1251AP w/B501 (C), MIX-1251B w/ [MIRCOM] [SLC SENSORS] [*] [#4 TYPE ADDR ¦ SENSORS] DNR w/MIX-2251BR (C), DNR w/MIX-2351RAP (C), MIX-1251AP w/B200SR-LF-WH (C), MIX-1251AP w/B200SR-WH (C), MIX-1251AP w/B210LP (C), MIX-1251AP w/B224RB-WH (C), MIX-1251AP w/B501 (C), MIX-1251B w/B200SR-LF-
af071042-4265-4875-b02a-9d12f02a5660 |  |  |  | North | Potter |  | Hardware |  |  |  | Hardware | TRUE | AMS-17 Series |  | 3/8 inch Mini Recessed Contact | 1 | [6 empty] | FALSE | [5 empty] | #FFFFFFFF |  |  | FALSE | FALSE | FALSE | [14 empty] | FALSE | [7 empty] | THOR\acont | 2024-10-09 10:48
e9653745-071e-4457-877f-9d240a81f543 | NFPA 170 HORN |  |  | North | Eaton Wheelock |  | Horn |  |  |  | Module | TRUE | LHNR3 |  | HRN,WALL,RED | 1 | [7 empty] | FALSE |  |  |  |  | #FF0070C0 | FA-NFPA 170 HORN | 1 | FALSE | FALSE | FALSE | 2010 | [19 empty] | DESKTOP-7SAL8M7\acont | 2020-10-28 08:13 | THOR\acont | 2024-09-08 17:27 | Cloned from Eaton Wheelock LHNRC3 | [Eaton Wheelock] [NAC] [UL MAX, HIGH DB] LHNR3, LHNW3
0be7cfd9-0c5e-4fb4-a2c4-9d32d664fe50 | NFPA 170 HORN STROBE |  |  | North | Siemens |  | Horn/Strobe |  |  |  | Module | TRUE | MTH-HMC-W-WP | 500-636188++ | MULTI TONE HORN HI MULTI CD WALL WHITE WEATHERPROOF | 1 | [12 empty] | #FF0070C0 | FA-NFPA 170 HORN STROBE | 1 | FALSE | FALSE | FALSE | 2012 | [19 empty] | DESKTOP-7SAL8M7\acont | 2019-08-13 09:04 | THOR\acont | 2024-09-08 17:27 | B,T | [Siemens] [NAC] [24VDC, STD HORN] MTH-HMC-R-WP, MTH-HMC-W-WP
925f41ab-92b6-4a6e-8636-9d33975516c1 |  |  |  | North | Siemens | [5 empty] | Module | TRUE | 777820 | S54430-F295-A1 | POCKET PC DIAG KIT - 20/20 MINI | 1 | [12 empty] | #FFFFFFFF |  |  | FALSE | FALSE | FALSE | [20 empty] | DESKTOP-7SAL8M7\acont | 2019-08-13 09:04 | THOR\acont | 2024-10-09 10:48
c556ae1a-cdad-4129-9ce0-9d3b52b79f07 | NFPA 170 SPEAKER STROBE CEILING |  |  | North | Siemens |  | Speaker/Strobe |  |  |  | Module | TRUE | SEFH-AMC-CW-ALERT | S54329-A14-A1 | SPK-ST,CLG,AMB,ALR,W | 1 | [7 empty] | TRUE |  |  |  |  | #FF0070C0 | FA-NFPA 170 SPEAKER STROBE CEILING | 1 | FALSE | FALSE | FALSE | 2020 | [16 empty] | C |  |  | DESKTOP-7SAL8M7\acont | 2019-08-13 09:04 | THOR\acont | 2024-09-08 17:27 |  | [Siemens] [AUDIO 70.7v] [70V AUDIO] SEFH-AHMC-CW-ALERT (C), SEFH-AMC-CW-ALERT (C), SEFH-AMC-W-ALERT, SEFH-CR (C), SEFH-CW (C), SEFH-HMC-CR (C), SEFH-HMC-CR-ALERT (C), SEFH-HMC-CW (C), SEFH-HMC-CW-ALERT (C), SEFH-HMC-R, SEFH-HMC-W, SEFH-MC-CR (C), SEFH-MC [Siemens] [AUDIO 25v] [25V AUDIO] SEFH-AHMC-CW-ALERT (C), SEFH-AMC-CW-ALERT (C), SEFH-AMC-W-ALERT, SEFH-CR (C), SEFH-CW (C), SEFH-HMC-CR (C), SEFH-HMC-CR-ALERT (C), SEFH-HMC-CW (C), SEFH-HMC-CW-ALERT (C), SEFH-HMC-R, SEFH-HMC-W, SEFH-MC-CR (C), SEFH-MC-C [Siemens] [NAC] [VDC] SEFH-AMC-CW-ALERT (C), SEFH-MC-CR (C), SEFH-MC-CR-ALERT (C), SEFH-MC-CW (C), SEFH-MC-CW-ALERT (C), SEFH-MC-CW-BLANK (C), SEH-MC-CR (C), SEH-MC-CR-B (C), SEH-MC-CW (C), SEH-MC-CW-ALERT (C), SEH-MC-CW-B (C), SEH-MC-CW-BLANK (C)
006dd385-46b1-4481-a368-9d3c9855bac1 |  |  |  | North | Edwards |  | Hardware |  |  |  | Hardware | TRUE | EVSC3-33 |  | In-graphic 3-pos Toggle Switch, ON-AUTO-OFF wired, 3 points | 1 | [6 empty] | FALSE | [5 empty] | #FFFFFFFF |  |  | FALSE | FALSE | FALSE | [14 empty] | FALSE | [7 empty] | THOR\acont | 2024-10-09 10:48
a8637606-cfdf-49f9-af2e-9d463ae5c2f7 |  |  |  | North | STI |  | Hardware |  |  |  | Hardware | TRUE | STI-9711 |  | Horn/Strobe/Speaker Damage Stopper® | 1 | [6 empty] | FALSE | [5 empty] | #FFFFFFFF |  |  | FALSE | FALSE | FALSE | [14 empty] | FALSE | [5 empty] | DESKTOP-7SAL8M7\acont | 2020-09-14 15:50 | THOR\acont | 2024-10-09 10:48 | Cloned from STI STI-9705
5ed77874-5eac-436a-bbc3-9d4adb22b04a |  |  |  | North | MIRCOM | [5 empty] | Module | TRUE | FDX-008W/KI | new | Fan Damper Control Module | 1 | 0.015 | 0.035 | [10 empty] | #FFFFFFFF |  |  | FALSE | FALSE | FALSE | [20 empty] | THOR\acont | 2024-02-24 16:13 | THOR\acont | 2024-10-09 10:48
1941c016-db72-422c-9a74-9d4db6ee98d3 | NFPA 170 SPEAKER STROBE |  |  | North | System Sensor |  | Speaker/Strobe |  |  |  | Module | TRUE | SPSWLED-P | ++ | 2-WIRE, SPEAKER STROBE LED WHITE WALL PLAIN | 1 | 0 | 0.017 |  |  |  |  | FALSE | [5 empty] | #FF0070C0 | FA-NFPA 170 SPEAKER STROBE | 1 | FALSE | FALSE | FALSE | 2019 | [13 empty] | FALSE | [5 empty] | THOR\acont | 2024-02-21 11:01 | THOR\acont | 2024-09-08 17:27 | Cloned from System Sensor SPSWLED-CLR-ALERT | [System Sensor] [NAC] [VDC] SPSRLED, SPSRLED-B, SPSRLED-P, SPSRLED-SP, SPSWLED, SPSWLED-ALERT, SPSWLED-B, SPSWLED-CLR-ALERT, SPSWLED-P [System Sensor] [AUDIO 70.7v] [70V AUDIO] SPSCRLED (C), SPSCRLED-B (C), SPSCRLED-BT (C), SPSCWLED (C), SPSCWLED-B (C), SPSCWLED-BT (C), SPSCWLED-CLR-ALERT (C), SPSCWLED-P (C), SPSCWLED-SP (C), SPSCWLED-T (C), SPSCWLED-TP (C), SPSRLED, SPSRLED-B, SPSRLED- [System Sensor] [AUDIO 25v] [25V AUDIO] SPSCRLED (C), SPSCRLED-B (C), SPSCRLED-BT (C), SPSCWLED (C), SPSCWLED-B (C), SPSCWLED-BT (C), SPSCWLED-CLR-ALERT (C), SPSCWLED-P (C), SPSCWLED-SP (C), SPSCWLED-T (C), SPSCWLED-TP (C), SPSRLED, SPSRLED-B, SPSRLED-P,
acb63e10-39fa-452a-96a2-9d4ea4363f0a | NFPA 170 FIRE ALARM CONTROL UNIT | RISER FACP |  | North | Hochiki |  | Fire Alarm Control Unit |  |  |  | Assembly | TRUE | LA101K1-10 |  | FireNET L@TITUDE Analog Addressable Fire Alarm Control Panel, 4 Slot Standard Enclosure, 5.25 A 115V, 2-Loop Panel Module, Hochiki Protocol, Network Module, and Media Gateway™, Red, 48 Zone LEDs | 1 | [6 empty] | FALSE |  |  | *Refer to Install Sheet | 16.5in (W) x 23.2in (H) x 6in (D) | KM5FCRD (Optional Semi-Flush Mounting Kit) | #FFFF0000 | FA-NFPA 170 FIRE ALARM CONTROL UNIT | 1 | FALSE | FALSE | FALSE | 202 | [8 empty] | 7,12,18,28 |  |  | 5.25 |  | TRUE | [5 empty] | DESKTOP-GHR3H5U\Anthony | 2019-11-27 08:00 | THOR\acont | 2024-09-08 17:27
629e2f43-f46c-4ad7-89aa-9d5f2c9f130c |  |  |  | North | NAPCO |  | Cards & Components |  |  |  | Card | TRUE | GEM-ACM1D Main Board | + | Assembly Main Board | 1 | [6 empty] | TRUE | [5 empty] | #FFFFFFFF |  |  | FALSE | FALSE | FALSE | [20 empty] | DESKTOP-7SAL8M7\acont | 2020-02-11 10:31 | THOR\acont | 2024-10-09 10:48 | Cloned from NAPCO GEM-ACM1D | [NAPCO] [VAC ] FL-255FACP Main Board, FL-32FACP Main Board, FL-FACP-LTE Main Board, FL-X2-32 Main Board, GEM-ACM1D Main Board, GEMC-128MB, GEMC-12V2APS-CF Main Board, GEMC-12V2APS-R Main Board, GEMC-255MB, GEMC-32MB, GEMC-96MB, GEMC-NAC6 Main Board, GEMC
225bcb35-8299-4ec9-bb38-9d61d3e0bebd |  |  |  | North | Siemens | [5 empty] | Module | TRUE | SDH-8D | 500-690400 | 24VDC OVERHEAD DOOR | 1 | [12 empty] | #FFFFFFFF |  |  | FALSE | FALSE | FALSE | [20 empty] | DESKTOP-7SAL8M7\acont | 2019-08-13 09:04 | THOR\acont | 2024-10-09 10:48
15871aa7-c586-4693-8f18-9d625fbd1176 | NFPA 170 FIRE ALARM CONTROL UNIT | RISER FACP |  | North | Hochiki |  | Fire Alarm Control Unit |  |  |  | Assembly | TRUE | LA103K2-14 |  | FireNET L@TITUDE Analog Addressable Fire Alarm Control Panel, 4 Slot Standard Enclosure, 10.25 A Auto Voltage, 4-Loop Panel Module, Hochiki Protocol, Network Module, and Media Gateway™, Red, Printer / 48 Zone LEDs | 1 | [6 empty] | FALSE |  |  | *Refer to Install Sheet | 16.5in (W) x 23.2in (H) x 6in (D) | KM5FCRD (Optional Semi-Flush Mounting Kit) | #FFFF0000 | FA-NFPA 170 FIRE ALARM CONTROL UNIT | 1 | FALSE | FALSE | FALSE | 202 | [8 empty] | 7,12,18,28 |  |  | 10.25 |  | TRUE | [5 empty] | DESKTOP-7SAL8M7\acont | 2019-12-04 15:59 | THOR\acont | 2024-09-08 17:27 | Cloned from Hochiki LA103K1-14
53dfd790-141c-48a1-a06e-9d67ced04184 | NFPA 170 ADDRESSABLE OUTPUT MODULE |  |  | North | Harrington |  | Addressable Control/Relay |  |  |  | Module | TRUE | IS813 |  | Switch Monitor Input Output Module (Relay Mode) | 1 | 0.00085 | 0.006 |  |  |  |  | FALSE | [5 empty] | #FFFF0000 | FA-NFPA 170 ADDRESSABLE OUTPUT MODULE | 1 | FALSE | FALSE | FALSE | 1100 | [13 empty] | FALSE | [7 empty] | THOR\acont | 2024-09-08 17:27 |  | [Harrington] [SLC ISPY] 03 [*] IS812, IS813, IS815
ed91ded2-7cd6-403a-bee2-9d68902ca247 |  |  |  | North | Siemens |  | Cards & Components |  |  |  | Card | TRUE | PAD-3-6A MAIN BOARD |  | CARD, PAD-3-6A MAIN BOARD | 1 | 0.035 | 0.14 |  |  |  |  | TRUE | [5 empty] | #FFFFFFFF |  |  | FALSE | FALSE | FALSE | [14 empty] | FALSE | [5 empty] | ALIENWIN10\AugWin7 | 2018-12-10 14:39 | THOR\acont | 2024-10-09 10:48 | Cloned from Siemens PAD-4-6A MAIN BOARD | [Siemens] [NAC Trigger] PAD-3-6A MAIN BOARD | [Siemens] PAD-3-6A MAIN BOARD
59a3fb2b-f9e8-4989-934f-9d6c63ee6f7e | NFPA 170 STROBE WALL |  |  | North | Potter |  | Strobe |  |  |  | Module | TRUE | SL-24H |  | Selectable Candela Strobe High Intensity | 1 | 0 | 0.218 |  |  |  |  | FALSE | [5 empty] | #FF0070C0 | FA-NFPA 170 STROBE WALL | 1 | FALSE | FALSE | FALSE | 2023 | [13 empty] | FALSE | [7 empty] | THOR\acont | 2024-09-08 17:27 |  | [Potter] [NAC] [UL MAX] SL-24H
83011758-d655-4284-84ca-9d755340ad43 | NFPA 170 HEAT DETECTOR |  |  | North | Autocall |  | Heat Detector |  |  |  | Module | TRUE | A4098-9614E w/A4098-9684E | + | Electronic Heat Detector 2-Wire 200° F (57° C) with remote LED, High Humidity | 1 | 0.0001 | 0.086 |  |  |  |  | TRUE | TRUE |  |  |  |  | #FFFF0000 | FA-NFPA 170 HEAT DETECTOR | 1 | FALSE | FALSE | FALSE | 1403 | [16 empty] | 200 |  |  | THOR\acont | 2024-02-22 15:56 | THOR\acont | 2024-09-08 17:27 | Cloned from Autocall A4098-9612E w/A4098-9684E | [Autocall, Simplex] [IDC] 02 [*] 4090-9008, 4098-9612E w/4098-9683E (C), 4098-9612E w/4098-9684E (C), 4098-9612E w/4098-9788E (C), 4098-9613E w/4098-9683E (C), 4098-9613E w/4098-9684E (C), 4098-9613E w/4098-9788E (C), 4098-9614E w/4098-9683E (C), 4098-96 | [Autocall, Simplex] 4098-9612 w/4098-9682, 4098-9612E w/4098-9682E, 4098-9612E w/4098-9683E, 4098-9612E w/4098-9684E, 4098-9612E w/4098-9788E, 4098-9613 w/4098-9682, 4098-9613E w/4098-9682E, 4098-9613E w/4098-9683E, 4098-9613E w/4098-9684E, 4098-9613E w/4
6fe257af-4108-4913-8def-9d7c46e4bdf9 | NFPA 170 HORN STROBE |  |  | North | Siemens |  | Horn/Strobe |  |  |  | Module | TRUE | SL2FSSWR-N | S54329-F135-A1++ | Sounder-Strobe, Wall, Clear, Red, No Lettering | 1 | [12 empty] | #FF0070C0 | FA-NFPA 170 HORN STROBE | 1 | FALSE | FALSE | FALSE | 2023 | [16 empty] | LF |  |  | DESKTOP-7EIEB7A\acont | 2023-08-03 11:49 | THOR\acont | 2024-09-08 17:27 | Cloned from Siemens SL2HSWR-N | [Siemens] [NAC] [24 VDC, HORN TEMPORAL] SL2FSSCR-AL (C), SL2FSSCR-CO (C), SL2FSSCR-F (C), SL2FSSCR-N (C), SL2FSSCW-AL (C), SL2FSSCW-CO (C), SL2FSSCW-F (C), SL2FSSCW-N (C), SL2FSSWR-AL, SL2FSSWR-CO, SL2FSSWR-F, SL2FSSWR-N, SL2FSSWW-CO, SL2FSSWW-F, SL2FSSW
44086135-dd29-4903-8e5f-9d7e9dc9cfaf | NFPA 170 HEAT DETECTOR |  |  | North | Notifier |  | Heat Detector |  |  |  | Module | TRUE | NH-200-IV | ++ | Ivory, low-profile intelligent 135°F fixed thermal sensor, FlashScan and CLIP | 1 | 0.0002 | 0.0045 |  |  |  |  | FALSE | TRUE | FLUSH |  | 4" SQ. DEEP | 3 "O" PLASTER RING | #FFFF0000 | FA-NFPA 170 HEAT DETECTOR | 1 | FALSE | FALSE | FALSE | 1403 |  |  | 7270-0028:0502 |  |  | S747 | [7 empty] | FALSE | [7 empty] | THOR\acont | 2024-09-08 17:27 | 20191121 AC Detector without base | [Honeywell, Notifier, System Sensor] [SLC SENSORS] [*] [#4 TYPE ADDR ¦ SENSORS] 2251B (C), 2251-COPTIR (C), 2251-COPTIR w/B200S-WH (C), 2251TB (C), 2251TMB (C), 5251B (C), 5251B-WP (C), 5251H (C), 5251RB (C), 5251RB-WP (C), 7251 (C), 7251DH (C), DH200LP [Honeywell, Notifier, System Sensor] [SLC MODULES SENSORS] [*] [#2 SHARED ADDR ¦ SENSORS] 2251B (C), 2251-COPTIR (C), 2251-COPTIR w/B200S-WH (C), 2251TB (C), 2251TMB (C), 5251B (C), 5251B-WP (C), 5251H (C), 5251RB (C), 5251RB-WP (C), 7251 (C), 7251DH (C)
3d08e8cf-d804-48d4-b2fb-9d8baa852883 |  |  |  | North | Edwards |  | Hardware |  |  |  | Hardware | TRUE | G4VWF-SP-CVR | ++ | Replacement Appliance Cover, Strobe, White, FEUGO | 1 | [12 empty] | #FFFFFFFF |  |  | FALSE | FALSE | FALSE | [20 empty] | THOR\acont | 2024-06-05 08:45 | THOR\acont | 2024-10-09 10:48 | Cloned from Edwards G4VRF-SP-CVR
0b5fdf42-fd96-411f-bcf2-9d8d7aec34bb | NFPA 170 FIRE ALARM CONTROL UNIT | RISER FACP |  | North | Edwards |  | Fire Alarm Control Unit |  |  |  | Assembly | TRUE | EST4 Assembly | ++ | EST4 Main FACP - Configuration 230209 | 1 | [6 empty] | FALSE | [5 empty] | #FFFF0000 | FA-NFPA 170 FIRE ALARM CONTROL UNIT | 1 | FALSE | FALSE | FALSE | 202 | [8 empty] | 7,12,18,55,65 |  |  |  |  | TRUE | [5 empty] | DESKTOP-7EIEB7A\acont | 2023-02-09 17:20 | THOR\acont | 2024-09-08 17:27 | Cloned from Edwards EST3 Main FACP
2b1851e9-5869-4247-8172-9da0f86be1eb | NFPA 170 BELL |  |  | North | Edwards |  | Bell |  |  |  | Module | TRUE | 439D-10AW |  | Bell, 10" 24Vdc, Gray | 1 | [6 empty] | FALSE | [5 empty] | #FFFF0000 | FA-NFPA 170 BELL | 1 | FALSE | FALSE | FALSE | 2000 | [13 empty] | FALSE | [7 empty] | THOR\acont | 2024-09-08 17:27 |  | [Edwards, Kidde] [NAC] [VDC] 439D-10AW, 439D-10AWC, 439D-10AW-R, 439D-6AW, 439D-6AWC, 439D-6AW-R, 439D-8AW, 439D-8AW-R, 439DEX-10AW, 439DEX-6AW, 439DEX-8AW
378ba426-7d8f-424b-9995-9da51eccc6b5 | NFPA 170 HEAT DETECTOR |  |  | North | Siemens |  | Heat Detector |  |  |  | Module | TRUE | DT-275EP | 500-688981 | 275 DEG EXP PROOF THERMAL | 1 | [12 empty] | #FFFF0000 | FA-NFPA 170 HEAT DETECTOR | 1 | FALSE | FALSE | FALSE | [17 empty] | 275° FT, XP |  |  | DESKTOP-7SAL8M7\acont | 2019-08-13 09:04 | THOR\acont | 2024-09-08 17:27 |  | [Siemens] [IDC] [#1 ALARM] DT-135F, DT-135R, DT-135WP, DT-140EP, DT-160EP, DT-190EP, DT-200F, DT-200R, DT-200WP, DT-225EP, DT-275EP, DT-325EP, DT-360EP, DT-450EP, DT-600EP, DT-725EP
e0e7f109-54ae-4bd2-82e1-9daf11c56bbb | NFPA 170 JUNCTION BOX |  |  | North | Bosch |  | Junction Box |  |  |  | Module | TRUE | FMM-100BB-R | ++ | Surface backbox, 4.75x3.25x2.25", red | 1 | [12 empty] | #FF00B050 | FA-NFPA 170 JUNCTION BOX | 1 | FALSE | FALSE | FALSE | [20 empty] | DESKTOP-7EIEB7A\acont | 2021-08-13 06:25 | THOR\acont | 2024-09-08 17:27
f5f9cc0d-9284-466c-8d75-9db0f9d0986a | NFPA 170 HORN STROBE |  |  | North | Siemens |  | Horn/Strobe |  |  |  | Module | TRUE | SL2MTSWW-NB | S54329-F248-A1++ | Multi-Tone Strobe, Wall, Amber, White, No Lettering | 1 | [12 empty] | #FF0070C0 | FA-NFPA 170 HORN STROBE | 1 | FALSE | FALSE | FALSE | 2023 | [19 empty] | DESKTOP-7EIEB7A\acont | 2023-08-02 10:15 | THOR\acont | 2024-09-08 17:27 | Cloned from Siemens SL2MTSWW-NA | [Siemens] [NAC] [24 VDC, HORN STD] SL2MTSWR-A, SL2MTSWR-F, SL2MTSWR-FB, SL2MTSWR-N, SL2MTSWR-NR, SL2MTSWW-F, SL2MTSWW-FB, SL2MTSWW-N, SL2MTSWW-NA, SL2MTSWW-NB, SL2MTSWW-NG, SL2MTSWW-NR
23aec418-21b7-4afa-81f0-9db3cf100ddb | NFPA 170 SPEAKER STROBE |  |  | North | System Sensor |  | Speaker/Strobe |  |  |  | Module | TRUE | SPSRL | + | Speaker/Strobe Wall Mount, Red | 1 | 0 | 0.017 |  |  |  |  | FALSE | [5 empty] | #FF0070C0 | FA-NFPA 170 SPEAKER STROBE | 1 | FALSE | FALSE | FALSE | 2019 | [13 empty] | FALSE | [7 empty] | THOR\acont | 2024-09-08 17:27 |  | [BluePoint, System Sensor] [AUDIO 70.7v] [70V AUDIO] BP04-111LP, BP04-A111LP, SPRL, SPSR, SPSRL, SPSRL-P, SPSRL-SP, SPSW, SPSWL, SPSWL-ALERT, SPSWL-CLR-ALERT, SPSWL-P, SPWL [BluePoint, System Sensor] [AUDIO 25v] [25V AUDIO] BP04-111LP, BP04-A111LP, SPRL, SPSR, SPSRL, SPSRL-P, SPSRL-SP, SPSW, SPSWL, SPSWL-ALERT, SPSWL-CLR-ALERT, SPSWL-P, SPWL [BluePoint, System Sensor] [NAC] [VFWR] BP04-101LP, BP04-111LP, BP04-A101LP, BP04-A111LP, SGRL, SGWL, SPSRL, SPSRL-P, SPSRL-SP, SPSWL, SPSWL-ALERT, SPSWL-CLR-ALERT, SPSWL-P, SRL, SRL w/ WAV-RL, SRL-P, SRL-SP, SWL, SWL w/ WAV-WL, SWL-ALERT, SWL-CLR-ALERT, [BluePoint, System Sensor] [NAC] [VDC] BP04-101LP, BP04-111LP, BP04-A101LP, BP04-A111LP, SGRL, SGWL, SPSRL, SPSRL-P, SPSRL-SP, SPSWL, SPSWL-ALERT, SPSWL-CLR-ALERT, SPSWL-P, SRL, SRL w/ WAV-RL, SRL-P, SRL-SP, SWL, SWL w/ WAV-WL, SWL-ALERT, SWL-CLR-ALERT,
daae7957-abef-4f2b-8b95-9db6a02f7823 |  |  |  | North | Bosch | [5 empty] | Module | TRUE | NDE-4502-A | * | Fixed dome 2MP 3-10mm auto IP66 0000096946 | 1 | [12 empty] | #FFFFFFFF |  |  | FALSE | FALSE | FALSE | [20 empty] | DESKTOP-7EIEB7A\acont | 2021-08-13 06:25 | THOR\acont | 2024-10-09 10:48
afe1e6e9-061c-4238-9c83-9dbb65b90b53 |  |  |  | North | Bosch | [5 empty] | Module | TRUE | DT8360CM-CO | * | ***(Costco) DUAL-TEC CEILING MOUNT 360deg 70ft MAX | 1 | [12 empty] | #FFFFFFFF |  |  | FALSE | FALSE | FALSE | [20 empty] | DESKTOP-7EIEB7A\acont | 2021-08-13 06:25 | THOR\acont | 2024-10-09 10:48
5248044f-f485-4067-81b9-9dbb68fbf597 |  |  |  | North | HESS | Security/Access Control |  |  |  |  | Module | TRUE | 1006-606 (LBM)(LBSM) |  | SATIN BRASS | 1 | [12 empty] | #FFFFFFFF |  |  | FALSE | FALSE | FALSE | [20 empty] | THOR\acont | 2024-03-12 21:20 | THOR\acont | 2024-10-09 10:48
5f467d1c-51da-4759-b1ba-9dbf740661a2 |  |  |  | North | Edwards |  | Cards & Components |  |  |  | Card | TRUE | MN-FNS8C2F3 |  | 8 Fast Ethernet (RJ45), 2 GB Combo SFP/RJ45, Layer 3 Lite. 24 VDC. | 1 | 0.439 | 0.439 |  |  |  |  | TRUE | [5 empty] | #FFFFFFFF |  |  | FALSE | FALSE | FALSE | [14 empty] | FALSE | [7 empty] | THOR\acont | 2024-10-09 10:48
588f705c-4940-436c-8a1d-9dc0b4def8b4 | NFPA 170 SMOKE HEAT DETECTOR |  |  | North | Kidde |  | Smoke/Heat Detector |  |  |  | Module | TRUE | FX-PHD w/SB4U-LF BASE | ++ | Intelligent Addressable Optical/Fixed Temperature Heat Detector | 1 | 4.5e-05 | 4.5e-05 |  |  |  |  | FALSE | TRUE |  |  |  |  | #FFFF0000 | FA-NFPA 170 SMOKE HEAT DETECTOR | 1 | FALSE | FALSE | FALSE | 1408 | [13 empty] | FALSE |  |  | LF |  |  | DESKTOP-7EIEB7A\acont | 2022-03-08 14:34 | THOR\acont | 2024-09-08 17:27 | Cloned from Edwards SIGA-PHD w/SIGA-AB4G-LF BASE | [Kidde] [SLC EST MODULES SENSORS] [*] [#2 SHARED ADDR ¦ SENSORS] DS-HFS (C), DS-PS (C), FX-HD w/IB4U BASE, FX-HD w/RB4U BASE, FX-HD w/SB4U BASE, FX-HD w/SB4U-LF BASE, FX-HD wB4U BASE, FX-PD w/B4U BASE (C), FX-PD w/IB4U BASE (C), FX-PD w/SB4U BASE (C), FX [Kidde] [SLC EST SENSORS] [*] [#4 TYPE ADDR ¦ SENSORS] DS-HFS (C), DS-PS (C), FX-HD w/IB4U BASE, FX-HD w/RB4U BASE, FX-HD w/SB4U BASE, FX-HD w/SB4U-LF BASE, FX-HD wB4U BASE, FX-PD w/B4U BASE (C), FX-PD w/IB4U BASE (C), FX-PD w/SB4U BASE (C), FX-PD w/SB4U [Edwards, Kidde] [SLC EST SENSORS] 01 [*] [EST3, iO1000] DS-HFS (C), DS-PS (C), FX-HD w/IB4U BASE, FX-HD w/RB4U BASE, FX-HD w/SB4U BASE, FX-HD w/SB4U-LF BASE, FX-HD wB4U BASE, FX-PD w/B4U BASE (C), FX-PD w/IB4U BASE (C), FX-PD w/SB4U BASE (C), FX-PD w/SB [Edwards, Kidde] [AUX POWER] FX-HD w/SB4U-LF BASE, FX-PD w/SB4U-LF BASE (C), FX-PHD w/SB4U-LF BASE (C), SIGA2-COS w/SIGA-AB4G-LF BASE, SIGA2-HCOS w/SIGA-AB4G-LF BASE, SIGA2-HFS w/SIGA-AB4G-LF BASE, SIGA2-HRS w/SIGA-AB4G-LF BASE, SIGA2-PCOS w/SIGA-AB4G-LF [Edwards, Kidde] [SLC EST MODULES/SENSORS] 01 [*] [iO64] DS-HFS (C), DS-PS (C), FX-HD w/IB4U BASE, FX-HD w/RB4U BASE, FX-HD w/SB4U BASE, FX-HD w/SB4U-LF BASE, FX-HD wB4U BASE, FX-PD w/B4U BASE (C), FX-PD w/IB4U BASE (C), FX-PD w/SB4U BASE (C), FX-PD w/SB
6281899a-84a5-44d3-a3dd-9dc27d35a386 | NFPA 170 ADDRESSABLE INPUT MONITOR MODULE |  |  | North | Siemens |  | Addressable Module |  |  |  | Module | TRUE | TRI-S | 500-896225 | SINGLE INPUT MODULE | 1 | [6 empty] | FALSE | [5 empty] | #FFFF0000 | FA-NFPA 170 ADDRESSABLE INPUT MONITOR MODULE | 1 | FALSE | FALSE | FALSE | 1000 | [13 empty] | FALSE | [7 empty] | THOR\acont | 2024-09-08 17:27 |  | [Siemens] [SLC MODULES SENSORS] [*] [#1 SHARED ADDR ¦ MODULES] AD-11P (C), FDBZ492 w/OP921 (C), FDBZ492-HR w/FDO421 (C), FDBZ492-HR w/OP921 (C), FDBZ492-R (C), FDCIO422, HCP, HCP-Z, HFPO-11, HFPT-11, HMS-D, HMS-DE, HMS-DP, HMS-DZ, HMS-S, HMS-SA, HMS-SE,
cb74bd39-6c6a-4261-99b6-9dc57d653034 |  |  |  | North | Bosch | [5 empty] | Module | TRUE | NDI-4502-A-MO | * | Camera ***(Motor Shop Electric Construction Co.)Dome & True Day/Night Network Camera, Flexidome Ip 4000I, Indoor, 2 Megapixel, 3-10Mm Varifocal Lens | 1 | [12 empty] | #FFFFFFFF |  |  | FALSE | FALSE | FALSE | [20 empty] | DESKTOP-7EIEB7A\acont | 2021-08-13 06:25 | THOR\acont | 2024-10-09 10:48
fd9ecca8-7ae9-45f7-890d-9dca2b40b940 | NFPA 170 NOTIFICATION CIRCUIT EXTENDER PANEL | RISER NAC |  | North | Firelite |  | Notification Circuit Extender Panel |  |  |  | Assembly | TRUE | FL-PS10 w/ZNAC-PS | + | 10.0 A, 120 VAC remote charger power supply in a lockable, metal enclosure, Class A | 1 | [6 empty] | FALSE | FALSE | SURFACE |  | PROVIDED | N/A | #FFFF0000 | FA-NFPA 170 NOTIFICATION CIRCUIT EXTENDER PANEL | 1 | FALSE | FALSE | FALSE | 212 |  |  | 7315-0028:0225 | [5 empty] | 7,12,18,34 |  |  |  |  | TRUE | [5 empty] | DESKTOP-7EIEB7A\acont | 2022-05-06 14:25 | THOR\acont | 2024-09-08 17:27 | Cloned from Firelite FL-PS10
8e9b9970-37b1-41f8-a9b0-9dce4d7bdbfe | NFPA 170 REMOTE ANNUNCIATOR | RISER ANNUNCIATOR |  | North | CWSI |  | Remote Annunciator |  |  |  | Module | TRUE | WRA-3 |  | FIRE ALARM REMOTE ANNUNCIATOR | 1 | [6 empty] | TRUE | [5 empty] | #FFFF0000 | FA-NFPA 170 REMOTE ANNUNCIATOR | 1 | FALSE | FALSE | FALSE |  |  |  | 7120-2013:0108 | [16 empty] | AULAPTOP-PC\Aulaptop | 2019-10-15 04:30 | THOR\acont | 2024-09-08 17:27 | Cloned from New Part CLONED CLONED CLONED CLONED CLONED CLONED CLONED CLONED
a41fb4f5-8b75-427e-92e4-9dd12bd0373e | NFPA 170 HORN STROBE CEILING |  |  | North | Kidde |  | Horn/Strobe |  |  |  | Module | TRUE | EGCF-HDVMH |  | Temporal Horn-Strobe, running man, white, FIRE, 95, 115, 150, 177 cd | 1 | 0 | 0.341 |  |  |  |  | FALSE | TRUE |  |  |  |  | #FF0070C0 | FA-NFPA 170 HORN STROBE CEILING | 1 | FALSE | FALSE | FALSE | 2013 | [13 empty] | FALSE |  |  | C |  |  | DESKTOP-7SAL8M7\acont | 2020-01-02 08:10 | THOR\acont | 2024-09-08 17:27 | Cloned from Edwards GCF-HDVMH | [Edwards, Kidde] [NAC] [16 VDC, LOW DB] EGCF-HDVMH (C), GCF-HDVMH (C), GC-HDVMH (C), GCWA-HDVMHA (C), GCWA-HDVMHB (C), GCWA-HDVMHC (C), GCWA-HDVMHG (C), GCWA-HDVMHR (C), GCWN-HDVMHA (C), GCWN-HDVMHB (C), GCWN-HDVMHC (C), GCWN-HDVMHG (C), GCWN-HDVMHR (C) [Edwards, Kidde] [NAC] [24 VDC, HIGH DB] EGCF-HDVMH (C), GCF-HDVMH (C), GC-HDVMH (C), GCWA-HDVMHA (C), GCWA-HDVMHB (C), GCWA-HDVMHC (C), GCWA-HDVMHG (C), GCWA-HDVMHR (C), GCWN-HDVMHA (C), GCWN-HDVMHB (C), GCWN-HDVMHC (C), GCWN-HDVMHG (C), GCWN-HDVMHR (C) [Edwards, Kidde] [NAC] [24 VDC, LOW DB] EGCF-HDVMH (C), GCF-HDVMH (C), GC-HDVMH (C), GCWA-HDVMHA (C), GCWA-HDVMHB (C), GCWA-HDVMHC (C), GCWA-HDVMHG (C), GCWA-HDVMHR (C), GCWN-HDVMHA (C), GCWN-HDVMHB (C), GCWN-HDVMHC (C), GCWN-HDVMHG (C), GCWN-HDVMHR (C) [Edwards, Kidde] [NAC] [16 VDC, HIGH DB] EGCF-HDVMH (C), GCF-HDVMH (C), GC-HDVMH (C), GCWA-HDVMHA (C), GCWA-HDVMHB (C), GCWA-HDVMHC (C), GCWA-HDVMHG (C), GCWA-HDVMHR (C), GCWN-HDVMHA (C), GCWN-HDVMHB (C), GCWN-HDVMHC (C), GCWN-HDVMHG (C), GCWN-HDVMHR (C)
36aab972-f3ec-4f8c-9985-9dd1a1736651 |  |  |  | North | Edwards |  | Hardware |  |  |  | Hardware | TRUE | ACDB8 |  | Access Control Database for 8 Doors | 1 | [6 empty] | FALSE | [5 empty] | #FFFFFFFF |  |  | FALSE | FALSE | FALSE | [14 empty] | FALSE | [7 empty] | THOR\acont | 2024-10-09 10:48
8e5c6035-c110-41c0-ac29-9dd6b57a2174 | NFPA 170 SPEAKER CEILING |  |  | North | Edwards |  | Speaker |  |  |  | Module | TRUE | 965-1A-4RW |  | 4" Round Cone Speaker, 70Vrms, .25, .5, 1, 2w | 1 | [6 empty] | FALSE | TRUE |  |  |  |  | #FF0070C0 | FA-NFPA 170 SPEAKER CEILING | 1 | FALSE | FALSE | FALSE | 2019 | [13 empty] | FALSE |  |  | C |  |  |  |  | THOR\acont | 2024-09-08 17:27
fff79c7d-90f1-4400-8f5d-9dd84a12ef84 | NFPA 170 HEAT DETECTOR |  |  | North | Notifier |  | Heat Detector |  |  |  | Module | TRUE | NH-200H-IV | ++ | Ivory, low-profile intelligent 190°F thermal sensor, FlashScan and CLIP | 1 | 0.0002 | 0.0045 |  |  |  |  | FALSE | TRUE | FLUSH |  | 4" SQ. DEEP | 3 "O" PLASTER RING | #FFFF0000 | FA-NFPA 170 HEAT DETECTOR | 1 | FALSE | FALSE | FALSE | 1403 |  |  | 7270-0028:0502 |  |  | S747 | [7 empty] | FALSE | [7 empty] | THOR\acont | 2024-09-08 17:27 | 20191121 AC Detector without base | [Honeywell, Notifier, System Sensor] [SLC MODULES SENSORS] [*] [#2 SHARED ADDR ¦ SENSORS] 2251B (C), 2251-COPTIR (C), 2251-COPTIR w/B200S-WH (C), 2251TB (C), 2251TMB (C), 5251B (C), 5251B-WP (C), 5251H (C), 5251RB (C), 5251RB-WP (C), 7251 (C), 7251DH (C) [Honeywell, Notifier, System Sensor] [SLC SENSORS] [*] [#4 TYPE ADDR ¦ SENSORS] 2251B (C), 2251-COPTIR (C), 2251-COPTIR w/B200S-WH (C), 2251TB (C), 2251TMB (C), 5251B (C), 5251B-WP (C), 5251H (C), 5251RB (C), 5251RB-WP (C), 7251 (C), 7251DH (C), DH200LP
f50a21a4-64f3-4555-850a-9dec73e3ae6f | NFPA 170 ADDRESSABLE OUTPUT MODULE |  |  | North | Notifier |  | Addressable Control/Relay |  |  |  | Module | TRUE | XP6-C | ++ | Six Circuit Supervised Control Module w/BB-XP | 6 | 0.00265 | 0.035 |  |  |  |  | FALSE | FALSE | SURFACE |  | PROVIDED ("WX"HX"D) | N/A | #FFFF0000 | FA-NFPA 170 ADDRESSABLE OUTPUT MODULE | 1 | FALSE | FALSE | FALSE | 1100 |  |  | 7165-0028:0224 | [10 empty] | FALSE |  |  | XP6-C |  |  |  |  | THOR\acont | 2024-09-08 17:27 |  | [Notifier] [SLC MODULES/SENSORS] [#04 ++] ACPS-610, AMPS-24, AMPS-24E, NMM-100-10, NZM-100-6, PMB-AUX, XP10-M, XP6-C, XP6-MA, XP6-R [Notifier] [SLC MODULES/SENSORS] [#03 ++] ACPS-610, AMPS-24, AMPS-24E, FWSG, NMM-100-10, NZM-100-6, PMB-AUX, XP10-M, XP6-C, XP6-MA, XP6-R [Honeywell, Notifier, System Sensor] [SLC MODULES] [*] [#3 TYPE ADDR ¦ MODULES] 30-3013 w/FMM-101, Q3013D, ACM-8R, ACPS-610, AMPS-24, AMPS-24E, EM-1M, EM-1MI, EM-1MM, EM-1MMI, EM-1R, EM-1RI, EM-1SR, EM-1SRI, FCM-1, FCM-1-REL, FD7044 MM-101, FDM-1, FDRM-1 [Notifier] [SLC MODULES] [#04 ++] ACPS-610, AMPS-24, AMPS-24E, NMM-100-10, NZM-100-6, PMB-AUX, XP10-M, XP6-C, XP6-MA, XP6-R [Honeywell, Notifier, System Sensor] [SLC MODULES SENSORS] [*] [#1 SHARED ADDR ¦ MODULES] 30-3013 w/FMM-101, Q3013D, ACM-8R, ACPS-610, AMPS-24, AMPS-24E, EM-1M, EM-1MI, EM-1MM, EM-1MMI, EM-1R, EM-1RI, EM-1SR, EM-1SRI, FCM-1, FCM-1-REL, FD7044 MM-101, FDM [Notifier] [AUDIO 25v, AUDIO 70.7v] [#2 RISER INPUT] XP6-C [Notifier] [SLC MODULES/SENSORS] [#06 ++] NMM-100-10, NZM-100-6, XP10-M, XP6-C, XP6-MA, XP6-R [Notifier] [SLC MODULES] [#06 ++] NMM-100-10, NZM-100-6, XP10-M, XP6-C, XP6-MA, XP6-R [Notifier] [SLC MODULES/SENSORS] [#02 ++] ACPS-610, AMPS-24, AMPS-24E, FDM-1, FDRM-1, FWSG, NDM-100, NMM-100-10, NZM-100-6, PMB-AUX, XP10-M, XP6-C, XP6-MA, XP6-R [Notifier] [SLC MODULES] [#03 ++] ACPS-610, AMPS-24, AMPS-24E, FWSG, NMM-100-10, NZM-100-6, PMB-AUX, XP10-M, XP6-C, XP6-MA, XP6-R [Notifier] [SLC MODULES/SENSORS] [#05 ++] ACPS-610, AMPS-24, AMPS-24E, NMM-100-10, NZM-100-6, PMB-AUX, XP10-M, XP6-C, XP6-MA, XP6-R [Notifier] [AUDIO 25v, AUDIO 70.7v, AUX POWER, NAC] [#1 RISER INPUT] XP6-C [Notifier] [SLC MODULES] [#02 ++] ACPS-610, AMPS-24, AMPS-24E, FDM-1, FDRM-1, FWSG, NDM-100, NMM-100-10, NZM-100-6, PMB-AUX, XP10-M, XP6-C, XP6-MA, XP6-R [Notifier] [SLC MODULES] [#05 ++] ACPS-610, AMPS-24, AMPS-24E, NMM-100-10, NZM-100-6, PMB-AUX, XP10-M, XP6-C, XP6-MA, XP6-R | [Gamewell FCI, Notifier] MMO-6SF, XP6-C
642df525-71e9-478e-890d-9ded3b184f75 | NFPA 170 MANUAL PULL |  |  | North | Ansul |  | Manual Station |  |  |  | Module | TRUE | 428656 | ++ | Manual Pull Station, DPST, conventional | 1 | [6 empty] | TRUE | [5 empty] | #FFFF0000 | FA-NFPA 170 MANUAL PULL | 1 | FALSE | FALSE | FALSE | [20 empty] | AUGUSTXPS17-EUP\aucon | 2022-05-25 04:16 | THOR\acont | 2024-09-08 17:27 | Cloned from Ansul 428655 | [Ansul] [IDC] 01 [*] [ALL DEVICES ++] 428655, 428656, 430559, 430562, 430565, 430566, 431196, 433940, 433941
af22726c-8ba6-40a4-889e-9dee9d23d876 |  |  |  | North | Monaco Enterprises |  | Cards & Components |  |  |  | Card | TRUE | 227-956-EN MAIN BOARD |  |  | 1 | [6 empty] | TRUE | [5 empty] | #FFFFFFFF |  |  | FALSE | FALSE | FALSE | [20 empty] | AULAPTOP-PC\Aulaptop | 2019-04-20 03:50 | THOR\acont | 2024-10-09 10:48 |  |  | [Monaco Enterprises] 227-956-EN MAIN BOARD
051a9715-fc75-484b-b2da-9df04d7819ea |  |  |  | North | Bosch | [5 empty] | Module | TRUE | NDA-3080-PIP-TE | * | ***(Tenneco)Pendant Interface Plate Nde-3000 | 1 | [12 empty] | #FFFFFFFF |  |  | FALSE | FALSE | FALSE | [20 empty] | DESKTOP-7EIEB7A\acont | 2021-08-13 06:25 | THOR\acont | 2024-10-09 10:48
3dfcbf51-9963-47c0-98aa-9df8072d7771 | NFPA 170 SPEAKER STROBE CEILING |  |  | North | Potter |  | Speaker/Strobe |  |  |  | Module | TRUE | SPKSTR-24CLPPW |  | Low Profile Speaker/Strobe, Ceiling, Plain White | 1 | 0 | 0.22 |  |  |  |  | FALSE | TRUE |  |  |  |  | #FF0070C0 | FA-NFPA 170 SPEAKER STROBE CEILING | 1 | FALSE | FALSE | FALSE | 2020 | [13 empty] | FALSE |  |  | C |  |  |  |  | THOR\acont | 2024-09-08 17:27 |  | [Gentex, Hochiki, Potter] [AUDIO 25v] [25V AUDIO] CSPKSTR-24AR (C), CSPKSTR-24AW (C), CSPKSTR-24BR (C), CSPKSTR-24BW (C), CSPKSTR-24GR (C), CSPKSTR-24GW (C), CSPKSTR-24RR (C), CSPKSTR-24RW (C), FASPKR-R (C), FASPKR-W (C), FASPKR-WR, FASPKR-WW, FASPK-WPR, [Potter] [NAC] [UL MAX] SPKSTR-24CLPPR (C), SPKSTR-24CLPPW (C), SPKSTR-24CLPR (C), SPKSTR-24CLPW (C) [Potter] [NAC] [24 VDC] SPKSTR-24CLPPR (C), SPKSTR-24CLPPW (C), SPKSTR-24CLPR (C), SPKSTR-24CLPW (C) [Gentex, Hochiki, Potter] [AUDIO 70.7v] [70V AUDIO] CSPKSTR-24AR (C), CSPKSTR-24AW (C), CSPKSTR-24BR (C), CSPKSTR-24BW (C), CSPKSTR-24GR (C), CSPKSTR-24GW (C), CSPKSTR-24RR (C), CSPKSTR-24RW (C), FASPKR-R (C), FASPKR-W (C), FASPKR-WR, FASPKR-WW, FASPK-WP
fa712907-add5-4047-8a97-9df9d1b4958d | NFPA 170 SMOKE DETECTOR |  |  | North | Det-Tronics |  | Smoke Detector |  |  |  | Module | TRUE | 30-3013 | + |  | 1 | [6 empty] | FALSE | FALSE |  |  |  |  | #FFFF0000 | FA-NFPA 170 SMOKE DETECTOR | 1 | FALSE | FALSE | FALSE | 957 | [13 empty] | FALSE | [5 empty] | AUGUSTXPS17-EUP\aucon | 2022-08-28 05:01 | THOR\acont | 2024-09-08 17:27 | Cloned from Kidde 30-3013 | [Det-Tronics, Edwards, Kidde, Notifier] [IDC] 01 30-3013, 30-3013 w/FMM-101, Q3013D, 5621 (C), 5622 (C), 5623 (C), 5624 (C), BNG-1, BNG-1F, BNG-1FTS, BNG-1R, BNG-1SP, BNG-1TS, BNG-1TSL, BNG-1TSR, BNG-1TSRL, CP-651 (C), HD-601 (C), HD-602 (C), HD-603 (C), [Det-Tronics, Edwards, Kidde, Notifier] [AUX POWER] 30-3013, 30-3013 w/FMM-101, Q3013D [Det-Tronics, Generic, Macurco, N/A, STI] [IDC] 01 30-3013, AIR PRESSURE SWITCH, AIR PRESSURE SWITCH HIGH/LOW, BACKFLOW VALVE, CM-12, CONTACT DEVICE, DUCT DETECTOR (C), Fire Suppression Control Unit (FSCU), FURNISHED BY OTHERS, FURNISHED BY OTHERS, FURNI
8504869a-025a-48b5-b9dd-9dfa2facdb2b | NFPA 170 SPEAKER STROBE |  |  | North | Siemens |  | Speaker/Strobe |  |  |  | Module | TRUE | SL2SPSWR-M | S54329-F171-A1++ | Speaker-Strobe, Wall, Clear, Red, Emergency | 1 | [12 empty] | #FF0070C0 | FA-NFPA 170 SPEAKER STROBE | 1 | FALSE | FALSE | FALSE | 2023 | [19 empty] | DESKTOP-7EIEB7A\acont | 2023-08-03 07:56 | THOR\acont | 2024-09-08 17:27 | Cloned from Siemens SL2SWR-A | [Siemens] [AUDIO 25v] [25V AUDIO] SL2SPSCR-A (C), SL2SPSCR-AL (C), SL2SPSCR-ALA (C), SL2SPSCR-F (C), SL2SPSCR-FB (C), SL2SPSCR-N (C), SL2SPSCR-NA (C), SL2SPSCW-A (C), SL2SPSCW-AL (C), SL2SPSCW-ALA (C), SL2SPSCW-F (C), SL2SPSCW-FB (C), SL2SPSCW-N (C), SL2 [Siemens] [NAC] [16.0 – 33.0 VDC] SL2SPSWR-AL, SL2SPSWR-ALA, SL2SPSWR-F, SL2SPSWR-FB, SL2SPSWR-M, SL2SPSWR-N, SL2SPSWR-NA, SL2SPSWW-AL, SL2SPSWW-ALA, SL2SPSWW-F, SL2SPSWW-FB, SL2SPSWW-M, SL2SPSWW-N, SL2SPSWW-NA, SL2SWR-A, SL2SWR-AL, SL2SWR-ALA, SL2SWR-AL [Siemens] [AUDIO 70.7v] [70V AUDIO] SL2SPSCR-A (C), SL2SPSCR-AL (C), SL2SPSCR-ALA (C), SL2SPSCR-F (C), SL2SPSCR-FB (C), SL2SPSCR-N (C), SL2SPSCR-NA (C), SL2SPSCW-A (C), SL2SPSCW-AL (C), SL2SPSCW-ALA (C), SL2SPSCW-F (C), SL2SPSCW-FB (C), SL2SPSCW-N (C), S
d135d12d-668d-4099-ba29-9e01739fcd63 | NFPA 170 SPEAKER STROBE |  |  | North | Edwards |  | Speaker/Strobe |  |  |  | Module | TRUE | G4-S2VM |  | 25V Speaker/Strobe, White, running man, 15, 30, 75, 110 cd | 1 | 0 | 0.078 |  |  |  |  | FALSE | [5 empty] | #FF0070C0 | FA-NFPA 170 SPEAKER STROBE | 1 | FALSE | FALSE | FALSE | 2019 | [13 empty] | FALSE | [7 empty] | THOR\acont | 2024-09-08 17:27 |  | [Edwards, Kidde] [AUDIO 25v] [25V AUDIO] EGCF-S2VMH (C), G4F-S2, G4F-S2V1575, G4F-S2VM, G4HFRF-S2, G4HFRF-S2VMC, G4HFRN-S2, G4HFRN-S2VMC, G4HFWA-S2, G4HFWA-S2VMA, G4HFWA-S2VMC, G4HFWF-S2, G4HFWF-S2VMC, G4HFWN-S2, G4HFWN-S2VMA, G4HFWN-S2VMC, G4RF-S2, G4RF [Edwards, Kidde] [NAC] [24 VDC] G4ERA-A, G4ERA-B, G4ERA-G, G4ERA-R, G4ERF-C, G4ERN-A, G4ERN-B, G4ERN-C, G4ERN-G, G4ERN-R, G4EWA-A, G4EWA-B, G4EWA-G, G4EWA-R, G4EWF-C, G4EWN-A, G4EWN-B, G4EWN-C, G4EWN-G, G4EWN-R, G4F-S2V1575, G4F-S2VM, G4F-S7V1575, G4F-S7 [Edwards, Kidde] [NAC] [16 VDC] G4ERA-A, G4ERA-B, G4ERA-G, G4ERA-R, G4ERF-C, G4ERN-A, G4ERN-B, G4ERN-C, G4ERN-G, G4ERN-R, G4EWA-A, G4EWA-B, G4EWA-G, G4EWA-R, G4EWF-C, G4EWN-A, G4EWN-B, G4EWN-C, G4EWN-G, G4EWN-R, G4F-S2V1575, G4F-S2VM, G4F-S7V1575, G4F-S7
d3532a2e-64d6-4177-9064-9e05e829b88a | NFPA 170 SYNC MODULE |  |  | North | Gentex |  | Sync Module |  |  |  | Module | TRUE | AVS44-W |  | Synchronization Module | 1 | 0 | 0.047 |  |  |  |  | FALSE | FALSE |  |  |  |  | #FFFF0000 | FA-NFPA 170 SYNC MODULE | 1 | FALSE | FALSE | FALSE | 1300 | [13 empty] | FALSE |  |  | SYNC |  |  |  |  | THOR\acont | 2024-09-08 17:27 |  | [Gentex, Potter] [NAC] [#1 NAC INPUT] AVS44-R, AVS44-W, AVSM-R, AVSM-R, AVSM-W, AVSM-W [Gentex, Potter] [NAC] [#2 NAC INPUT] AVS44-R, AVS44-W, AVSM-R, AVSM-R, AVSM-W, AVSM-W
42288c79-978b-4dd0-af91-9e0cf34015ef |  |  |  | North | Edwards |  | Hardware |  |  |  | Hardware | TRUE | 960A-8RF |  | 8" Backbox - round, flush | 1 | [6 empty] | FALSE | [5 empty] | #FFFFFFFF |  |  | FALSE | FALSE | FALSE | [14 empty] | FALSE | [7 empty] | THOR\acont | 2024-10-09 10:48
a8518661-a5d4-48f1-a8e3-9e0e754c429c |  |  |  | North | Edwards |  | Hardware |  |  |  | Hardware | TRUE | 30711 |  | Interference Suppression Ferrite Rings (Pack of 5) | 1 | [6 empty] | FALSE | [5 empty] | #FFFFFFFF |  |  | FALSE | FALSE | FALSE | [14 empty] | FALSE | [7 empty] | THOR\acont | 2024-10-09 10:48
e329deb4-1e7c-471a-9954-9e17768ce9df | NFPA 170 HORN STROBE |  |  | North | Siemens |  | Horn/Strobe |  |  |  | Module | TRUE | SL2MTSWR-F | S54329-F237-A1++ | Multi-Tone Strobe, Wall, Clear, Red, Fire | 1 | [12 empty] | #FF0070C0 | FA-NFPA 170 HORN STROBE | 1 | FALSE | FALSE | FALSE | 2023 | [19 empty] | DESKTOP-7EIEB7A\acont | 2023-08-02 08:18 | THOR\acont | 2024-09-08 17:27 | Cloned from Siemens SL2MTSWW-F | [Siemens] [NAC] [24 VDC, HORN STD] SL2MTSWR-A, SL2MTSWR-F, SL2MTSWR-FB, SL2MTSWR-N, SL2MTSWR-NR, SL2MTSWW-F, SL2MTSWW-FB, SL2MTSWW-N, SL2MTSWW-NA, SL2MTSWW-NB, SL2MTSWW-NG, SL2MTSWW-NR
679e664c-b844-4e7e-a1ac-9e1a991075dd |  |  |  | North | Monaco Enterprises |  | Cards & Components |  |  |  | Card | TRUE | 404-126-00 MAIN BOARD | + |  | 1 | 0.09 | 0.175 |  |  |  |  | TRUE | [5 empty] | #FFFFFFFF |  |  | FALSE | FALSE | FALSE | [20 empty] | DESKTOP-7SAL8M7\acont | 2020-04-02 11:11 | THOR\acont | 2024-10-09 10:48 | Cloned from Monaco Enterprises 404-093-00 MAIN BOARD |  | [Monaco Enterprises] 404-126-00 MAIN BOARD, 404-126-01 MAIN BOARD
2f0e4d1a-7ebf-42ec-9dbc-9e212967d58f | NFPA 170 SMOKE DETECTOR |  |  | North | Potter |  | Smoke Detector |  |  |  | Module | TRUE | PAD300-PD w/PAD300-RB | ++ | Photoelectric Smoke Detector with 6" Base with One Form-C Relay Contact | 1 | 0.0006 | 0.0006 |  |  |  |  | FALSE | TRUE |  |  |  |  | #FFFF0000 | FA-NFPA 170 SMOKE DETECTOR | 1 | FALSE | FALSE | FALSE | 1408 | [13 empty] | FALSE |  |  | RB |  |  | DESKTOP-7EIEB7A\acont | 2023-01-20 06:48 | THOR\acont | 2024-09-08 17:27 | Cloned from Potter PAD200-PD w/PAD100-RB | [Potter] [SLC PAD] [*] [#2 SHARED ADDR ¦ SENSORS] PAD100-CD w/PAD100-4DB, PAD100-CD w/PAD100-6DB, PAD100-CD w/PAD100-IB, PAD100-CD w/PAD100-LFSB, PAD100-CD w/PAD100-RB, PAD100-CD w/PAD100-SB, PAD100-CD w/PAD100-SPKB, PAD100-DUCT (C), PAD100-DUCTR (C), PA | [Potter] PAD300-CD w/PAD300-RB, PAD300-HD w/PAD300-RB, PAD300-PCD w/PAD300-RB, PAD300-PCD w/PAD300-RB (Split), PAD300-PD w/PAD300-RB, PAD300-PHD w/PAD300-RB, PAD300-PHD w/PAD300-RB (Split)
788c4975-1f74-445a-9dd0-9e24ac8fd51d |  |  |  | North | Bosch | [5 empty] | Module | TRUE | BUB-TIN-FDI-RO | * | ***(Ross)FLEXIDOME IP 4000,5000 Bubble, tint , indoor | 1 | [12 empty] | #FFFFFFFF |  |  | FALSE | FALSE | FALSE | [20 empty] | DESKTOP-7EIEB7A\acont | 2021-08-13 06:25 | THOR\acont | 2024-10-09 10:48
fcf65a73-588e-4745-9d52-9e28f922c32f | NFPA 170 INTEGRAL VALVE SUPERVISORY SWITCH |  |  | East | Kidde |  | Supervisory Switch |  |  |  | Module | TRUE | 70985025 (70985080) | ++ | 2” Lock-Out Valve, Carbon Steel (with Limit Switch) | 1 | [6 empty] | FALSE | FALSE | PROVIDED BY SPRINKLER CONTRACTOR |  | PROVIDED BY OTHERS |  | #FFFF0000 | FA-NFPA 170 INTEGRAL VALVE SUPERVISORY SWITCH | 1 | FALSE | FALSE | FALSE | 916 | [13 empty] | FALSE | [5 empty] | DESKTOP-7EIEB7A\acont | 2023-07-10 11:11 | THOR\acont | 2024-09-08 17:27 | Cloned from Kidde 70985018 (10611105) CLONED CLONED CLONED CLONED CLONED | [Edwards, Kidde] [IDC] 01 06-118262-001, 06-118537-001 (ATEX), 30-3013, 45-118500-001, 45-500537-001 (ATEX), 70985018 (10611105), 70985020 (70985075), 70985021 (70985076), 70985022 (70985077), 70985023 (70985078), 70985024 (70985079), 70985025 (70985080)
cba0fb19-c517-4cd4-9478-9e29657f9d3b |  |  |  | North | Edwards |  | Hardware |  |  |  | Hardware | TRUE | MN-GVM816EXW |  | HPSA 2nd year extended warranty 800-1600 watt MN-GVM series | 1 | [6 empty] | FALSE | [5 empty] | #FFFFFFFF |  |  | FALSE | FALSE | FALSE | [14 empty] | FALSE | [7 empty] | THOR\acont | 2024-10-09 10:48
648324c9-51da-41f2-afea-9e2c7e87b684 | NFPA 170 DGP |  |  | North | Notifier |  | Hardware |  |  |  | Hardware | TRUE | ADDR-C4R |  | Three-tier-sized door designed for use with a CA-2 chassis mounted in the top rows. RED. | 1 | [6 empty] | FALSE | [5 empty] | #FFFF0000 | FA-NFPA 170 DGP | 1 | FALSE | FALSE | FALSE | [9 empty] | 7,12,18 |  |  |  |  | TRUE | [5 empty] | DESKTOP-7EIEB7A\acont | 2021-04-01 14:57 | THOR\acont | 2024-09-08 17:27 | Cloned from Notifier ADDR-C4
27c64af2-0ee7-41cf-90a5-9e33624e7dd2 |  |  |  | North | Hochiki |  | Cards & Components |  |  |  | Card | TRUE | FNV-MBR (70V) | + |  | 1 | 0.031 | 0.031 |  |  |  |  | TRUE | [5 empty] | #FFFFFFFF |  |  | FALSE | FALSE | FALSE | [20 empty] | DESKTOP-7SAL8M7\acont | 2019-11-04 16:54 | THOR\acont | 2024-10-09 10:48 | Cloned from Evax MFP |  | [Hochiki] FNV-MBR (70V)
5ad67dc1-a1cf-4a0a-bce4-9e3999f27648 | NFPA 170 ABORT SWITCH |  |  | North | Ansul |  | Switch |  |  |  | Module | TRUE | 433941 | + | Releasing Abort Station, Surface mount; includes red mounting box | 1 | [12 empty] | #FFFF0000 | FA-NFPA 170 ABORT SWITCH | 1 | FALSE | FALSE | FALSE | 900 | [19 empty] | DESKTOP-7EIEB7A\acont | 2021-06-17 07:17 | THOR\acont | 2024-09-08 17:27 | Cloned from Ansul 433940 | [Ansul] [IDC] 01 [*] [ALL DEVICES ++] 428655, 428656, 430559, 430562, 430565, 430566, 431196, 433940, 433941 [Ansul, Autocall, Simplex] [IDC] 01 [ACTIVATION] 2081-9046, 430687, 433936, 433937, 433940, 433941, A2081-9046
f61e6789-5f6c-47c2-85f4-9e39ecce6e97 |  |  |  | North | Kidde |  | Cards & Components |  |  |  | Card | TRUE | EAEC |  | Emergency Audio Evacuation Controller, board only. For replacing controller in VM-PMI. | 1 | 0.023 | 0.029 |  |  |  |  | TRUE | [5 empty] | #FFFFFFFF |  |  | FALSE | FALSE | FALSE | [14 empty] | FALSE | [7 empty] | THOR\acont | 2024-10-09 10:48 |  | [Kidde] [AUDIO LOW] [#3 Firefighter Telephone] EAEC, VM-PMI [Kidde] [AUDIO LOW] [#2 Remote Microphone] EAEC, VM-PMI [Kidde] [AUDIO LOW] [#4 Remote Audio] EAEC, VM-PMI [Kidde] [MIC] [Microphone Key] EAEC, VM-ARM, VM-PMI [Kidde] [AUDIO LOW] [#1 Local Microphone] EAEC, VM-PMI
e23da0e8-4068-4df8-bb04-9e41d068915f | NFPA 170 SMOKE DETECTOR |  |  | North | Gamewell FCI |  | Smoke Detector |  |  |  | Module | TRUE | ASD-PTL3 w/B224BI-WH | + | Photoelectric smoke detector with thermal sensing, bright white, Velociti w/ Isolator base, bright white | 1 | 0.0002 | 0.0045 |  |  |  |  | FALSE | TRUE | FLUSH |  | 4" SQ. DEEP | 3 "O" PLASTER RING | #FFFF0000 | FA-NFPA 170 SMOKE DETECTOR | 1 | FALSE | FALSE | FALSE | 1408 | [13 empty] | FALSE |  |  | T, I |  |  | DESKTOP-7SAL8M7\acont | 2019-04-25 06:56 | THOR\acont | 2024-09-08 17:27 | 20191121 AC Detector with base | [Gamewell FCI] [SLC SENSORS] [*] [#4 TYPE ADDR ¦ SENSORS] ADPF (C), ASD-PL2F w/B200S-LF-WH (C), ASD-PL2F w/B210LP (C), ASD-PL2FR (C), ASD-PL3 w/B200S-LF-WH (C), ASD-PL3 w/B200SR-LF-WH (C), ASD-PL3 w/B200SR-WH (C), ASD-PL3 w/B224BI-WH (C), ASD-PL3 w/B224R [Gamewell FCI] [SLC MODULES SENSORS] [*] [#2 SHARED ADDR ¦ SENSORS] ADPF (C), ASD-PL2F w/B200S-LF-WH (C), ASD-PL2F w/B210LP (C), ASD-PL2FR (C), ASD-PL3 w/B200S-LF-WH (C), ASD-PL3 w/B200SR-LF-WH (C), ASD-PL3 w/B200SR-WH (C), ASD-PL3 w/B224BI-WH (C), ASD-P
8e580f56-9a58-431d-8e73-9e4db3be51d0 | NFPA 170 HEAT DETECTOR |  |  | North | Edwards |  | Heat Detector |  |  |  | Module | TRUE | SIGA2-HFS w/SIGA-AB4G-LF BASE | ++ | Heat Detector, 135F Fixed Temperature | 1 | 4.5e-05 | 4.5e-05 |  |  |  |  | FALSE | [5 empty] | #FFFF0000 | FA-NFPA 170 HEAT DETECTOR | 1 | FALSE | FALSE | FALSE | 1403 | [13 empty] | FALSE |  |  | LF |  |  |  |  | THOR\acont | 2024-10-08 16:33 | 20191121 AC Detector with base | [Edwards, Kidde] [SLC EST MODULES SENSORS] [*] [#2 SHARED ADDR ¦ SENSORS] KI-DDOS (C), SIGA2-COS w/SIGA-AB4G BASE, SIGA2-COS w/SIGA-AB4G-LF BASE, SIGA2-COS w/SIGA-AB4GT BASE, SIGA2-COS w/SIGA-IB BASE, SIGA2-COS w/SIGA-RB BASE, SIGA2-COS w/SIGA-SB BASE, S [Edwards, Kidde] [SLC EST SENSORS] [*] [#4 TYPE ADDR ¦ SENSORS] KI-DDOS (C), SIGA2-COS w/SIGA-AB4G BASE, SIGA2-COS w/SIGA-AB4G-LF BASE, SIGA2-COS w/SIGA-AB4GT BASE, SIGA2-COS w/SIGA-IB BASE, SIGA2-COS w/SIGA-RB BASE, SIGA2-COS w/SIGA-SB BASE, SIGA2-HCOS [Edwards, Kidde] [AUX POWER] FX-HD w/SB4U-LF BASE, FX-PD w/SB4U-LF BASE (C), FX-PHD w/SB4U-LF BASE (C), SIGA2-COS w/SIGA-AB4G-LF BASE, SIGA2-HCOS w/SIGA-AB4G-LF BASE, SIGA2-HFS w/SIGA-AB4G-LF BASE, SIGA2-HRS w/SIGA-AB4G-LF BASE, SIGA2-PCOS w/SIGA-AB4G-LF [Edwards, Kidde] [SLC EST SENSORS] 01 [*] [EST3, iO1000] DS-HFS (C), DS-PS (C), FX-HD w/IB4U BASE, FX-HD w/RB4U BASE, FX-HD w/SB4U BASE, FX-HD w/SB4U-LF BASE, FX-HD wB4U BASE, FX-PD w/B4U BASE (C), FX-PD w/IB4U BASE (C), FX-PD w/SB4U BASE (C), FX-PD w/SB [Edwards, Kidde] [SLC EST MODULES/SENSORS] 01 [*] [iO64] DS-HFS (C), DS-PS (C), FX-HD w/IB4U BASE, FX-HD w/RB4U BASE, FX-HD w/SB4U BASE, FX-HD w/SB4U-LF BASE, FX-HD wB4U BASE, FX-PD w/B4U BASE (C), FX-PD w/IB4U BASE (C), FX-PD w/SB4U BASE (C), FX-PD w/SB
c0a83d66-e5d9-45ab-8e62-9e5463594fac | NFPA 170 SMOKE DETECTOR |  |  | North | Kidde |  | Smoke Detector |  |  |  | Module | TRUE | KI-OSD w/KI-SB BASE | ++ | Intelligent Optical Smoke Detector | 1 | 3.2e-05 | 4.5e-05 |  |  |  |  | FALSE | TRUE |  |  |  |  | #FFFF0000 | FA-NFPA 170 SMOKE DETECTOR | 1 | FALSE | FALSE | FALSE | 1408 | [13 empty] | FALSE | [5 empty] | DESKTOP-7SAL8M7\acont | 2020-11-18 12:20 | THOR\acont | 2024-10-08 16:26 | Cloned from Edwards SIGA-OSD w/SIGA-SB BASE | [Kidde] [SLC EST MODULES SENSORS] [*] [#2 SHARED ADDR ¦ SENSORS] DS-HFS (C), DS-PS (C), FX-HD w/IB4U BASE, FX-HD w/RB4U BASE, FX-HD w/SB4U BASE, FX-HD w/SB4U-LF BASE, FX-HD wB4U BASE, FX-PD w/B4U BASE (C), FX-PD w/IB4U BASE (C), FX-PD w/SB4U BASE (C), FX [Kidde] [SLC EST SENSORS] [*] [#4 TYPE ADDR ¦ SENSORS] DS-HFS (C), DS-PS (C), FX-HD w/IB4U BASE, FX-HD w/RB4U BASE, FX-HD w/SB4U BASE, FX-HD w/SB4U-LF BASE, FX-HD wB4U BASE, FX-PD w/B4U BASE (C), FX-PD w/IB4U BASE (C), FX-PD w/SB4U BASE (C), FX-PD w/SB4U [Edwards, Kidde] [SLC EST SENSORS] 01 [*] [EST3, iO1000] DS-HFS (C), DS-PS (C), FX-HD w/IB4U BASE, FX-HD w/RB4U BASE, FX-HD w/SB4U BASE, FX-HD w/SB4U-LF BASE, FX-HD wB4U BASE, FX-PD w/B4U BASE (C), FX-PD w/IB4U BASE (C), FX-PD w/SB4U BASE (C), FX-PD w/SB [Edwards, Kidde] [SLC EST MODULES/SENSORS] 01 [*] [iO64] DS-HFS (C), DS-PS (C), FX-HD w/IB4U BASE, FX-HD w/RB4U BASE, FX-HD w/SB4U BASE, FX-HD w/SB4U-LF BASE, FX-HD wB4U BASE, FX-PD w/B4U BASE (C), FX-PD w/IB4U BASE (C), FX-PD w/SB4U BASE (C), FX-PD w/SB
b8a4af2d-ad2f-4f23-b293-9e5e91f85e28 | NFPA 170 HORN STROBE |  |  | North | Eaton Wheelock |  | Horn/Strobe |  |  |  | Module | TRUE | AS-24MCWH-FW |  | Horn Strobe, 24 VDC, High Intensity Multi-candela, white, | 1 | 0 | 0.665 |  |  |  |  | FALSE | FALSE |  |  |  |  | #FF0070C0 | FA-NFPA 170 HORN STROBE | 1 | FALSE | FALSE | FALSE | 2012 | [13 empty] | FALSE | [7 empty] | THOR\acont | 2024-09-08 17:27 |  | [Eaton Wheelock] [NAC] AS-24MCWH-FR, AS-24MCWH-FW
e1b1b2b4-f426-4051-af6d-9e60b0b22341 | NFPA 170 HORN STROBE CEILING |  |  | North | System Sensor |  | Horn/Strobe |  |  |  | Module | TRUE | PC2WLED-B | ++ | 2-Wire, Horn Strobe, Ceiling, White, Bilingual | 1 | 0 | 0.071 |  |  |  |  | FALSE | TRUE |  |  |  |  | #FF0070C0 | FA-NFPA 170 HORN STROBE CEILING | 1 | FALSE | FALSE | FALSE | 2013 | [13 empty] | FALSE |  |  | C |  |  | DESKTOP-QGO6JOK\acont | 2023-10-19 06:27 | THOR\acont | 2024-09-08 17:27 | Cloned from System Sensor PC2WLED CLONED | [System Sensor] [NAC] [24VDC, TEMPORAL LOW] PC2RKLED (C), PC2RKLED-B (C), PC2RKLED-P (C), PC2RLED (C), PC2RLED-B (C), PC2WKLED (C), PC2WKLED-B (C), PC2WKLED-P (C), PC2WLED (C), PC2WLED-B (C) [System Sensor] [NAC] [24VDC, TEMPORAL HIGH] PC2RKLED (C), PC2RKLED-B (C), PC2RKLED-P (C), PC2RLED (C), PC2RLED-B (C), PC2WKLED (C), PC2WKLED-B (C), PC2WKLED-P (C), PC2WLED (C), PC2WLED-B (C)
c8bfa005-5dfe-4517-ac84-9e60d1eb2ed7 | NFPA 170 SPEAKER WALL |  |  | North | Edwards |  | Speaker |  |  |  | Module | TRUE | MN-GVD16 |  | Exterior directional HPSA /w ctrl & battery cabinet, 1600W, 360° | 1 | [6 empty] | FALSE | [5 empty] | #FF0070C0 | FA-NFPA 170 SPEAKER WALL | 1 | FALSE | FALSE | FALSE | 2021 | [13 empty] | FALSE | [7 empty] | THOR\acont | 2024-09-08 17:27
db795390-1cc7-4d16-b628-9e61f1797db8 |  |  |  | North | Potter | [5 empty] | Module | TRUE | PCIS-B |  | Portable Chemical Injection System | 1 | [6 empty] | FALSE | [5 empty] | #FFFFFFFF |  |  | FALSE | FALSE | FALSE | [14 empty] | FALSE | [7 empty] | THOR\acont | 2024-10-09 10:48
db5b9abc-62cd-4c9f-9068-9e6386f2fbac |  |  |  | North | Bosch | [5 empty] | Module | TRUE | B10R | * | Red steel Intrusion panel enclosure, medium size | 1 | [12 empty] | #FFFFFFFF |  |  | FALSE | FALSE | FALSE | [20 empty] | DESKTOP-7EIEB7A\acont | 2021-08-13 06:25 | THOR\acont | 2024-10-09 10:48
887dcde9-971d-48c4-97ab-9e6baf9c35b3 | NFPA 170 DUCT SMOKE DETECTOR |  |  | North | Apollo |  | Duct Smoke Detector |  |  |  | Module | FALSE | D900-DD-SL-PHOTO-R |  | ADDRESSABLE PHOTOELECTRIC DUCT SMOKE DETECTOR WITH RELAY AND 5" AIR SAMPLING TUBE | 1 | 0.009 | 0.009 |  |  |  |  | FALSE | TRUE |  |  |  |  | #FFFF0000 | FA-NFPA 170 DUCT SMOKE DETECTOR | 1 | FALSE | FALSE | FALSE | 1400 | [13 empty] | FALSE |  |  | R |  |  |  |  | THOR\acont | 2024-09-08 17:27 | 20191121 AC Detector without base | [Apollo] [AUX POWER] D900-DD-SL-PHOTO-R (C) [Apollo] [SLC APOLLO MODULES/SENSORS] [#9] D900-DD-SL-PHOTO w/ 5" TUBE (C), D900-DD-SL-PHOTO-R (C) [Advanced, Apollo] [SLC APOLLO MODULES SENSORS] [*] [#2 SHARED ADDR ¦ SENSORS] SA5150-650ADV w/SA5000-230ADV (C), SA5150-750ADV w/SA5000-210ADV (C), 45681-800 (C), 45681-805 (C), 55000-450 w/45681-210UL (C), 55000-450 w/45681-225APO (C), 55000-450 w/ | [Apollo] D900-DD-SL-PHOTO w/ 5" TUBE, D900-DD-SL-PHOTO-R
86e6374f-da72-4a5a-bddf-9e6f4a973f2e |  |  |  | North | Edwards |  | Hardware |  |  |  | Hardware | TRUE | GL1RN-TP |  | Trime Plate, Red, 4sq Box | 1 | [6 empty] | FALSE | [5 empty] | #FFFFFFFF |  |  | FALSE | FALSE | FALSE | [14 empty] | FALSE | [7 empty] | THOR\acont | 2024-10-09 10:48
306b3b3e-2462-4b2d-9569-9e78ebdeb378 |  |  |  | North | Siemens | [5 empty] | Module | TRUE | 40/40LB-222SF | S54430-F163-A1 | UV/IR FLM DET BIT WO2 85C 3/4" SS FM | 1 | [12 empty] | #FFFFFFFF |  |  | FALSE | FALSE | FALSE | [20 empty] | DESKTOP-7SAL8M7\acont | 2019-08-13 09:04 | THOR\acont | 2024-10-09 10:48
222c1b30-50c4-4b2a-9128-9e7ae6d63732 | NFPA 170 AMPLIFIER RACK | RISER AMP |  | North | Potter |  | Amplifier |  |  |  | Assembly | TRUE | PVC-DP50/P (25V) | + | Distributed Panel, Dual Channel, 50W, Fire Phone | 1 | [6 empty] | FALSE | [5 empty] | #FFFF0000 | FA-NFPA 170 AMPLIFIER RACK | 1 | FALSE | FALSE | FALSE | 300 | [8 empty] | 7,12,18 |  |  |  | 50 | TRUE | [5 empty] | DESKTOP-7SAL8M7\acont | 2020-11-03 16:06 | THOR\acont | 2024-09-08 17:27 | Cloned from Hochiki FNVDP50/P (25V)
2378fb0b-1589-455c-85e8-9e802ea8be1d | NFPA 170 SMOKE HEAT DETECTOR |  |  | North | Potter |  | Smoke/Heat Detector |  |  |  | Module | TRUE | PAD200-PHD w/PAD100-SB | + | Photoelectric Smoke/Heat Detector with 6" Base with One Form-C Relay Contact | 1 | 0.0005 | 0.0005 |  |  |  |  | FALSE | TRUE |  |  |  |  | #FFFF0000 | FA-NFPA 170 SMOKE HEAT DETECTOR | 1 | FALSE | FALSE | FALSE | 1411 | [13 empty] | FALSE |  |  | SB |  |  | DESKTOP-7EIEB7A\acont | 2021-09-10 06:20 | THOR\acont | 2024-09-08 17:27 | Cloned from Potter PAD100-PHD w/PAD100-SB | [Potter] [AUX POWER] PAD100-CD w/PAD100-SB, PAD100-HD w/PAD100-SB, PAD100-PD w/PAD100-SB (C), PAD100-PHD w/PAD100-SB (C), PAD100-PHD w/PAD100-SB (Split) (C), PAD200-PCD (C), PAD200-PCD (Split) (C), PAD200-PCD w/PAD100-SB (C), PAD200-PCD w/PAD100-SB (Spli [Potter] [SLC PAD] [*] [#2 SHARED ADDR ¦ SENSORS] PAD100-CD w/PAD100-4DB, PAD100-CD w/PAD100-6DB, PAD100-CD w/PAD100-IB, PAD100-CD w/PAD100-LFSB, PAD100-CD w/PAD100-RB, PAD100-CD w/PAD100-SB, PAD100-CD w/PAD100-SPKB, PAD100-DUCT (C), PAD100-DUCTR (C), PA
d0fb4c86-56ba-42b4-ae6a-9e83eb8b7ea3 | NFPA 170 HORN |  |  | North | Siemens |  | Horn |  |  |  | Module | TRUE | SLFSWR-CO | S54329-F57-A1 | SLFSWR-CO LFS,WALL,RED,CO | 1 | [12 empty] | #FF0070C0 | FA-NFPA 170 HORN | 1 | FALSE | FALSE | FALSE | 2010 | [19 empty] | DESKTOP-7SAL8M7\acont | 2019-08-13 09:04 | THOR\acont | 2024-09-08 17:27 |  | [Siemens] [NAC] [DC CONTINUOUS] SLFSWR-AL, SLFSWR-CO, SLFSWR-F, SLFSWR-N, SLFSWW-AL, SLFSWW-CO, SLFSWW-F, SLFSWW-N
676717e0-42f7-44af-9690-9e85a5a9bccd |  |  |  | North | Altronix |  | Cards & Components |  |  |  | Card | TRUE | AL600ULPD4 Main Board | + | Fire Alarm Power Supply Main Board | 1 | [6 empty] | TRUE | [5 empty] | #FFFFFFFF |  |  | FALSE | FALSE | FALSE | [9 empty] | 7,12,40 |  |  |  |  | FALSE | [5 empty] | DESKTOP-7EIEB7A\acont | 2021-07-01 11:29 | THOR\acont | 2024-10-09 10:48 | Cloned from Altronix AL602ULADA Main Board | [Altronix] [IDC] [#1 TROUBLE] AL175UL, AL600ULPD4 Main Board | [Altronix] AL600ULPD4 Main Board
d02899ca-aa9f-43b9-8d70-9e876d817bac | NFPA 170 SMOKE DETECTOR |  |  | North | Simplex |  | Smoke Detector |  |  |  | Module | TRUE | 4098-9714 w/4098-9794 | + | TrueAlarm Analog Sensors, Photoelectric smoke sensor, White, Sounder Base w/LED or Relay Connections | 1 | 0.0008 | 0.001 |  |  |  |  | FALSE | TRUE |  |  |  |  | #FFFF0000 | FA-NFPA 170 SMOKE DETECTOR | 1 | FALSE | FALSE | FALSE | 1408 | [13 empty] | FALSE |  |  | SB |  |  | DESKTOP-7EIEB7A\acont | 2022-02-14 17:31 | THOR\acont | 2024-09-08 17:27 | Cloned from Simplex 4098-9714 w/4098-9772 | [Autocall, Simplex] [IDNet] [SENSORS ++] 4098-9714 (C), 4098-9714 w/4098-9770 (C), 4098-9714 w/4098-9771 (C), 4098-9714 w/4098-9772 (C), 4098-9714 w/4098-9773 (C), 4098-9714 w/4098-9780 (C), 4098-9714 w/4098-9789 (C), 4098-9714 w/4098-9791 (C), 4098-9714 [Autocall, Simplex] [AUX POWER] [24VDC SOUNDER] 4098-9714 w/4098-9794 (C), A4098-9714 w/A4098-9794 (C)
a70e8fb7-2ae2-411c-a98e-9e893275440a | CADGEN SUPERVISORY PANEL |  |  | North | Rath Area of Refuge |  | Supervisory Panel |  |  |  | Module | TRUE | 2500-16SPRVSR |  | UPS SUPERVISION MODULE 16 ZONE | 1 | [6 empty] | TRUE | [5 empty] | #FFFF0000 | FA-CADGEN SUPERVISORY PANEL | 1 | FALSE | FALSE | FALSE | 5000 | [16 empty] | R |  |  | DESKTOP-7SAL8M7\acont | 2020-09-14 15:04 | THOR\acont | 2024-09-08 17:27 | Cloned from Rath Area of Refuge 2500-12SPRVSR
40693948-3844-4df6-bf49-9e8ea0965aa7 |  |  |  | North | Silent Knight |  | Hardware |  |  |  | Hardware | TRUE | 5815RMK | ++ | Remote Mounting Kit | 1 | [6 empty] | TRUE | [5 empty] | #FFFFFFFF |  |  | FALSE | FALSE | FALSE | [20 empty] | DESKTOP-7EIEB7A\acont | 2021-04-12 14:35 | THOR\acont | 2024-10-09 10:48
58b62840-daff-4796-9e80-9e9115dfd6b7 | NFPA 170 NOTIFICATION CIRCUIT EXTENDER PANEL | RISER NAC |  | North | Fike |  | Notification Circuit Extender Panel |  |  |  | Assembly | TRUE | 27-032 |  | Remote Power Supply | 1 | [6 empty] | FALSE | [5 empty] | #FFFF0000 | FA-NFPA 170 NOTIFICATION CIRCUIT EXTENDER PANEL | 1 | FALSE | FALSE | FALSE | 212 | [13 empty] | TRUE | [5 empty] | AULAPTOP-PC\Aulaptop | 2019-07-06 06:59 | THOR\acont | 2024-09-08 17:27 | Cloned from Fike XXXX
8e59d65f-9b49-44ed-9309-9e920258291c | NFPA 170 HORN STROBE |  |  | North | Siemens |  | Horn/Strobe |  |  |  | Module | TRUE | AS-MC-W | 500-636011 | AS HORN MULTI CANDELA WHITE | 1 | [12 empty] | #FF0070C0 | FA-NFPA 170 HORN STROBE | 1 | FALSE | FALSE | FALSE | 2012 | [19 empty] | DESKTOP-7SAL8M7\acont | 2019-08-13 09:04 | THOR\acont | 2024-09-08 17:27 | B,T | [Siemens] [NAC] [DC, HIGH DB] AS-MC-R, AS-MC-W
bef7e616-137c-41c8-985d-9e93c4f0fef4 | NFPA 170 HEAT DETECTOR |  |  | North | Autocall |  | Heat Detector |  |  |  | Module | TRUE | A4098-9734 w/A4098-9791 | + | TrueAlarm High Temp Heat Detector w/TrueAlarm Sensor Base - 4-wire w/LED or Relay Connections | 1 | 0.0008 | 0.001 |  |  |  |  | TRUE | TRUE |  |  |  |  | #FFFF0000 | FA-NFPA 170 HEAT DETECTOR | 1 | FALSE | FALSE | FALSE | 1403 | [16 empty] | HT |  |  | DESKTOP-0D6CQVA\lousc | 2019-07-07 15:43 | THOR\acont | 2024-09-08 17:27 | 20191121 AC Detector with base | [Autocall, Simplex] [IDNet] [SENSORS ++] 4098-9714 (C), 4098-9714 w/4098-9770 (C), 4098-9714 w/4098-9771 (C), 4098-9714 w/4098-9772 (C), 4098-9714 w/4098-9773 (C), 4098-9714 w/4098-9780 (C), 4098-9714 w/4098-9789 (C), 4098-9714 w/4098-9791 (C), 4098-9714 [Autocall, Simplex] [AUX POWER] [RELAY POWER (OPTIONAL)] 2098-9737, 4098-9714 w/4098-9791 (C), 4098-9733 w/4098-9791 (C), 4098-9734 w/4098-9791 (C), A2098-9737, A4098-9714 w/A4098-9791 (C), A4098-9733 w/A4098-9791 (C), A4098-9734 w/A4098-9791 (C) | [Autocall, Simplex] 4098-9601 w/4098-9682, 4098-9602 w/4098-9682, 4098-9605 w/4098-9682, 4098-9733 w/4098-9791, 4098-9734 w/4098-9791, A4098-9601 w/A4098-9682, A4098-9602 w/A4098-9682, A4098-9605 w/A4098-9682, A4098-9714 w/A4098-9791, A4098-9733 w/A4098-9
84e352b8-9ff3-486f-b2dd-9e9c0b5886ee | NFPA 170 HEAT DETECTOR |  |  | North | Simplex |  | Heat Detector |  |  |  | Module | TRUE | 4098-9613 w/4098-9684 | + | Electronic Heat Detector 2-Wire 135° F (57° C) with connection for remote LED | 1 | 0.0001 | 0.024 |  |  |  |  | TRUE | TRUE |  |  |  |  | #FFFF0000 | FA-NFPA 170 HEAT DETECTOR | 1 | FALSE | FALSE | FALSE | 1403 | [16 empty] | 135¦RR |  |  | DESKTOP-7EIEB7A\acont | 2022-02-15 10:16 | THOR\acont | 2024-09-08 17:27 | Cloned from Autocall A4098-9613 w/A4098-9684 | [Autocall, Simplex] [IDC] 01 2098-9201 (C), 2098-9202 (C), 2098-9203 (C), 2098-9208 (C), 2098-9576 (C), 2099-9101 (C), 2099-9102 (C), 2099-9103 (C), 2099-9104 (C), 2099-9105 (C), 2099-9107 (C), 2099-9108 (C), 2099-9754 (C), 2099-9755 (C), 2099-9756 (C),
f1b2a7aa-0a8c-47b8-a8dc-9e9fac5b64db | NFPA 170 STROBE CEILING |  |  | North | Concealite |  | Strobe |  |  |  | Module | TRUE | FAFX-C-ELSTRC | + | CEILING STROBE, RED, FIRE | 1 | [6 empty] | TRUE | TRUE |  |  |  |  | #FF0070C0 | FA-NFPA 170 STROBE CEILING | 1 | FALSE | FALSE | FALSE | 2020 | [16 empty] | C |  |  | THOR\acont | 2024-01-29 09:05 | THOR\acont | 2024-09-08 17:27 | Cloned from Eaton Wheelock ELSTRC | [Concealite] [NAC] [24VDC] FAFX-C-ELSTRC (C), FAFX-C-ELSTWC (C) [Concealite] [AUX POWER] [AUX] FA900-W-ELHNR, FA900-W-ELHSR, FA900-W-ELHSW, FA900-W-ELSPKR, FA900-W-ELSPKW, FA900-W-ELSPSTR, FA900-W-ELSPSTW, FA900-W-ELSTR, FA900-W-ELSTW, FAFX-C-ELHNWC (C), FAFX-C-ELHSRC (C), FAFX-C-ELHSWC (C), FAFX-C-ELSPKWC (C), FAFX-
dc4dd13b-f31f-4438-933c-9ea6ffe3bb66 |  |  |  | North | Bosch | [5 empty] | Module | TRUE | C1800FDI-US | * | DSP PWR AMP 2X950W INST US | 1 | [12 empty] | #FFFFFFFF |  |  | FALSE | FALSE | FALSE | [20 empty] | DESKTOP-7EIEB7A\acont | 2021-08-13 06:25 | THOR\acont | 2024-10-09 10:48
53897e0e-84be-4ba6-a81b-9ea76a0edd96 | NFPA 170 SPEAKER STROBE CEILING |  |  | North | Edwards |  | Speaker/Strobe |  |  |  | Module | TRUE | GCHFWA-S2VMAH |  | 25V Speaker/Strobe, White, 95, 115, 150, 177 cd, ALERT,AMBER | 1 | 0 | 0.502 |  |  |  |  | FALSE | TRUE |  |  |  |  | #FF0070C0 | FA-NFPA 170 SPEAKER STROBE CEILING | 1 | FALSE | FALSE | FALSE | 2020 | [13 empty] | FALSE |  |  | C |  |  |  |  | THOR\acont | 2024-09-08 17:27 |  | [Edwards, Kidde] [NAC] [16 VDC] EGCF-S2VMH (C), EGCF-VMH (C), GCF-S2VMH (C), GCF-S7VMH (C), GCF-VMH (C), GCHFRF-S2VMCH (C), GCHFRF-S7VMCH (C), GCHFRN-S2VMCH (C), GCHFRN-S7VMCH (C), GCHFWA-S2VMAH (C), GCHFWA-S2VMCH (C), GCHFWA-S7VMAH (C), GCHFWA-S7VMCH (C [Edwards, Kidde] [NAC] [24 VDC] EGCF-S2VMH (C), EGCF-VMH (C), GCF-S2VMH (C), GCF-S7VMH (C), GCF-VMH (C), GCHFRF-S2VMCH (C), GCHFRF-S7VMCH (C), GCHFRN-S2VMCH (C), GCHFRN-S7VMCH (C), GCHFWA-S2VMAH (C), GCHFWA-S2VMCH (C), GCHFWA-S7VMAH (C), GCHFWA-S7VMCH (C [Edwards, Kidde] [AUDIO 25v] [25V AUDIO] EGCF-S2VMH (C), G4F-S2, G4F-S2V1575, G4F-S2VM, G4HFRF-S2, G4HFRF-S2VMC, G4HFRN-S2, G4HFRN-S2VMC, G4HFWA-S2, G4HFWA-S2VMA, G4HFWA-S2VMC, G4HFWF-S2, G4HFWF-S2VMC, G4HFWN-S2, G4HFWN-S2VMA, G4HFWN-S2VMC, G4RF-S2, G4RF
39db8a64-cfe3-4c67-9a3b-9eaa9c628df2 | NFPA 170 MANUAL PULL |  |  | North | Edwards |  | Manual Station |  |  |  | Module | TRUE | 278B-1420 |  | Pull Station, double action, 1 N.O., 1 N.C., key, term | 1 | [6 empty] | FALSE | [5 empty] | #FFFF0000 | FA-NFPA 170 MANUAL PULL | 1 | FALSE | FALSE | FALSE | 957 | [13 empty] | FALSE | [7 empty] | THOR\acont | 2024-09-08 17:27 |  | [Edwards, Kidde, Monaco Enterprises] [IDC] 01 1534-1, 200-GAOF, 270A-DPO, 270A-SPO, 270-DOC, 270-DOC-B, 270-DOC-F, 270-DPO, 270-GAO, 270-GAOB, 270-GAO-DOC, 270-GAO-DOCF, 270P-DPO, 270P-SPO, 270-SPO, 270-SPOW, 270-SPOWB, 270-SPOWF, 271-KR1/SR/GS, 276A-REL
b1658e06-6fa7-4d44-94e1-9eab7dac12e8 | NFPA 170 MINI HORN |  |  | North | Potter |  | Horn |  |  |  | Module | TRUE | MHT-1224PW |  | Low Current Mini-Horn, Plain White | 1 | 0 | 0.022 |  |  |  |  | FALSE | [5 empty] | #FF0070C0 | FA-NFPA 170 MINI HORN | 1 | FALSE | FALSE | FALSE | 2014 | [13 empty] | FALSE | [7 empty] | THOR\acont | 2024-09-08 17:27 |  | [Potter] [NAC] [24 VDC] MHT-1224PR, MHT-1224PW, MHT-1224R, MHT-1224W [Potter] [NAC] [12 VDC, UL MAX] MHT-1224PR, MHT-1224PW, MHT-1224R, MHT-1224W [Potter] [NAC] [UL MAX] MHT-1224PR, MHT-1224PW, MHT-1224R, MHT-1224W
72f7f68a-838c-4bab-b701-9eaf43de617f |  |  |  | North | Hirsch Electronics |  | Cards & Components |  |  |  | Card | TRUE | MX-8 Main Board |  | Main Board | 1 | 0.9 | 0.9 |  |  |  |  | TRUE | [5 empty] | #FFFFFFFF |  |  | TRUE | FALSE | FALSE | [20 empty] | THOR\acont | 2024-02-22 10:36 | THOR\acont | 2024-10-09 10:48 | Cloned from Hirsch MX-4 Main Board | [Hirsch Electronics] [RS-485] MX-2 Main Board, MX-4 Main Board, MX-8 Main Board | [Hirsch Electronics] MX-8 Main Board
eb7b0062-827a-4b94-a34f-9eb323b9e9bb |  |  |  | North | MIRCOM |  | Cards & Components |  |  |  | Card | TRUE | FX-2017-12NDS Main Board | + | Main Board | 1 | 0.31 | 0.733 | 12 |  |  |  | TRUE | [5 empty] | #FFFFFFFF |  |  | FALSE | FALSE | FALSE | [14 empty] | FALSE | [5 empty] | THOR\acont | 2025-01-14 14:33 | THOR\acont | 2025-01-14 14:37 | Cloned from MIRCOM FX-2003-12NDS Main Board |  | [MIRCOM] FX-2017-12NDS Main Board
322ecbd0-7572-421f-b5e0-9eb6d56d6294 | NFPA 170 CELL COMM | RISER CELL COMM |  | North | Notifier |  | Cellular Communicator |  |  |  | Module | TRUE | CELL-CAB-N | + | Cellular module housed in metal cabinet with lock and key. Includes external antenna | 1 | 0.055 | 0.1 |  |  |  |  | TRUE | [5 empty] | #FFFF0000 | FA-NFPA 170 CELL COMM | 1 | FALSE | FALSE | FALSE | 250 | [19 empty] | DESKTOP-7EIEB7A\acont | 2021-04-03 16:58 | THOR\acont | 2024-09-08 17:27 | Cloned from Firelite CELL-CAB-FL | [Firelite, Gamewell FCI, Notifier] [AUX POWER] [*] CELL-CAB-FL, CELL-CAB-N, CELL-MOD [Firelite, Gamewell FCI, Honeywell, Notifier] [DACT] 01 [DACT] CELL-CAB-FL, CELL-CAB-N, CELL-MOD, HWF2A-COM Main Board, HWF2V-COM Main Board
40200914-bb3c-424d-ad6b-9ebe9c8987b5 |  |  |  | North | Edwards |  | Hardware |  |  |  | Hardware | TRUE | EVTS |  | Trouble Silence Switch | 1 | [6 empty] | FALSE | [5 empty] | #FFFFFFFF |  |  | FALSE | FALSE | FALSE | [14 empty] | FALSE | [7 empty] | THOR\acont | 2024-10-09 10:48
d1aab5e1-5b33-4d85-9de8-9ec25a4b28b0 |  |  |  | North | Siemens |  | Cards & Components |  |  |  | Card | TRUE | CRC-6 | 500-033250 | (6) FORM 'C' RELAYS (LOGIC CONTROLLED) ONE CARD SLOT CC-5/CC-2 | 1 | 0.174 | 0.174 | [10 empty] | #FFFFFFFF |  |  | FALSE | FALSE | FALSE | [20 empty] | DESKTOP-7SAL8M7\acont | 2019-08-13 09:04 | THOR\acont | 2024-10-09 10:48
9e037fd2-fcf3-428b-9828-9ec49b12396f | NFPA 170 STROBE WALL |  |  | North | e2S |  | Strobe |  |  |  | Module | TRUE | D1xB2XH2 |  | Auto Sync Explosion Proof 190cd Strobe, Surface Mount, Red | 1 | 0 | 0.38 |  |  |  |  | FALSE | [5 empty] | #FF0070C0 | FA-NFPA 170 STROBE WALL | 1 | FALSE | FALSE | FALSE | 2023 | [13 empty] | FALSE |  |  | XP |  |  | DESKTOP-7EIEB7A\acont | 2021-03-08 10:27 | THOR\acont | 2024-09-08 17:27 | Cloned from e2S D2xB1LD3 | [e2S] [NAC] [UL1971 24 VDC 1.5HZ] D1xB2XH2 [e2S] [NAC] [UL1971 24 VDC 1HZ] D1xB2XH2 [e2S] [NAC] [UL1971 24 VDC 2HZ] D1xB2XH2 [e2S] [NAC] [UL1971 24 VDC 1.3HZ] D1xB2XH2
c8005b6a-5618-4595-b7f1-9ec622686a8e | NFPA 170 REMOTE VOICE EVACUATION MICROPHONE |  |  | North | Notifier |  | Remote Microphone |  |  |  | Module | TRUE | NFC-RPU | + | Remote Page Unit Hand held microphone, 14 message buttons | 1 | 0.05 | 0.068 |  |  |  |  | TRUE | FALSE |  |  |  |  | #FFFF0000 | FA-NFPA 170 REMOTE VOICE EVACUATION MICROPHONE | 1 | FALSE | FALSE | FALSE | 265 | [13 empty] | FALSE | [5 empty] | DESKTOP-7SAL8M7\acont | 2018-11-07 13:56 | THOR\acont | 2024-09-08 17:27 |  | [Federal Signal, Notifier] [DIGITAL AUDIO LOOP] BDA-70v (50W, 70V), NFC-125DA (25V) Main Board, NFC-50BDA Main Board (100W, 25V), NFC-50BDA Main Board (100W, 70V), NFC-50DA Main Board (50W, 25V), NFC-50DA Main Board (50W, 70V), NFC-BDA-25v (50W, 25 [Federal Signal, Notifier] [AUX POWER] [*] FWSG, NFC-FFT, NFC-LOC, NFC-RM, NFC-RPU, UVLOC-B, W-DIS-D
fd5d5dc0-fdf3-4f02-9f1d-9ec8a145c211 | NFPA 170 GAS DETECTOR |  |  | North | Kidde |  | Gas Detection |  |  |  | Module | TRUE | KN-COPP-3 | 900-0076+ | AC Powered, Digital Display, Plug-In Carbon Monoxide Alarm | 1 | 0.02 | 0.04 |  |  |  |  | FALSE | [5 empty] | #FFFF0000 | FA-NFPA 170 GAS DETECTOR | 1 | FALSE | FALSE | FALSE | 1402 | [13 empty] | FALSE |  |  | CO |  |  | DESKTOP-7EIEB7A\acont | 2022-06-30 09:42 | THOR\acont | 2024-09-08 17:27 | Cloned from System Sensor CO1224TR
7bc7f778-30d7-40d5-9c91-9ed2e7297264 | NFPA 170 STROBE WALL |  |  | North | e2S |  | Strobe |  |  |  | Module | TRUE | IS-mB1 | ++ | IS-minialite compact beacon with an array of six high output L.E.D’s. | 1 | 0 | 0.405 |  |  |  |  | FALSE | [5 empty] | #FF0070C0 | FA-NFPA 170 STROBE WALL | 1 | FALSE | FALSE | FALSE | 2023 | [13 empty] | FALSE |  |  | HZ |  |  | THOR\acont | 2024-11-01 10:23 | THOR\acont | 2024-11-01 10:23 | Cloned from e2S IS-mC1 | [e2S] [NAC] [UL1971 24 VDC 1.3HZ] IS-mB1
92699327-658e-4c30-8bb7-9ed4dd9b61aa | NFPA 170 SPEAKER STROBE |  |  | North | Siemens |  | Speaker/Strobe |  |  |  | Module | TRUE | SEH-MC-R | S54360-F10-A1 | HIGH FIDELITY SPEAKER STROBE, HIFI, WALL, 15/30/75/110 CD, RED | 1 | [6 empty] | FALSE | [5 empty] | #FF0070C0 | FA-NFPA 170 SPEAKER STROBE | 1 | FALSE | FALSE | FALSE | 2019 | [13 empty] | FALSE | [7 empty] | THOR\acont | 2024-09-08 17:27 | B,T | [Siemens] [AUDIO 25v] [25V AUDIO] SEH-AMC-W-ALERT, SEH-HMC-R, SEH-HMC-R-B, SEH-HMC-W, SEH-HMC-W-ALERT, SEH-HMC-W-B, SEH-MC-R, SEH-MC-R-ALERT, SEH-MC-R-B, SEH-MC-W, SEH-MC-W-ALERT, SEH-MC-W-B, SEH-MC-W-BLANK, SEH-R, SEH-W, SEH-W-ALERT [Siemens] [AUDIO 70.7v] [70V AUDIO] SEH-AMC-W-ALERT, SEH-HMC-R, SEH-HMC-R-B, SEH-HMC-W, SEH-HMC-W-ALERT, SEH-HMC-W-B, SEH-MC-R, SEH-MC-R-ALERT, SEH-MC-R-B, SEH-MC-W, SEH-MC-W-ALERT, SEH-MC-W-B, SEH-MC-W-BLANK, SEH-R, SEH-W, SEH-W-ALERT [Siemens] [NAC] [VDC] SEFH-AMC-W-ALERT, SEFH-MC-R, SEFH-MC-R-ALERT, SEFH-MC-W, SEFH-MC-W-ALERT, SEFH-MC-W-BLANK, SEF-MC-R, SEF-MC-W, SEH-MC-R, SEH-MC-R-ALERT, SEH-MC-R-B, SEH-MC-W, SEH-MC-W-ALERT, SEH-MC-W-B, SEH-MC-W-BLANK
6c7e4d37-7815-496c-913d-9ee00931cab6 | NFPA 170 REMOTE ANNUNCIATOR | RISER ANNUNCIATOR |  | North | Silent Knight |  | Remote Annunciator |  |  |  | Module | FALSE | 5865-4 | ++ | LED Annunciator, Red | 1 | 0.035 | 0.145 |  |  | 24 |  | FALSE |  |  |  | 7.375” x 4.1” x 1.75” (18.73 x 10.4 x 4.45 cm) |  | #FFFF0000 | FA-NFPA 170 REMOTE ANNUNCIATOR | 1 | FALSE | FALSE | FALSE | 255 | [13 empty] | FALSE | [7 empty] | THOR\acont | 2024-09-08 17:27 |  | [Silent Knight] [SBUS] [*] [SBUS ++] 5635R, 5635W, 5815XL, 5860, 5860R, 5865-3, 5865-4, 6815, 6855, 6860, EVS-LOC, EVS-RCU, RA-100, RA-1000, RA-1000R, RA-2000, SK-5210, SK-5217
4ff1c7ca-a7c8-4e74-8dc2-9ee199224459 | NFPA 170 HEAT DETECTOR |  |  | North | Monaco Enterprises |  | Heat Detector |  |  |  | Module | TRUE | 722-121-00 w/B200SR-WH | + | DETECTOR,HEAT:135 F,FIXED,INTELLIGENT,LOW PROFILE,HEAD | 1 | 0.0003 | 0.0065 |  |  |  |  | FALSE | TRUE |  |  |  |  | #FFFF0000 | FA-NFPA 170 HEAT DETECTOR | 1 | FALSE | FALSE | FALSE | 1403 | [13 empty] | FALSE |  |  | 135° |  |  | DESKTOP-7SAL8M7\acont | 2020-02-23 09:24 | THOR\acont | 2024-09-08 17:27 | Cloned from MIRCOM MIX-5251B w/B200SR | [Monaco Enterprises] [SLC MODULES SENSORS] 01 [*] 708-026-01, 708-031-00, 721-121-00 w/B200SR-LF-WH (C), 721-121-00 w/B200SR-WH (C), 721-121-00 w/B210LP (C), 721-121-00 w/B224RB-WH (C), 721-121-00 w/B501 (C), 721-124-00 w/B200SR-LF-WH (C), 721-124-00 w/B [Monaco Enterprises] [SLC SENSORS] 01 [*] 721-121-00 w/B200SR-LF-WH (C), 721-121-00 w/B200SR-WH (C), 721-121-00 w/B210LP (C), 721-121-00 w/B224RB-WH (C), 721-121-00 w/B501 (C), 721-124-00 w/B200SR-LF-WH (C), 721-124-00 w/B200SR-WH (C), 721-124-00 w/B210L [Monaco Enterprises] [SLC MODULES/SENSORS] 01 [*] 721-121-00 w/B200SR-LF-WH (C), 721-121-00 w/B200SR-WH (C), 721-121-00 w/B210LP (C), 721-121-00 w/B224RB-WH (C), 721-121-00 w/B501 (C), 721-124-00 w/B200SR-LF-WH (C), 721-124-00 w/B200SR-WH (C), 721-124-00 [MIRCOM, Monaco Enterprises] [AUX POWER] 721-121-00 w/B200SR-WH (C), 721-124-00 w/B200SR-WH (C), 722-121-00 w/B200SR-WH (C), 722-406-00 w/B200SR-WH (C), 723-345-00 w/B200SR-WH (C), 723-353-00 w/B200SR-WH (C), 723-361-00 w/B200SR-WH (C), MIX-1251AP w/B200 [Monaco Enterprises] [SLC SENSORS] 01 [*] 721-121-00 w/B200SR-LF-WH (C), 721-121-00 w/B200SR-WH (C), 721-121-00 w/B210LP (C), 721-121-00 w/B224RB-WH (C), 721-121-00 w/B501 (C), 721-124-00 w/B200SR-LF-WH (C), 721-124-00 w/B200SR-WH (C), 721-124-00 w/B210L
e82c9006-9f0d-40e2-af6e-9ee47f04d267 | NFPA 170 HORN |  |  | North | Siemens |  | Horn |  |  |  | Module | TRUE | AH-R | 500-636003 | AH HORN RED | 1 | [12 empty] | #FF0070C0 | FA-NFPA 170 HORN | 1 | FALSE | FALSE | FALSE | 2010 | [19 empty] | DESKTOP-7SAL8M7\acont | 2019-08-13 09:04 | THOR\acont | 2024-09-08 17:27 | B,T | [Siemens] [NAC] [DC, HIGH DB] AH-R, AH-R-WP, AH-W
c07e2dad-27f6-4f87-8e50-9ee5670fad65 | NFPA 170 HEAT DETECTOR |  |  | North | Notifier |  | Heat Detector |  |  |  | Module | TRUE | FST-951 w/B200S-WH | ++ | Low-profile 135°F fixed thermal sensor. FlashScan only. Sounder Base | 1 | 0.0002 | 0.0045 |  |  |  |  | FALSE | TRUE | FLUSH |  | 4" SQ. DEEP | 3 "O" PLASTER RING | #FFFF0000 | FA-NFPA 170 HEAT DETECTOR | 1 | FALSE | FALSE | FALSE | 1403 |  |  | 7272-0028:0206 | [10 empty] | FALSE | [5 empty] | DESKTOP-7EIEB7A\acont | 2021-05-14 10:49 | THOR\acont | 2024-09-08 17:27 | Cloned from Notifier FST-951 w/B224RB-WH | [Honeywell, Notifier, System Sensor] [SLC MODULES SENSORS] [*] [#2 SHARED ADDR ¦ SENSORS] 2251B (C), 2251-COPTIR (C), 2251-COPTIR w/B200S-WH (C), 2251TB (C), 2251TMB (C), 5251B (C), 5251B-WP (C), 5251H (C), 5251RB (C), 5251RB-WP (C), 7251 (C), 7251DH (C) [Notifier, System Sensor] [AUX POWER] 2251-COPTIR w/B200S-WH (C), B200S, B200SR, B200S-WH, B210LP, FCO-851 w/B200S (C), FCO-951 w/B200S-WH (C), FCP-951 w/B200S-WH, FPC-951 w/B200S-IV (C), FPC-951 w/B200S-WH (C), FPTI-951 w/B200S-IV (C), FPTI-951 w/B200S- [Honeywell, Notifier, System Sensor] [SLC SENSORS] [*] [#4 TYPE ADDR ¦ SENSORS] 2251B (C), 2251-COPTIR (C), 2251-COPTIR w/B200S-WH (C), 2251TB (C), 2251TMB (C), 5251B (C), 5251B-WP (C), 5251H (C), 5251RB (C), 5251RB-WP (C), 7251 (C), 7251DH (C), DH200LP
0f409077-4042-47fc-9559-9ee5b79ae2da | NFPA 170 REMOTE ANNUNCIATOR | RISER ANNUNCIATOR |  | North | Potter |  | Remote Annunciator |  |  |  | Module | TRUE | RA-6075 | ++ | LCD Annunciator | 1 | 0.02 | 0.025 |  |  |  |  | TRUE | [5 empty] | #FFFF0000 | FA-NFPA 170 REMOTE ANNUNCIATOR | 1 | FALSE | FALSE | FALSE | 255 | [13 empty] | FALSE | [7 empty] | THOR\acont | 2024-09-08 17:27 |  | [Potter] [P-LINK] [*] RA-6006, RA-6075, RA-6075R, RA-6500, RA-6500F, RA-6500R, RA-7630, RA-7692
54da3a71-6ece-4301-891e-9eec4aca6fda | CADGEN GLASS BREAK |  |  | North | Bosch |  | Glass Break Detector |  |  |  | Module | TRUE | DS1102i | ++ | Glass Break Detector | 1 | 0.023 | 0.023 |  |  | 12 | [7 empty] | #FFFF0000 | FA-CADGEN GLASS BREAK | 1 | FALSE | FALSE | FALSE | [17 empty] | RPT |  |  | DESKTOP-7EIEB7A\acont | 2022-08-25 08:56 | THOR\acont | 2024-09-08 17:27 | Cloned from Bosch DS1103i | [Bosch, Optex] [IDC] 01 [INPUT] DS1101i, DS1102i, DS1103i, DS1108i, DS936 (C), DS9360 (C), DS936B (C), DS936-CHI (C), DS936-FRA (C), DS937 (C), DS9370 (C), DS9371 (C), DS939 (C), DS939-CHI (C), FX-360 (C), ISC-BDL2-W12G, ISC-BDL2-W12GE, ISC-BDL2-W12HE, I [BluePoint, Bosch, Honeywell] [AUX POWER] [*] [12VDC ++] BP01-302, BP01-303, D125B, D185, DS1101i, DS1102i, DS1103i, DS1108i, DS936 (C), DS9360 (C), DS936B (C), DS936-CHI (C), DS936-FRA (C), DS937 (C), DS9370 (C), DS9371 (C), DS939 (C), DS939-CHI (C), EN [Bosch, Optex] [ACCESS CONTROL INPUT] [*] [INPUT] DS1101i, DS1102i, DS1103i, DS1108i, DS936 (C), DS9360 (C), DS936B (C), DS936-CHI (C), DS936-FRA (C), DS937 (C), DS9370 (C), DS9371 (C), DS939 (C), DS939-CHI (C), FX-360 (C), ISC-BDL2-W12G, ISC-BDL2-W12GE,
af0446f5-ed79-4ba3-af6f-9ef241208c64 | NFPA 170 HEAT DETECTOR |  |  | North | Hochiki |  | Heat Detector |  |  |  | Module | TRUE | ATJ-EA w/YBN-NSA-4 STANDARD BASE | ATJ-EA FIXED TEMP/RATE OF RISE HEAT SENSOR | ATJ-EA FIXED TEMP/RATE OF RISE HEAT SENSOR | 1 | 0.00035 | 0.0005 |  |  |  |  | TRUE | TRUE |  | *Refer to Install Sheet |  |  | #FFFF0000 | FA-NFPA 170 HEAT DETECTOR | 1 | FALSE | FALSE | FALSE | 1403 | [21 empty] | THOR\acont | 2024-09-08 17:27 | from Hochiki ALN-V w/ASB SOUNDER BASE | [Hochiki] [SLC HOCHIKI] 01 [*] [SLC] ACD-V w/ASBL SOUNDER BASE (C), ACD-V w/HSB-NSA-6 STANDARD BASE (C), ACD-V w/SCI-B4 SHORT CIRCUIT ISOLATOR BASE (C), ACD-V w/SCI-B6 SHORT CIRCUIT ISOLATOR BASE (C), ACD-V w/YBN-NSA-4 STANDARD BASE (C), ATG-EA w/ASB SOU
340fd3a5-ac9b-482d-a920-9ef28af99b55 | NFPA 170 SMOKE DETECTOR |  |  | North | MIRCOM |  | Smoke Detector |  |  |  | Module | TRUE | MIX-2251TAP w/B200SR-WH | + | Intelligent Photoelectric Sensor with 135°F Fixed Temperature Heat Detector, Sounder Base | 1 | 0.0003 | 0.0065 |  |  |  |  | FALSE | TRUE |  |  |  |  | #FFFF0000 | FA-NFPA 170 SMOKE DETECTOR | 1 | FALSE | FALSE | FALSE | 1408 | [13 empty] | FALSE |  |  | P, SB, 135° |  |  | DESKTOP-7SAL8M7\acont | 2019-04-12 12:42 | THOR\acont | 2024-09-08 17:27 | 20191121 AC Detector with base | [MIRCOM] [SLC MODULES SENSORS] [*] [#2 SHARED ADDR ¦ SENSORS] DNR w/MIX-2251BR (C), DNR w/MIX-2351RAP (C), MIX-1251AP w/B200SR-LF-WH (C), MIX-1251AP w/B200SR-WH (C), MIX-1251AP w/B210LP (C), MIX-1251AP w/B224RB-WH (C), MIX-1251AP w/B501 (C), MIX-1251B w/ [MIRCOM, Monaco Enterprises] [AUX POWER] 721-121-00 w/B200SR-WH (C), 721-124-00 w/B200SR-WH (C), 722-121-00 w/B200SR-WH (C), 722-406-00 w/B200SR-WH (C), 723-345-00 w/B200SR-WH (C), 723-353-00 w/B200SR-WH (C), 723-361-00 w/B200SR-WH (C), MIX-1251AP w/B200 [MIRCOM] [SLC SENSORS] [*] [#4 TYPE ADDR ¦ SENSORS] DNR w/MIX-2251BR (C), DNR w/MIX-2351RAP (C), MIX-1251AP w/B200SR-LF-WH (C), MIX-1251AP w/B200SR-WH (C), MIX-1251AP w/B210LP (C), MIX-1251AP w/B224RB-WH (C), MIX-1251AP w/B501 (C), MIX-1251B w/B200SR-LF-
f4120b94-d727-4e6a-a4b7-9ef3f505f709 | NFPA 170 MANUAL PULL |  |  | North | Fike |  | Manual Station |  |  |  | Module | TRUE | 20-1833 | RMS-1T-KL++ | SPST Single Action RSG Keyed Metal “Fire” Manual Pull Station | 1 | [6 empty] | TRUE | [5 empty] | #FFFF0000 | FA-NFPA 170 MANUAL PULL | 1 | FALSE | FALSE | FALSE | 957 | [13 empty] | FALSE | [5 empty] | DESKTOP-7EIEB7A\acont | 2023-08-29 08:27 | THOR\acont | 2024-09-08 17:27 | Cloned from Fike 20-1343 | [Fike] [IDC] 01 [ALARM] 20-1833, 20-1834, 20-1835, 20-1836, 20-1837, 20-1838, 20-1839, 20-1840, 20-1841, 20-1842, 20-1843, 20-1844
f4fac879-1d02-458b-9a66-9ef8ddb40eb8 |  |  |  | North | Honeywell |  | Cards & Components |  |  |  | Card | TRUE | XLS140-2 MAIN CARD |  |  | 1 | [6 empty] | TRUE | [5 empty] | #FFFFFFFF |  |  | FALSE | FALSE | FALSE | [20 empty] | AUGUSTXPS17-EUP\aucon | 2023-02-18 06:41 | THOR\acont | 2024-10-09 10:48 |  |  | [Honeywell, Notifier] CPU-2020, CPU2-640, CPU-320, CPU-320SYS, XLS140-2 MAIN CARD [Honeywell, Notifier] CPU-2020, CPU2-3030, CPU2-3030D, CPU2-640, CPU-320, CPU-320SYS, CPU-N16LD, CPU-N16LND, NCA-2, NCD, XLS140-2 MAIN CARD, XLS3000-CPUD [Honeywell, Notifier] CPU-2020, CPU2-640, CPU-320, CPU-320SYS, XLS140-2 MAIN CARD
28171ba1-a538-4c87-96be-9efa16d13dd1 | CADGEN INTRUSION CONTACT |  |  | North | Bosch |  | Intrusion Contact |  |  |  | Module | TRUE | RFBT-A | ++ | Wireless, bill trap. | 1 |  |  |  |  | 3 | [7 empty] | #FFFF0000 | FA-CADGEN INTRUSION CONTACT | 1 | FALSE | FALSE | FALSE | [17 empty] | RPT |  |  | DESKTOP-7EIEB7A\acont | 2022-08-24 08:51 | THOR\acont | 2024-09-08 17:27 | Cloned from Bosch RFPB-FP-A | [BluePoint, Bosch] [BOSCH WIRELESS] [ALL DEVICES ++] BP01-302, BP02-202M, BP02-202P, BP02-A202M, BP02-A202P, BP02-A202PH, BP03-302, BP03-A102M, BP03-A102P, RFBT-A, RFDL-11, RFDL-11-A, RFDL-11-CHI, RFDW-RM, RFDW-RM-A, RFDW-RM-CHI, RFDW-SM, RFDW-SM-A, RFDW
d2a8dc86-060d-4051-9f7c-9efd14185f60 |  |  |  | North | Fike |  | Hardware |  |  |  | Hardware | TRUE | 10-2360 |  | Series Solenoid Diode/Resistor (Needed for solenoids) | 1 | [6 empty] | FALSE | [5 empty] | #FFFFFFFF |  |  | FALSE | FALSE | FALSE | [14 empty] | FALSE | [7 empty] | THOR\acont | 2024-10-09 10:48
4589c49e-7ea6-4116-9ed2-9f0893c35e85 |  |  |  | North | Edwards |  | Hardware |  |  |  | Hardware | TRUE | VS2-G-F |  | FACP, 1-2 Loop, 500pt max, 4 Cl B NACs, gray, 120v, w/ 8RY LED, FCdn | 1 | [6 empty] | FALSE | [5 empty] | #FFFFFFFF |  |  | FALSE | FALSE | FALSE | [14 empty] | FALSE | [7 empty] | THOR\acont | 2024-10-09 10:48
66333e04-248d-433d-bb00-9f0d95b98c7b | NFPA 170 SURGE SUPPRESSOR |  |  | North | Space Age Electronics |  | Surge Supressor |  |  |  | Module | TRUE | E120V-GT | ++ | Hybrid Surge Protection Device | 1 | [6 empty] | FALSE | [5 empty] | #FFFF0000 | FA-NFPA 170 SURGE SUPPRESSOR | 1 | FALSE | FALSE | FALSE | 6001 | [13 empty] | FALSE |  |  | 120v |  |  | DESKTOP-7EIEB7A\acont | 2021-03-31 16:16 | THOR\acont | 2024-09-08 17:27 | Cloned from Ditek DTK-120HW-SS | [Space Age Electronics] [SURGE PROTECTION] [ALL DEVICES ++] E120V-GT, RJ1448-MD w/Snap Track, T05-DG w/Snap Track, T120-DG w/Snap Track, T12-DG w/Snap Track, T24-DG w/Snap Track, T32-DG w/Snap Track, T36-DG w/Snap Track, T48-DG w/Snap Track, T70-DG w/Sna [Space Age Electronics] [SURGE PROTECTION] E120V-GT | [Ditek, EDCO, Monaco Enterprises, Space Age Electronics, WBOX] 0E-SPROACHW, 210-524-00, DTK-120HW, DTK-120HWLOK, DTK-120HW-SS, DTK-120SRD, DTK-120X12, DTK-1F, DTK-1FF, DTK-DF120S1, E120V-GT, FAS120AC, T120-DG w/Snap Track
184a1135-e6de-4ec6-a14b-9f12f5e76ef6 |  |  |  | North | Edwards |  | Hardware |  |  |  | Hardware | TRUE | 3-ANNBF |  | Blank LRM Filler | 1 | [6 empty] | FALSE | [5 empty] | #FFFFFFFF |  |  | FALSE | FALSE | FALSE | [14 empty] | FALSE | [7 empty] | THOR\acont | 2024-10-09 10:48
b0a39078-49bd-4eb7-8ae5-9f13858eb6ad |  |  |  | North | Edwards |  | Hardware |  |  |  | Hardware | TRUE | SIGA-AB4G | ++ | Audible Sounder Base | 1 | 0.00146 | 0.024 |  |  |  |  | FALSE | [5 empty] | #FFFFFFFF |  |  | FALSE | FALSE | FALSE | [14 empty] | FALSE | [7 empty] | THOR\acont | 2024-10-09 10:48
2e937011-a6e2-467e-9201-9f1543918f17 |  |  |  | North | Edwards |  | Hardware |  |  |  | Hardware | TRUE | 403-5A-R |  | Bell/Strobe Plate, 24Vdc, 15cdW | 1 | [6 empty] | FALSE | [5 empty] | #FFFFFFFF |  |  | FALSE | FALSE | FALSE | [14 empty] | FALSE | [7 empty] | THOR\acont | 2024-10-09 10:48
956291b8-071c-47dc-8a80-9f283dfa492d |  |  |  | North | Edwards |  | Cards & Components |  |  |  | Card | TRUE | FSP302GD Mainboard |  | Mainboard for FSP302GD assembly | 1 | 0.161 | 0.287 |  |  |  |  | TRUE | [5 empty] | #FFFFFFFF |  |  | FALSE | FALSE | FALSE | [14 empty] | FALSE | [7 empty] | THOR\acont | 2024-10-09 10:48 |  | [Edwards, Kidde, Macurco] [IDC] [#1 ALARM] 2IDC, 76-600000-001 Main Board, 76-800xxx-xxx Main Board, 77-600000-901 Main Board, 84-732001-901 Main Board, DVP-120 Mainboard, EST1-2Z Mainboard, FSP1004G Mainboard, FSP1004G-2 Mainboard, FSP1004GD Mainboard, [Edwards, Kidde] [VAC ] 2IDC, 76-600000-001 Main Board, 76-800xxx-xxx Main Board, 77-600000-901 Main Board, 84-732001-901 Main Board, APS10A Mainboard, APS6A Mainboard, BPS10A Mainboard, BPS10A/230 Mainboard, BPS6A Mainboard, BPS6A/230 Mainboard, EST1-2Z [Edwards, Kidde, Macurco] [IDC] [#3 SUPERVISORY] 2IDC, 76-600000-001 Main Board, 76-800xxx-xxx Main Board, 77-600000-901 Main Board, 84-732001-901 Main Board, DVP-120 Mainboard, EST1-2Z Mainboard, FSP1004G Mainboard, FSP1004G-2 Mainboard, FSP1004GD Mainb [Edwards, Kidde, Macurco] [IDC] [#2 TROUBLE] 2IDC, 76-600000-001 Main Board, 76-800xxx-xxx Main Board, 77-600000-901 Main Board, 84-732001-901 Main Board, DVP-120 Mainboard, EST1-2Z Mainboard, FSP1004G Mainboard, FSP1004G-2 Mainboard, FSP1004GD Mainboard | [Edwards] FSP302GD Mainboard [Edwards] FSP302G Mainboard, FSP302G-2 Mainboard, FSP302GD Mainboard, FSP302R Mainboard, FSP302RD Mainboard, FSP502G Mainboard, FSP502G-2 Mainboard, FSP502GD Mainboard, FSP502R Mainboard, FSP502RD Mainboard [Edwards] FSP302G Mainboard, FSP302G-2 Mainboard, FSP302GD Mainboard, FSP302R Mainboard, FSP302RD Mainboard [Edwards, Kidde] FSP1004G Mainboard, FSP1004G-2 Mainboard, FSP1004GD Mainboard, FSP1004R Mainboard, FSP1004RD Mainboard, FSP302G Mainboard, FSP302G-2 Mainboard, FSP302GD Mainboard, FSP302R Mainboard, FSP302RD Mainboard, FSP502G Mainboard, FSP502G-2 Mainbo [Edwards] FSP302G Mainboard, FSP302G-2 Mainboard, FSP302GD Mainboard, FSP302R Mainboard, FSP302RD Mainboard, FSP502G Mainboard, FSP502G-2 Mainboard, FSP502GD Mainboard, FSP502R Mainboard, FSP502RD Mainboard [Edwards, Kidde] FSP1004GD Mainboard, FSP1004RD Mainboard, FSP302GD Mainboard, FSP302RD Mainboard, FSP502GD Mainboard, FSP502RD Mainboard, FX-1000D Mainboard, FX-64RD Mainboard, iO1000GD Mainboard, iO1000RD Mainboard, iO64GD Mainboard, iO64RD Mainboard, V
7f666a9c-0672-461a-a1ce-9f2ec35a3a0d | NFPA 170 HORN STROBE CEILING |  |  | North | Siemens |  | Horn/Strobe |  |  |  | Module | TRUE | AS-MC-CR | 500-636006 | AS HORN MULTI CANDELA CEILING RED | 1 | [7 empty] | TRUE |  |  |  |  | #FF0070C0 | FA-NFPA 170 HORN STROBE CEILING | 1 | FALSE | FALSE | FALSE | 2013 | [16 empty] | C |  |  | DESKTOP-7SAL8M7\acont | 2019-08-13 09:04 | THOR\acont | 2024-09-08 17:27 | B,T | [Siemens] [NAC] [DC, HIGH DB] AS-MC-CR (C), AS-MC-CW (C)
d85136e3-c737-4f88-aead-9f399821d48e | NFPA 170 ADDRESSABLE OUTPUT MODULE |  |  | North | Fike |  | Addressable Control/Relay |  |  |  | Module | TRUE | 55-021 |  | Supervised Output Module | 1 | 0.00045 | 0.00054 |  |  |  |  | FALSE | TRUE |  |  |  |  | #FFFF0000 | FA-NFPA 170 ADDRESSABLE OUTPUT MODULE | 1 | FALSE | FALSE | FALSE | 1100 | [13 empty] | FALSE | [7 empty] | THOR\acont | 2024-09-08 17:27 | 20180820 Added By AuC | [Fike] [AUX POWER] 20-1063, 20-1064, 20-1343, 55-019/020 (C), 55-021 (C), 55-023 (C), 55-043, 55-047, 55-048, 55-050, 55-055, 55-056, 55-060, 55-061, 60-1028 (C), 60-1039 (C), 60-1040 (C), 63-028/029 (C), 63-1021 (C), 63-1052 (C), 63-1053 (C), 63-1056 (C [Fike] [SLC FIKE] [*] [#1 SHARED ADDR ¦ ALL] 20-1063, 20-1064, 20-1343, 55-019/020 (C), 55-021 (C), 55-023 (C), 55-041, 55-042, 55-043, 55-045, 55-046, 55-047, 55-048, 55-050, 55-052, 55-055, 55-056, 55-060, 55-061, 60-1028 (C), 60-1039 (C), 60-1040 (C), [Fike] [AUX POWER] [*] 55-021 (C), ARM-III
10bfb8c7-1dcb-4e1e-9a6f-9f3d66c839dc | NFPA 170 SPEAKER STROBE CEILING |  |  | North | Hochiki |  | Speaker/Strobe |  |  |  | Module | TRUE | ET70WP-2475C-FR |  | Speaker/Strobe, ceiling, 24 VDC, WP, red | 1 | 0 | 0.155 |  |  |  |  | FALSE | TRUE |  |  |  |  | #FF0070C0 | FA-NFPA 170 SPEAKER STROBE CEILING | 1 | FALSE | FALSE | FALSE | 2020 | [13 empty] | FALSE |  |  | WP |  |  | DESKTOP-7SAL8M7\acont | 2020-11-17 11:41 | THOR\acont | 2024-09-08 17:27 | Cloned from Hochiki ET70WP-2475W-FR | [Eaton Wheelock, Hochiki] [NAC] [UL 1971] ET70WP-2475C-FR (C), ET70WP-2475C-FW (C) [Eaton Wheelock, Hochiki] [AUDIO 70.7v] [70V AUDIO] ET70WP-24115C-FR (C), ET70WP-24115C-FW (C), ET70WP-24135C-FR (C), ET70WP-24135C-FW (C), ET70WP-24135W-FR (C), ET70WP-24135W-FW (C), ET70WP-24177C-FR (C), ET70WP-24177C-FW (C), ET70WP-24185W-FR, ET70WP-2 [Eaton Wheelock, Hochiki] [AUDIO 25v] [25V AUDIO] ET70WP-24115C-FR (C), ET70WP-24115C-FW (C), ET70WP-24135C-FR (C), ET70WP-24135C-FW (C), ET70WP-24135W-FR (C), ET70WP-24135W-FW (C), ET70WP-24177C-FR (C), ET70WP-24177C-FW (C), ET70WP-24185W-FR, ET70WP-241 [Eaton Wheelock, Hochiki] [NAC] [UL 1638 @ 77°F] ET70WP-2475C-FR (C), ET70WP-2475C-FW (C)
89486d7c-17e7-4509-bea4-9f46398de2d7 | 170 BASIC SHAPE |  |  | North | Fike |  | Miscellaneous |  |  |  | Module | TRUE | 02-10313 |  | SIGN, CAUTION "DO NOT ENTER" | 1 | [6 empty] | TRUE | [5 empty] | #FFFF0000 | FA-170 BASIC SHAPE | 1 | FALSE | FALSE | FALSE | [17 empty] | S1 |  |  | DESKTOP-QGO6JOK\acont | 2022-06-06 13:23 | THOR\acont | 2024-09-08 17:27 | Cloned from Fike 02-10314
62b15a19-eeca-4efb-87f4-9f47f1794939 | NFPA 170 SMOKE DETECTOR |  |  | North | Xtralis |  | Smoke Detector |  |  |  | Module | TRUE | OSE-SPW | + | Emitter - Standard Power, Wired | 1 | 0.00035 | 0.00035 | [10 empty] | #FFFF0000 | FA-NFPA 170 SMOKE DETECTOR | 1 | FALSE | FALSE | FALSE | [20 empty] | DESKTOP-7EIEB7A\acont | 2021-12-29 10:13 | THOR\acont | 2024-09-08 17:27 | Cloned from Siemens OSE-SPW | [Honeywell, Xtralis] [AUX POWER] [*] OSE-HPW, OSE-SPW, OSI-10 (C), OSI-90 (C), OSI-R (C)
1a09d840-8731-4bd8-a5a2-9f4c6f4d69eb | NFPA 170 ADDRESSABLE INPUT MONITOR MODULE |  |  | North | Silent Knight |  | Addressable Module |  |  |  | Module | TRUE | SD500-AIM | ++ | Addressable Input Module | 1 | 0.00055 | 0.023 |  |  |  |  | FALSE |  |  |  | 4.9”W x 4.9"H x 1"D (12.4 x 12.4 x 2.5cm) |  | #FFFF0000 | FA-NFPA 170 ADDRESSABLE INPUT MONITOR MODULE | 1 | FALSE | FALSE | FALSE | 1000 | [13 empty] | FALSE | [7 empty] | THOR\acont | 2024-09-08 17:27 |  | [Silent Knight] [SLC HOCHIKI] [*] [#1 SHARED ADDR ¦ ALL] Hood System w/SD500-MIM, PS-DA w/SD500-MIM, PS-SA w/SD500-MIM, SD500-AIM, SD500-ANM, SD500-ARM, SD500-LED, SD500-MIM, SD500-PS, SD500-PSDA, SD500-SDM, SD505-AHS w/SD505-6AB, SD505-APS w/SD505-6AB ( | [Silent Knight] SD500-AIM, SD500-MIM, SD500-SDM
b8a3f084-f9e4-4750-a5ef-9f5fba93f986 | NFPA 170 REMOTE ANNUNCIATOR | RISER ANNUNCIATOR |  | North | Harrington |  | Remote Annunciator |  |  |  | Assembly | TRUE | T-ANN |  | Remote LCD Annunciator | 1 | [6 empty] | FALSE | [5 empty] | #FFFF0000 | FA-NFPA 170 REMOTE ANNUNCIATOR | 1 | FALSE | FALSE | FALSE | 255 | [8 empty] | 7,12,18 |  |  |  |  | TRUE | [7 empty] | THOR\acont | 2024-09-08 17:27
6e239d5a-c53d-4c45-98a9-9f68be8b6a61 |  |  |  | North | PEDESTAL PRO | Security/Access Control |  |  |  |  | Module | TRUE | PLTFAC-34 |  |  | 1 | [12 empty] | #FFFFFFFF |  |  | FALSE | FALSE | FALSE | [20 empty] | THOR\acont | 2024-03-12 21:43 | THOR\acont | 2024-10-09 10:48
afc88468-05b1-484d-8e93-9f6acb868fa8 |  |  |  | North | Siemens | [5 empty] | Module | TRUE | SDH-6D | 500-690398 | 24VDC FLR MTG DOUB DOOR | 1 | [12 empty] | #FFFFFFFF |  |  | FALSE | FALSE | FALSE | [20 empty] | DESKTOP-7SAL8M7\acont | 2019-08-13 09:04 | THOR\acont | 2024-10-09 10:48
ee2b2093-be5c-4e9c-9cc0-9f6b8c3a94de | CADGEN AUX POWER SUPPLY |  |  | North | Xtralis |  | Auxilliary Power Supply |  |  |  | Module | TRUE | VPS-300US-120 |  |  | 1 | [6 empty] | FALSE | [5 empty] | #FFFF0000 | FA-CADGEN AUX POWER SUPPLY | 1 | FALSE | FALSE | FALSE | [14 empty] | TRUE | [5 empty] | DESKTOP-7SAL8M7\acont | 2020-02-21 11:11 | THOR\acont | 2024-09-08 17:27 | Cloned from Xtralis VEA-040-STX CLONED | [Xtralis] [IDC] 06 [ALERT] VPS-100US-120, VPS-220-STX, VPS-220-STX-SLV, VPS-250-STX, VPS-250-STX-SLV, VPS-300US-120, VPS-VEA115UL | [Xtralis] VPS-100US-120, VPS-300US-120, VPS-VEA115UL
c555888b-2ee8-41a6-9974-9f6de35f9bfe | NFPA 170 MINI HORN |  |  | North | Potter |  | Horn |  |  |  | Module | TRUE | HP-25TW |  | Mini-Horn, White | 1 | 0 | 0.0164 |  |  |  |  | FALSE | [5 empty] | #FF0070C0 | FA-NFPA 170 MINI HORN | 1 | FALSE | FALSE | FALSE | 2014 | [13 empty] | FALSE | [7 empty] | THOR\acont | 2024-09-08 17:27 |  | [Potter] [NAC] [UL MAX] HP-25TR, HP-25TW
c52cdbeb-aa30-4d38-9695-9f6f6c9ee231 |  |  |  | North | Firelite |  | Cards & Components |  |  |  | Card | TRUE | ECC-50DA Main Board (50W, 70V) | + | Main Board for ECC-50DA | 1 | 0.1 | 0.58 |  |  |  |  | TRUE | FALSE |  |  |  |  | #FFFFFFFF |  |  | FALSE | FALSE | FALSE | [14 empty] | FALSE | [5 empty] | DESKTOP-7SAL8M7\acont | 2019-02-27 11:04 | THOR\acont | 2024-10-09 10:48 | Cloned from Firelite ECC-50DA Main Board (50W, 25V) | [Ditek, Monaco Enterprises, Spectronix, WBOX] [VAC ] [VAC] 0E-SPROACHW, 210-524-00, DTK-120HW, DTK-120HWLOK, DTK-120HW-SS, DTK-1F, DTK-1FF, SA400 Main Board [Farenhyt, Firelite] [RS-485] ECC-125DA (25V) Main Board, ECC-50BDA Main Board (100W, 25V), ECC-50BDA Main Board (100W, 70V), ECC-50DA Main Board (50W, 25V), ECC-50DA Main Board (50W, 70V), ECC-LOC, ECC-RM, ECC-RPU, ECS-125DA (25V) Main Board, ECS-12 [ADT Unimode, AES, Firelite, NAPCO, Notifier] [VAC ] [VAC] 1640, 200UDLS Main Board, 411UDAC Main Board, ACC-25/50 Main Board, BE-500 CPU, CPU-N16LD, CPU-N16LND, ECC-125DA (25V) Main Board, ECC-50/100 Main Board (100W, 25V), ECC-50/100 Main Board (100W, [Eaton Wheelock, Farenhyt, Firelite] [DIGITAL AUDIO LOOP] ECC-125DA (25V) Main Board, ECC-50BDA Main Board (100W, 25V), ECC-50BDA Main Board (100W, 70V), ECC-50DA Main Board (50W, 25V), ECC-50DA Main Board (50W, 70V), ECC-LOC, ECC-RM, ECC-RPU, ECS-12 [Farenhyt, Firelite] [AUX POWER] ECC-125DA (25V) Main Board, ECC-50BDA Main Board (100W, 25V), ECC-50BDA Main Board (100W, 70V), ECC-50DA Main Board (50W, 25V), ECC-50DA Main Board (50W, 70V), ECS-125DA (25V) Main Board, ECS-125DA (70V) Main Board, E [Farenhyt, Firelite] [RS-485] ECC-125DA (25V) Main Board, ECC-50BDA Main Board (100W, 25V), ECC-50BDA Main Board (100W, 70V), ECC-50DA Main Board (50W, 25V), ECC-50DA Main Board (50W, 70V), ECC-LOC, ECC-RM, ECC-RPU, ECS-125DA (25V) Main Board, ECS-12 | [Farenhyt, Firelite] ECC-50DA Main Board (50W, 70V), ECS-50W Main Board (50W, 70V)
e3d88845-4641-40f5-b8ba-9f73195fe580 | NFPA 170 STROBE WALL |  |  | North | Gentex |  | Strobe |  |  |  | Module | TRUE | GES3-24WW |  | Selectable Candela, Low Profile Evacuation Strobe, White | 1 | 0 | 0.116 |  |  |  |  | FALSE | [5 empty] | #FF0070C0 | FA-NFPA 170 STROBE WALL | 1 | FALSE | FALSE | FALSE | 2023 | [13 empty] | FALSE | [7 empty] | THOR\acont | 2024-09-08 17:27 |  | [Gentex, Hochiki, VES] [NAC] [UL MAX] GES3-24WR, GES3-24WW, HES3-24WR, HES3-24WW, VF4001-X0
a9730367-c4b3-42e2-aba8-9f770a0b97c2 | NFPA 170 STROBE WALL |  |  | North | Siemens |  | Strobe |  |  |  | Module | TRUE | SL2SWW-AL | S54329-F216-A1++ | Strobe, Wall, Clear, White, Alert | 1 | [12 empty] | #FF0070C0 | FA-NFPA 170 STROBE WALL | 1 | FALSE | FALSE | FALSE | 2023 | [19 empty] | DESKTOP-7EIEB7A\acont | 2023-08-02 11:50 | THOR\acont | 2024-09-08 17:27 | Cloned from Siemens SL2SWW-A | [Siemens] [NAC] [16.0 – 33.0 VDC] SL2SPSWR-AL, SL2SPSWR-ALA, SL2SPSWR-F, SL2SPSWR-FB, SL2SPSWR-M, SL2SPSWR-N, SL2SPSWR-NA, SL2SPSWW-AL, SL2SPSWW-ALA, SL2SPSWW-F, SL2SPSWW-FB, SL2SPSWW-M, SL2SPSWW-N, SL2SPSWW-NA, SL2SWR-A, SL2SWR-AL, SL2SWR-ALA, SL2SWR-AL
df8f3bde-f832-485a-a1fe-9f7a34f98254 |  |  |  | North | Power Sonic |  | Hardware |  |  |  | Hardware | TRUE | PS-12400 | + | (1) 12V 40 AH BATTERY | 1 | [6 empty] | FALSE | [5 empty] | #FFFFFFFF |  |  | FALSE | FALSE | FALSE | [14 empty] | FALSE | [5 empty] | AULAPTOP-PC\Aulaptop | 2018-12-06 06:03 | THOR\acont | 2024-10-09 10:48 | Cloned from Johnson Controls PS-12400
6838676c-c9b9-4d81-a322-9f7d21922fc0 | NFPA 170 SMOKE DETECTOR |  |  | North | Notifier |  | Smoke Detector |  |  |  | Module | TRUE | FSP-851T w/B200S | ++ | DETECTOR, SMOKE, ADDRESSABLE PHOTO w/SOUNDER BASE | 1 | 0.0003 | 0.0065 |  |  |  |  | FALSE | TRUE | FLUSH |  | 4" SQ. DEEP | 3 "O" PLASTER RING | #FFFF0000 | FA-NFPA 170 SMOKE DETECTOR | 1 | FALSE | FALSE | FALSE | 1408 |  |  | 7272-0028:0206 | [10 empty] | FALSE |  |  | SB |  |  |  |  | THOR\acont | 2024-09-08 17:27 | 20191121 AC Detector with base | [Notifier, System Sensor] [AUX POWER] 2251-COPTIR w/B200S-WH (C), B200S, B200SR, B200S-WH, B210LP, FCO-851 w/B200S (C), FCO-951 w/B200S-WH (C), FCP-951 w/B200S-WH, FPC-951 w/B200S-IV (C), FPC-951 w/B200S-WH (C), FPTI-951 w/B200S-IV (C), FPTI-951 w/B200S- [Honeywell, Notifier, System Sensor] [SLC SENSORS] [*] [#4 TYPE ADDR ¦ SENSORS] 2251B (C), 2251-COPTIR (C), 2251-COPTIR w/B200S-WH (C), 2251TB (C), 2251TMB (C), 5251B (C), 5251B-WP (C), 5251H (C), 5251RB (C), 5251RB-WP (C), 7251 (C), 7251DH (C), DH200LP [Honeywell, Notifier, System Sensor] [SLC MODULES SENSORS] [*] [#2 SHARED ADDR ¦ SENSORS] 2251B (C), 2251-COPTIR (C), 2251-COPTIR w/B200S-WH (C), 2251TB (C), 2251TMB (C), 5251B (C), 5251B-WP (C), 5251H (C), 5251RB (C), 5251RB-WP (C), 7251 (C), 7251DH (C)
23226f1f-5675-4a3f-9f71-9f7dcf6cb14c | NFPA 170 FIRE ALARM CONTROL UNIT | RISER FACP |  | North | Monaco Enterprises |  | Fire Alarm Control Unit |  |  |  | Assembly | TRUE | 227-968-xx |  | MAAP-X point reporting, addressable, fire alarm control, mass notification, voice evacuation panel, integrated radio transceiver—single comm: One AAC II backplane for ADCs/SOCs One ADC supporting 198 addressable devices One SOC, 25 VAC RMS, 32W audio output NEMA 4X surface-mount red enclosure24" H x 24" W x 8" D Two 12V/18 Ah batteries | 1 | [12 empty] | #FFFF0000 | FA-NFPA 170 FIRE ALARM CONTROL UNIT | 1 | FALSE | FALSE | FALSE | 202 | [13 empty] | TRUE | [5 empty] | AULAPTOP-PC\Aulaptop | 2019-04-20 03:50 | THOR\acont | 2024-09-08 17:27
e31837ac-bc01-4a71-8890-9f80291f88d0 |  |  |  | North | Eaton Wheelock |  | Cards & Components |  |  |  | Card | TRUE | SPB-320 Main Board | ++ | Main Board | 1 | 0.241 | 18 |  | 320 |  |  | TRUE | [5 empty] | #FFFFFFFF |  |  | FALSE | FALSE | FALSE | [14 empty] | FALSE | [5 empty] | AULAPTOP-PC\Aulaptop | 2019-01-05 09:19 | THOR\acont | 2024-10-09 10:48 | Cloned from Cooper Notification SP40S-MAIN CARD CLONED | [Eaton Wheelock] [AUDIO LOW] [RISER INPUT] SPB-320 Main Board [Eaton Wheelock] [AUX POWER] [AUX INPUT] SPB-160 Main Board, SPB-320 Main Board, SPB-80/4 Main Board [Eaton Wheelock] [IDC] 02 [TROUBLE] SPB-160 Main Board, SPB-320 Main Board, SPB-80/4 Main Board | [Eaton Wheelock] SPB-320 Main Board [Eaton Wheelock] SPB-320 Main Board
dbbb72dd-6516-44ea-89ee-9f83e43117e4 | NFPA 170 STROBE WALL |  |  | North | MIRCOM |  | Strobe |  |  |  | Module | TRUE | OCAC-302 |  | Two Indicating Circuit Class “A” Converter Module | 1 | [6 empty] | FALSE | [5 empty] | #FF0070C0 | FA-NFPA 170 STROBE WALL | 1 | FALSE | FALSE | FALSE | 2023 | [13 empty] | FALSE | [5 empty] | AULAPTOP-PC\Aulaptop | 2018-10-13 06:30 | THOR\acont | 2024-09-08 17:27 | Cloned from MIRCOM OCAC-304
e213eb13-6719-48e6-aab4-9f85ae3b5a36 |  |  |  | North | Bosch | [5 empty] | Module | TRUE | VJD-7513-MO | * | ***(Motor Shop Electric Construction Co.)VIDEOJET decoder - 7000 High-performance - H.265 UHD decoder | 1 | [12 empty] | #FFFFFFFF |  |  | FALSE | FALSE | FALSE | [20 empty] | DESKTOP-7EIEB7A\acont | 2021-08-13 06:25 | THOR\acont | 2024-10-09 10:48
dd626d10-fc0e-46be-8e61-9f8a9bc587c1 | CADGEN PUSH FOR EMERGENCY |  |  | North | STI |  | Push Button |  |  |  | Module | TRUE | SS2329LD-EN w/KIT-71100A-W | + | Lockdown Push Button with Backbox | 1 | [6 empty] | FALSE | [5 empty] | #FFFF0000 | FA-CADGEN PUSH FOR EMERGENCY | 1 | FALSE | FALSE | FALSE | [14 empty] | FALSE |  |  | LOCKDOWN |  |  | DESKTOP-QGO6JOK\acont | 2025-03-03 07:55 | DESKTOP-QGO6JOK\acont | 2025-03-03 08:00 | Cloned from STI STI-1100 | [STI] [IDC] 01 SS2329LD-EN w/KIT-71100A-W, SS2401EX-EN, SS2421EM-EN, SS2441HV-EN
f5a1f285-d022-47e3-ad6b-9f907f8e24be |  |  |  | North | Simplex |  | Hardware |  |  |  | Hardware | TRUE | 4100-1241 |  | MESSAGE EXPANSION, 8 MINUTES | 1 | [12 empty] | #FFFFFFFF |  |  | FALSE | FALSE | FALSE | [20 empty] | AULAPTOP-PC\Aulaptop | 2019-07-04 04:36 | THOR\acont | 2024-10-09 10:48
c35c4db3-f206-4d5c-9534-9f929273fa41 | NFPA 170 HEAT DETECTOR |  |  | North | MIRCOM |  | Heat Detector |  |  |  | Module | TRUE | MIX-5251H w/B210LP | + | White, Low-profile 190°F fixed thermal sensor, Standard Base | 1 | 0.0003 | 0.0065 |  |  |  |  | FALSE | TRUE |  |  |  |  | #FFFF0000 | FA-NFPA 170 HEAT DETECTOR | 1 | FALSE | FALSE | FALSE | 1403 | [13 empty] | FALSE |  |  | 190° |  |  | DESKTOP-7SAL8M7\acont | 2019-04-12 13:12 | THOR\acont | 2024-09-08 17:27 | 20191121 AC Detector with base | [MIRCOM] [SLC MODULES SENSORS] [*] [#2 SHARED ADDR ¦ SENSORS] DNR w/MIX-2251BR (C), DNR w/MIX-2351RAP (C), MIX-1251AP w/B200SR-LF-WH (C), MIX-1251AP w/B200SR-WH (C), MIX-1251AP w/B210LP (C), MIX-1251AP w/B224RB-WH (C), MIX-1251AP w/B501 (C), MIX-1251B w/ [MIRCOM] [SLC SENSORS] [*] [#4 TYPE ADDR ¦ SENSORS] DNR w/MIX-2251BR (C), DNR w/MIX-2351RAP (C), MIX-1251AP w/B200SR-LF-WH (C), MIX-1251AP w/B200SR-WH (C), MIX-1251AP w/B210LP (C), MIX-1251AP w/B224RB-WH (C), MIX-1251AP w/B501 (C), MIX-1251B w/B200SR-LF-
3bef5990-2772-464d-9d83-9f92dc3761ca | NFPA 170 HORN CEILING |  |  | North | Siemens |  | Horn |  |  |  | Module | TRUE | NH-CW | 500-636086++ | NH HORN WHITE CEILING | 1 | [7 empty] | TRUE |  |  |  |  | #FF0070C0 | FA-NFPA 170 HORN CEILING | 1 | FALSE | FALSE | FALSE | 2011 | [16 empty] | C |  |  | DESKTOP-7SAL8M7\acont | 2019-08-13 09:04 | THOR\acont | 2024-09-08 17:27 | B,T | [Siemens] [NAC] [DC HIGH DB] NH-CR (C), NH-CW (C)
1a52b63a-89e4-459a-842d-9f9b0b09b567 | NFPA 170 ADDRESSABLE INPUT MONITOR MODULE |  |  | North | Kidde |  | Addressable Module |  |  |  | Module | TRUE | 70-407008-001 |  | Addressable Contact Input Device N.O. | 1 | 0.00045 | 0.00045 |  |  |  |  | FALSE | [5 empty] | #FFFF0000 | FA-NFPA 170 ADDRESSABLE INPUT MONITOR MODULE | 1 | FALSE | FALSE | FALSE | 1000 | [13 empty] | FALSE | [5 empty] | DESKTOP-7EIEB7A\acont | 2021-03-11 10:12 | THOR\acont | 2024-09-08 17:27 | Cloned from Kidde GSA-CT1 | [Edwards, Kidde] [SLC EST MODULES SENSORS] [*] [#1 SHARED ADDR ¦ ALL] 06-220023-001, 70-200200-003, 70-407008-001, 70-407008-002, 70-408004-001, 70-417008-001, 70-518004-001, 70-600000-001, 70-600000-002, 70-610001-001, 76-330002-101, 84-330002-001, DS-P | [Kidde] 70-407008-001, 70-407008-002, 70-610001-001
e0481917-01f3-4705-8543-9f9f2ef56236 | CADGEN SAMPLING POINT |  |  | North | Xtralis |  | Air Sampling Detection |  |  |  | Module | TRUE | VSP-982-W |  | VESDA-E VEA 6mm Surface Mount Sampling Point | 1 | [6 empty] | FALSE | [5 empty] | #FFFF0000 | FA-CADGEN SAMPLING POINT | 1 | FALSE | FALSE | FALSE | 5010 | [13 empty] | FALSE |  |  | 6mm |  |  | THOR\acont | 2024-01-10 10:47 | THOR\acont | 2024-09-08 17:27 | Cloned from Xtralis VSP-980-W CLONED CLONED CLONED CLONED
975b3819-b6fe-49a0-b3f8-9fa30a07993a | NFPA 170 HORN |  |  | North | Potter |  | Horn |  |  |  | Module | TRUE | H-1224W |  | Electronic Horn, Wall, White | 1 | 0 | 0.087 |  |  |  |  | FALSE | [5 empty] | #FF0070C0 | FA-NFPA 170 HORN | 1 | FALSE | FALSE | FALSE | 2010 | [13 empty] | FALSE | [7 empty] | THOR\acont | 2024-09-08 17:27 |  | [Potter] [NAC] [UL MAX, HIGH DB] H-1224R, H-1224W
555f6b64-5e6c-4ad1-bd03-9fa84053f109 | NFPA 170 SMOKE DETECTOR |  |  | North | Edwards |  | Smoke Detector |  |  |  | Module | TRUE | SIGA-PHSI w/SIGA-RB BASE | ++ | 3D Multisensor Detector, EN-54 Listed | 1 | 4.5e-05 | 4.5e-05 |  |  |  |  | FALSE | TRUE |  |  |  |  | #FFFF0000 | FA-NFPA 170 SMOKE DETECTOR | 1 | FALSE | FALSE | FALSE | 1408 | [13 empty] | FALSE | [7 empty] | THOR\acont | 2024-10-09 10:48 | 20191121 AC Detector with base | [Edwards, Kidde] [SLC EST SENSORS] [*] [#4 TYPE ADDR ¦ SENSORS] KI-DDOS (C), SIGA2-COS w/SIGA-AB4G BASE, SIGA2-COS w/SIGA-AB4G-LF BASE, SIGA2-COS w/SIGA-AB4GT BASE, SIGA2-COS w/SIGA-IB BASE, SIGA2-COS w/SIGA-RB BASE, SIGA2-COS w/SIGA-SB BASE, SIGA2-HCOS [Edwards, Kidde] [SLC EST MODULES SENSORS] [*] [#2 SHARED ADDR ¦ SENSORS] KI-DDOS (C), SIGA2-COS w/SIGA-AB4G BASE, SIGA2-COS w/SIGA-AB4G-LF BASE, SIGA2-COS w/SIGA-AB4GT BASE, SIGA2-COS w/SIGA-IB BASE, SIGA2-COS w/SIGA-RB BASE, SIGA2-COS w/SIGA-SB BASE, S [Edwards, Kidde] [SLC EST SENSORS] 01 [*] [EST3, iO1000] DS-HFS (C), DS-PS (C), FX-HD w/IB4U BASE, FX-HD w/RB4U BASE, FX-HD w/SB4U BASE, FX-HD w/SB4U-LF BASE, FX-HD wB4U BASE, FX-PD w/B4U BASE (C), FX-PD w/IB4U BASE (C), FX-PD w/SB4U BASE (C), FX-PD w/SB [Edwards, Kidde] [SLC EST MODULES/SENSORS] 01 [*] [iO64] DS-HFS (C), DS-PS (C), FX-HD w/IB4U BASE, FX-HD w/RB4U BASE, FX-HD w/SB4U BASE, FX-HD w/SB4U-LF BASE, FX-HD wB4U BASE, FX-PD w/B4U BASE (C), FX-PD w/IB4U BASE (C), FX-PD w/SB4U BASE (C), FX-PD w/SB
9ddcae6e-1d60-41ec-9505-9fbbd9fb99b3 | NFPA 170 REMOTE ANNUNCIATOR | RISER ANNUNCIATOR |  | North | Siemens |  | Cards & Components |  |  |  | Card | TRUE | FTI2001-A1 | ++ | Fire Terminal Board | 1 | 0.011 | 0.011 |  |  |  |  | TRUE | [5 empty] | #FFFF0000 | FA-NFPA 170 REMOTE ANNUNCIATOR | 1 | FALSE | FALSE | FALSE | [20 empty] | DESKTOP-7EIEB7A\acont | 2021-11-20 18:55 | THOR\acont | 2024-09-08 17:27 | Cloned from Siemens FH7201-Z3
b786b7c9-b8d1-4fc8-8902-9fc01ce3810e | NFPA 170 HORN STROBE |  |  | North | Edwards |  | Horn/Strobe |  |  |  | Module | TRUE | 757-3A-TW |  | 30cdW, 15cdC Strobe, Horn 97 dbA Avg., White | 1 | [6 empty] | FALSE | [5 empty] | #FF0070C0 | FA-NFPA 170 HORN STROBE | 1 | FALSE | FALSE | FALSE | 2012 | [13 empty] | FALSE | [7 empty] | THOR\acont | 2024-09-08 17:27 |  | [Edwards] [HORN] [16 VDC, HIGH] 757-3A-T, 757-3A-TW [Edwards] [STROBE] [16 VDC] 757-3A-T, 757-3A-TW [Edwards] [NAC] [16 VFWR, HIGH] 757-3A-T, 757-3A-TW [Edwards] [NAC] [16 VDC, HIGH] 757-3A-T, 757-3A-TW
cd05bb12-872c-4e41-a2e3-9fc13d7a9414 |  |  |  | North | Edwards |  | Cards & Components |  |  |  | Card | TRUE | SIGA-MCRR | ++ | Polarity Reversal Relay Module - UIO Mount | 1 | 0.0001 | 0.0001 |  |  |  |  | TRUE | [5 empty] | #FFFFFFFF |  |  | FALSE | FALSE | FALSE | [14 empty] | FALSE | [7 empty] | THOR\acont | 2024-10-09 10:48 |  | [Edwards, Kidde] [SLC EST MODULES] 04 [*] [EST3, iO1000 ] FX-RLY, GSA-CR, GSA-CRH, GSA-CRR, GSA-MCR, GSA-MCRR, SIGA-CR, SIGA-CR2, SIGA-CRH, SIGA-CRR, SIGA-MCR, SIGA-MCRR [Edwards, Kidde] [SLC EST MODULES/SENSORS] 05 [*] [iO64] FX-ISO, FX-RLY, GSA-CR, GSA-CRH, GSA-CRR, GSA-MCR, GSA-MCRR, SIGA-CR, SIGA-CR2, SIGA-CRH, SIGA-CRR, SIGA-MCR, SIGA-MCRR [Edwards, Kidde] [SLC EST MODULES] 01 [*] [EST3, iO1000 ] FX-2WIRE, FX-IDC1A, FX-IDC1B, FX-IDC2B, FX-IDCWS, FX-ISO, FX-NAC, GSA-CC1, GSA-CC1S, GSA-CC2, GSA-CT1, GSA-CT2, GSA-IO, GSA-MAB, GSA-MCC1, GSA-MCC1S, GSA-MCC2, GSA-MCT2, GSA-MIO, GSA-MM1, GSA-MRM1 [Edwards, Kidde] [SLC EST MODULES] [*] [#3 TYPE ADDR ¦ MODULES] GSA-UIO2R, GSA-UIO6, GSA-UIO6R, RZI16-2, SIGA-270, SIGA-270P, SIGA-278, SIGA-AA30, SIGA-AA50, SIGA-CC1, SIGA-CC1S, SIGA-CC2, SIGA-CC2A, SIGA-CR, SIGA-CR2, SIGA-CRH, SIGA-CRR, SIGA-CT1, SIGA- [Edwards, Kidde] [SLC EST MODULES SENSORS] [*] [#1 SHARED ADDR ¦ MODULES] GSA-UIO2R, GSA-UIO6, GSA-UIO6R, RZI16-2, SIGA-270, SIGA-270P, SIGA-278, SIGA-AA30, SIGA-AA50, SIGA-CC1, SIGA-CC1S, SIGA-CC2, SIGA-CC2A, SIGA-CR, SIGA-CR2, SIGA-CRH, SIGA-CRR, SIGA-
d895757e-8525-40f1-9144-9fc7694a8182 | NFPA 170 STROBE WALL |  |  | North | Edwards |  | Strobe |  |  |  | Module | TRUE | G4EWA-B |  | Strobe Expander, white, ALERT markings, blue | 1 | 0 | 0.078 |  |  |  |  | FALSE | [5 empty] | #FF0070C0 | FA-NFPA 170 STROBE WALL | 1 | FALSE | FALSE | FALSE | 2023 | [13 empty] | FALSE | [7 empty] | THOR\acont | 2024-09-08 17:27 |  | [Edwards, Kidde] [NAC] [24 VDC] G4ERA-A, G4ERA-B, G4ERA-G, G4ERA-R, G4ERF-C, G4ERN-A, G4ERN-B, G4ERN-C, G4ERN-G, G4ERN-R, G4EWA-A, G4EWA-B, G4EWA-G, G4EWA-R, G4EWF-C, G4EWN-A, G4EWN-B, G4EWN-C, G4EWN-G, G4EWN-R, G4F-S2V1575, G4F-S2VM, G4F-S7V1575, G4F-S7 [Edwards, Kidde] [NAC] [16 VDC] G4ERA-A, G4ERA-B, G4ERA-G, G4ERA-R, G4ERF-C, G4ERN-A, G4ERN-B, G4ERN-C, G4ERN-G, G4ERN-R, G4EWA-A, G4EWA-B, G4EWA-G, G4EWA-R, G4EWF-C, G4EWN-A, G4EWN-B, G4EWN-C, G4EWN-G, G4EWN-R, G4F-S2V1575, G4F-S2VM, G4F-S7V1575, G4F-S7
13a6d3e1-f074-4dc2-acc1-9fcabfd38a24 | NFPA 170 REMOTE VOICE EVACUATION MICROPHONE |  |  | North | Firelite |  | Remote Microphone |  |  |  | Module | TRUE | ECC-RM | + | Remote Microphone | 1 | 0.05 | 0.064 |  |  |  |  | TRUE | FALSE |  |  |  |  | #FFFF0000 | FA-NFPA 170 REMOTE VOICE EVACUATION MICROPHONE | 1 | FALSE | FALSE | FALSE | 265 | [13 empty] | FALSE |  |  | RM |  |  |  |  | THOR\acont | 2024-09-08 17:27 |  | [Farenhyt, Firelite] [RS-485] ECC-125DA (25V) Main Board, ECC-50BDA Main Board (100W, 25V), ECC-50BDA Main Board (100W, 70V), ECC-50DA Main Board (50W, 25V), ECC-50DA Main Board (50W, 70V), ECC-LOC, ECC-RM, ECC-RPU, ECS-125DA (25V) Main Board, ECS-12 [ADT Unimode, Eaton Wheelock, Farenhyt, Firelite, Gamewell FCI, Monaco Enterprises, Notifier, Potter, Secutron, Silent Knight] [AUX POWER] [*] 790-012-00, ACM-16ATF, ACM-30, ACM-32AF, ACM-48A, ACM-8RF, ADT-LCD-80, AEM-16ATF, AEM-32AF, AFM-16AF, AFM-16ATF [Farenhyt, Firelite] [RS-485] ECC-125DA (25V) Main Board, ECC-50BDA Main Board (100W, 25V), ECC-50BDA Main Board (100W, 70V), ECC-50DA Main Board (50W, 25V), ECC-50DA Main Board (50W, 70V), ECC-LOC, ECC-RM, ECC-RPU, ECS-125DA (25V) Main Board, ECS-12 [Eaton Wheelock, Farenhyt, Firelite] [DIGITAL AUDIO LOOP] ECC-125DA (25V) Main Board, ECC-50BDA Main Board (100W, 25V), ECC-50BDA Main Board (100W, 70V), ECC-50DA Main Board (50W, 25V), ECC-50DA Main Board (50W, 70V), ECC-LOC, ECC-RM, ECC-RPU, ECS-12
07e4c784-cdbc-49e1-bb1b-9fcb42e621de | NFPA 170 CHIME |  |  | North | Block Definition Only |  | Chime |  |  |  | Module | TRUE | NFPA 170 CHIME |  | NFPA 170 CHIME | 1 | [12 empty] | #FFFF0000 | FA-NFPA 170 CHIME | 1 | FALSE | FALSE | FALSE | 2003 | [19 empty] | AULAPTOP-PC\Aulaptop | 2020-03-26 07:41 | THOR\acont | 2024-09-08 17:27
1c05c44a-32a1-40ad-91a1-9fcc0ff4f9ed | NFPA 170 SPEAKER WALL |  |  | North | Siemens |  | Speaker |  |  |  | Module | TRUE | SL2SPWR-AL | S54329-F148-A1++ | High-Fidelity Speaker, Wall, Red, Alert | 1 | [12 empty] | #FF0070C0 | FA-NFPA 170 SPEAKER WALL | 1 | FALSE | FALSE | FALSE | 2021 | [19 empty] | DESKTOP-7EIEB7A\acont | 2023-08-02 16:58 | THOR\acont | 2024-09-08 17:27 | Cloned from Siemens SEFH-R | [Siemens] [AUDIO 70.7v] [70V AUDIO] SL2SPCB-F (C), SL2SPCR-AL (C), SL2SPCR-F (C), SL2SPCR-N (C), SL2SPCW-A (C), SL2SPCW-AL (C), SL2SPCW-F (C), SL2SPCW-N (C), SL2SPWR-AL, SL2SPWR-F, SL2SPWR-N, SL2SPWW-AL, SL2SPWW-F, SL2SPWW-N [Siemens] [AUDIO 25v] [25V AUDIO] SL2SPCB-F (C), SL2SPCR-AL (C), SL2SPCR-F (C), SL2SPCR-N (C), SL2SPCW-A (C), SL2SPCW-AL (C), SL2SPCW-F (C), SL2SPCW-N (C), SL2SPWR-AL, SL2SPWR-F, SL2SPWR-N, SL2SPWW-AL, SL2SPWW-F, SL2SPWW-N
073be01d-4338-420d-a215-9fd2734b9ad4 |  |  |  | North | Edwards |  | Cards & Components |  |  |  | Card | TRUE | ANSRSI8 |  | Eight input remote serial interface module. Recording 8 mes. Include. | 1 | [6 empty] | TRUE | [5 empty] | #FFFFFFFF |  |  | FALSE | FALSE | FALSE | [14 empty] | FALSE | [7 empty] | THOR\acont | 2024-10-09 10:48
6f87f3db-e165-4c61-8608-9fd2e881ddc9 | NFPA 170 SPEAKER WALL |  |  | North | Eaton Wheelock |  | Speaker |  |  |  | Module | TRUE | ET-1010-W | + | Speaker, 1/8 to 8 watts, white | 1 | [6 empty] | FALSE | FALSE |  |  |  |  | #FF0070C0 | FA-NFPA 170 SPEAKER WALL | 1 | FALSE | FALSE | FALSE | 2021 | [13 empty] | FALSE | [7 empty] | THOR\acont | 2024-09-08 17:27 |  | [Eaton Wheelock] [AUDIO 25v] [25V AUDIO] ET-1010-R, ET-1010-R w/ WFP-R, ET-1010-R w/ WFP-R (C), ET-1010-R w/WBB-R, ET-1010-W, ET-1010-W w/ WBB-R, ET-1010-W w/ WFP-W, ET-1010-W w/ WFP-W (C), ET-1010-W w/WBB-W [Eaton Wheelock] [AUDIO 70.7v] [70V AUDIO] ET-1010-R, ET-1010-R w/ WFP-R, ET-1010-R w/ WFP-R (C), ET-1010-R w/WBB-R, ET-1010-W, ET-1010-W w/ WBB-R, ET-1010-W w/ WFP-W, ET-1010-W w/ WFP-W (C), ET-1010-W w/WBB-W
e618607e-d2fd-4ec0-8e28-9fd74020513f | NFPA 170 SPEAKER STROBE CEILING |  |  | North | Edwards |  | Speaker/Strobe |  |  |  | Module | TRUE | 965-8A-4RW |  | 110cdW, 60cdC Strobe, 4" Round Cone, 70V .25, .5, 1, 2w | 1 | [6 empty] | FALSE | TRUE |  |  |  |  | #FF0070C0 | FA-NFPA 170 SPEAKER STROBE CEILING | 1 | FALSE | FALSE | FALSE | 2020 | [13 empty] | FALSE |  |  | C |  |  |  |  | THOR\acont | 2024-09-08 17:27
7da47336-5b8f-43d3-beb6-9fd8146a0593 |  |  |  | North | GRI PRODUCTS | Security/Access Control |  |  |  |  | Module | TRUE | 189-12 |  |  | 1 | [12 empty] | #FFFFFFFF |  |  | FALSE | FALSE | FALSE | [20 empty] | THOR\acont | 2024-03-12 21:43 | THOR\acont | 2024-10-09 10:48
c65109a5-2f43-4dc0-b73b-9fe44f05bcc2 | NFPA 170 FIRE ALARM CONTROL UNIT | RISER FACP |  | North | Siemens |  | Fire Alarm Control Unit |  |  |  | Assembly | TRUE | FV2050 |  | ASSEMBLY, Desigo Fire Safety Voice Electronics Kit | 1 | [6 empty] | FALSE | [5 empty] | #FFFF0000 | FA-NFPA 170 FIRE ALARM CONTROL UNIT | 1 | FALSE | FALSE | FALSE | 202 | [8 empty] | 7,12,18 |  |  |  |  | TRUE | [7 empty] | THOR\acont | 2024-09-08 17:27
3443e076-08cb-434a-9262-9fe91bc9c935 | NFPA 170 HORN |  |  | North | Edwards |  | Horn |  |  |  | Module | TRUE | G4ARF |  | Wall horn, red, FIRE | 1 | [6 empty] | FALSE |  | GRSW-10 |  |  |  | #FF0070C0 | FA-NFPA 170 HORN | 1 | FALSE | FALSE | FALSE | 2010 | [13 empty] | FALSE | [5 empty] | DESKTOP-7SAL8M7\acont | 2019-08-29 12:04 | THOR\acont | 2024-09-08 17:27 |  | [Edwards, Kidde] [NAC] [VDC, LOW DB] EG4ARF, EG4ARF-FR, EG4ARF-SP, EG4ARN, EG4AWF, EG4AWF-FR, EG4AWF-SP, EG4AWN, G4ARF, G4ARF-FR, G4ARF-SP, G4ARN, G4AWF, G4AWF-FR, G4AWF-SP, G4AWN [Edwards, Kidde] [NAC] [VFWR, LOW DB] EG4ARF, EG4ARF-FR, EG4ARF-SP, EG4ARN, EG4AWF, EG4AWF-FR, EG4AWF-SP, EG4AWN, G4ARF, G4ARF-FR, G4ARF-SP, G4ARN, G4AWF, G4AWF-FR, G4AWF-SP, G4AWN [Edwards, Kidde] [NAC] [VDC, HIGH DB] EG4ARF, EG4ARF-FR, EG4ARF-SP, EG4ARN, EG4AWF, EG4AWF-FR, EG4AWF-SP, EG4AWN, G4ARF, G4ARF-FR, G4ARF-SP, G4ARN, G4AWF, G4AWF-FR, G4AWF-SP, G4AWN [Edwards, Kidde] [NAC] [VFWR, HIGH DB] EG4ARF, EG4ARF-FR, EG4ARF-SP, EG4ARN, EG4AWF, EG4AWF-FR, EG4AWF-SP, EG4AWN, G4ARF, G4ARF-FR, G4ARF-SP, G4ARN, G4AWF, G4AWF-FR, G4AWF-SP, G4AWN
cecaf858-6a4e-4756-a691-9fea843e23c7 | NFPA 170 FIRE ALARM CONTROL UNIT | RISER FACP |  | North | Hochiki |  | Fire Alarm Control Unit |  |  |  | Assembly | TRUE | LA101K3-64 |  | FireNET L@TITUDE Analog Addressable Fire Alarm Control Panel, 4 Slot Standard Enclosure, 5.25 A 115V, 6-Loop Panel Module, Hochiki Protocol, Network Module, and Media Gateway™, Black, Printer / 48 Zone LEDs | 1 | [6 empty] | FALSE |  |  | *Refer to Install Sheet | 16.5in (W) x 23.2in (H) x 6in (D) | KM5FCRD (Optional Semi-Flush Mounting Kit) | #FFFF0000 | FA-NFPA 170 FIRE ALARM CONTROL UNIT | 1 | FALSE | FALSE | FALSE | 202 | [8 empty] | 7,12,18,28 |  |  | 5.25 |  | TRUE | [5 empty] | DESKTOP-7SAL8M7\acont | 2019-12-04 15:59 | THOR\acont | 2024-09-08 17:27 | Cloned from Hochiki LA101K1-64
1d03002f-e013-4f1d-88d7-9fed19a8b873 | NFPA 170 REMOTE INDICATOR |  |  | North | Edwards |  | Remote Indicator |  |  |  | Module | TRUE | SIGA-LED |  | Remote Alarm LED, use with Standard Base & SIGA-SD only | 1 | 0 | 0.002 |  |  |  |  | FALSE | [5 empty] | #FFFF0000 | FA-NFPA 170 REMOTE INDICATOR | 1 | FALSE | FALSE | FALSE | [14 empty] | FALSE | [7 empty] | THOR\acont | 2024-09-08 17:27 |  | [Edwards, Kidde] [LED] GSA-LED, SIGA-LED
7c584cce-8541-49e9-92e7-9fedbe1c5d41 | CADGEN KEYPAD | CADGEN KEYPAD |  | North | DMP |  | Keypad Interface |  |  |  | Module | TRUE | 7872 |  | Graphic Touchscreen Keypad | 1 | 0.145 | 0.215 |  |  |  |  | FALSE | [5 empty] | #FFFF0000 | FA-CADGEN KEYPAD | 1 | FALSE | FALSE | FALSE | 255 | [13 empty] | FALSE | [5 empty] | AUGUSTXPS17-EUP\aucon | 2022-11-04 10:59 | THOR\acont | 2024-09-08 17:27 | Cloned from DMP 630F | [DMP, Honeywell] [DMP LX BUS] [*] [LX BUS] 630F, 6460W-2, 7060N-W, 7060-W, 7063N-W, 7063-W, 7070N-W, 7070-W, 7073N-W, 7073-W, 7463-W, 7830F, 7872, 7873
a72451e9-d88e-46b0-934e-9fee497f27c6 | CADGEN KEYPAD |  |  | North | Honeywell |  | Keypad Interface |  |  |  | Module | TRUE | 6460SC | ++ | Silver and Black Custom Alpha Keypad (Resideo branded) | 1 | 0.04 | 0.15 |  |  |  |  | FALSE | [5 empty] | #FFFF0000 | FA-CADGEN KEYPAD | 1 | FALSE | FALSE | FALSE | [14 empty] | FALSE | [5 empty] | DESKTOP-7EIEB7A\acont | 2023-01-30 11:09 | THOR\acont | 2024-09-08 17:27 | Cloned from Honeywell 6460S | [Honeywell] [KEYPAD] [*] 4208SN, 4208SNF, 4208U, 5881ENHC, 5883H, 6160, 6160CR-2, 6290W, 6460S, 6460SC, 6460W, 6460WC
4e1c4299-94a0-4589-9c12-9ff19e1d70b2 |  |  |  | North | Autocall |  | Cards & Components |  |  |  | Card | TRUE | A100-1270 |  | Master Telephone with Control Module and three Class B telephone NACs, one maximum per audio system; for use in Fire Alarm Control Panels only; includes one A100-1272 Module | 1 | 0.08 | 0.14 |  |  |  |  | TRUE | [5 empty] | #FFFFFFFF |  |  | FALSE | FALSE | FALSE | [20 empty] | DESKTOP-0D6CQVA\lousc | 2019-07-07 14:41 | THOR\acont | 2024-10-09 10:48 |  | [Autocall] [FFT] [FFT RISER] A100-1270, A100-1272 | [Autocall] A100-1270, A100-1272
a684975c-a5ef-45b3-8b6a-9ff23693bb17 |  |  |  | North | Bosch | [5 empty] | Module | TRUE | S1460 | * | 2.5 mm jack to BNC video connector cable. 1 m 0000 | 1 | [12 empty] | #FFFFFFFF |  |  | FALSE | FALSE | FALSE | [20 empty] | DESKTOP-7EIEB7A\acont | 2021-08-13 06:25 | THOR\acont | 2024-10-09 10:48
97c140a4-16cc-497d-b68f-9ff479113f91 | NFPA 170 SMOKE DETECTOR |  |  | North | System Sensor |  | Smoke Detector |  |  |  | Module | TRUE | 2251TMB | ++ | Photoelectric Detector, Acclimate™ multicriteria | 1 | 0.0003 | 0.0065 |  |  |  |  | FALSE | TRUE |  |  |  |  | #FFFF0000 | FA-NFPA 170 SMOKE DETECTOR | 1 | FALSE | FALSE | FALSE | 1408 | [13 empty] | FALSE | [7 empty] | THOR\acont | 2024-09-08 17:27 | 20191121 AC Detector without base | [Honeywell, Notifier, System Sensor] [SLC SENSORS] [*] [#4 TYPE ADDR ¦ SENSORS] 2251B (C), 2251-COPTIR (C), 2251-COPTIR w/B200S-WH (C), 2251TB (C), 2251TMB (C), 5251B (C), 5251B-WP (C), 5251H (C), 5251RB (C), 5251RB-WP (C), 7251 (C), 7251DH (C), DH200LP [Honeywell, Notifier, System Sensor] [SLC MODULES SENSORS] [*] [#2 SHARED ADDR ¦ SENSORS] 2251B (C), 2251-COPTIR (C), 2251-COPTIR w/B200S-WH (C), 2251TB (C), 2251TMB (C), 5251B (C), 5251B-WP (C), 5251H (C), 5251RB (C), 5251RB-WP (C), 7251 (C), 7251DH (C)
1570f994-b174-4590-8311-9ff97b6c87d5 |  |  |  | North | HID | Security/Access Control |  |  |  |  | Module | TRUE | 203X |  |  | 1 | [12 empty] | #FFFFFFFF |  |  | FALSE | FALSE | FALSE | [20 empty] | THOR\acont | 2024-03-12 21:20 | THOR\acont | 2024-10-09 10:48
21da3914-167d-48ef-a3c0-a005303d744b | NFPA 170 SMOKE DETECTOR |  |  | North | Fike |  | Smoke Detector |  |  |  | Module | TRUE | 63-1059 |  | Photo/Heat Combination Sensor Isolator Version w/63-1060 6” Sensor Base Isolator Version | 1 | [6 empty] | FALSE | TRUE |  |  |  |  | #FFFF0000 | FA-NFPA 170 SMOKE DETECTOR | 1 | FALSE | FALSE | FALSE | 1408 | [13 empty] | FALSE | [7 empty] | THOR\acont | 2024-09-08 17:27 | 20191121 AC Detector without base | [Fike] [AUX POWER] 20-1063, 20-1064, 20-1343, 55-019/020 (C), 55-021 (C), 55-023 (C), 55-043, 55-047, 55-048, 55-050, 55-055, 55-056, 55-060, 55-061, 60-1028 (C), 60-1039 (C), 60-1040 (C), 63-028/029 (C), 63-1021 (C), 63-1052 (C), 63-1053 (C), 63-1056 (C [Fike] [SLC FIKE] [*] [#1 SHARED ADDR ¦ ALL] 20-1063, 20-1064, 20-1343, 55-019/020 (C), 55-021 (C), 55-023 (C), 55-041, 55-042, 55-043, 55-045, 55-046, 55-047, 55-048, 55-050, 55-052, 55-055, 55-056, 55-060, 55-061, 60-1028 (C), 60-1039 (C), 60-1040 (C),
6fc54416-42ee-4cb5-b415-a00715c374dd | NFPA 170 SPEAKER WALL |  |  | North | Federal Signal |  | Speaker |  |  |  | Module | TRUE | ASHX |  | Speaker, 24VDC | 1 | [6 empty] | FALSE | [5 empty] | #FF0070C0 | FA-NFPA 170 SPEAKER WALL | 1 | FALSE | FALSE | FALSE | 2021 | [13 empty] | FALSE | [5 empty] | AULAPTOP-PC\Aulaptop | 2018-11-26 17:20 | THOR\acont | 2024-09-08 17:27 | Cloned from Federal Signal ASHH24
db4c767c-d846-4a1b-9936-a008bb9ecfb1 |  |  |  | North | Edwards |  | Hardware |  |  |  | Hardware | TRUE | MN-HSMP650DFDEMO1 |  | Medium Power 650 Watt Omni-directional loudspeaker demonstration kit. Comes with HS Series 650 Watt Omni-directional loudspeaker, Amplifier, MP3 player, Speaker cable, Line-in cable, and Transit case. This product is to be used for demonstration purposes only and is not available for resale. | 1 | [6 empty] | FALSE | [5 empty] | #FFFFFFFF |  |  | FALSE | FALSE | FALSE | [14 empty] | FALSE | [7 empty] | THOR\acont | 2024-10-09 10:48
057b74d4-4193-4ce5-9a18-a00ff10b5bea | NFPA 170 SMOKE DETECTOR |  |  | North | Autocall |  | Smoke Detector |  |  |  | Module | TRUE | A4098-9778 w/A4098-9776 | + | TrueAlarm Photoelectric Smoke Detector w/TrueAlarm Standard Sensor Base - Black | 1 | 0.0008 | 0.001 |  |  |  |  | TRUE | TRUE |  |  |  |  | #FFFF0000 | FA-NFPA 170 SMOKE DETECTOR | 1 | FALSE | FALSE | FALSE | 1408 | [16 empty] | P |  |  | DESKTOP-0D6CQVA\lousc | 2019-07-07 15:43 | THOR\acont | 2024-09-08 17:27 | 20191121 AC Detector with base | [Autocall, Simplex] [IDNet] [SENSORS ++] 4098-9714 (C), 4098-9714 w/4098-9770 (C), 4098-9714 w/4098-9771 (C), 4098-9714 w/4098-9772 (C), 4098-9714 w/4098-9773 (C), 4098-9714 w/4098-9780 (C), 4098-9714 w/4098-9789 (C), 4098-9714 w/4098-9791 (C), 4098-9714
28fd2fb7-1149-435c-ba15-a01595134523 | CADGEN KEYPAD |  |  | North | Bosch |  | Keypad Interface |  |  |  | Module | TRUE | D1260R | ++ | LCD Keypad, SDI | 1 | 0.2 | 0.25 |  |  | 12 | [7 empty] | #FFFF0000 | FA-CADGEN KEYPAD | 1 | FALSE | FALSE | FALSE | [20 empty] | DESKTOP-7EIEB7A\acont | 2022-07-23 11:06 | THOR\acont | 2024-09-08 17:27 | Cloned from Bosch D1260 CLONED CLONED CLONED | [Bosch] [SDI BOSCH] [*] [ALL DEVICES ++] B426, B450, B450-CHI, B450-M, B901, D1255, D1255RB, D1255W, D1256RB, D1257RB, D1260, D1260B, D1260BLK, D1260R, D1260W
32c39d0f-04e9-4dbf-b68c-a01c9162f92d | NFPA 170 FLOW DETECTOR |  |  | North | Potter |  | Flow Detector |  |  |  | Module | TRUE | VSR-AT | + | Auto-Test Waterflow Alarm Switch with Electronic Retard | 1 | [6 empty] | FALSE | [5 empty] | #FFFF0000 | FA-NFPA 170 FLOW DETECTOR | 1 | FALSE | FALSE | FALSE |  |  |  | 7770-0328:0001 | [10 empty] | FALSE | [7 empty] | THOR\acont | 2024-09-08 17:27 |  | [Potter] [IDC] 01 OSYSU Series, OSYSU-CRH, OSYSU-EX, OSYSU-EX-O, PCVS Series, PCVS-CRH, PIVS-U-EX, PIVSU-EX-O, PS10 Series, PS10-EX, PS15, PS25, PS40 Series, PS40-EX, RBVS, VSG, VSR Series, VSR-10, VSR-AT, VSR-C, VSR-CF, VSR-FE-2, VSR-FEX Series, VSR-S S [Farenhyt, Generic, N/A, Notifier, Potter, Silent Knight] [AUX POWER] [BELL POWER ++] FURNISHED BY OTHERS, PS10 Series, PS10-EX, VSG, VSR Series, VSR-10, VSR-AT, VSR-C, VSR-CF, VSR-FE-2, VSR-FEX Series, VSR-S Series, VSR-SF, VSR-SFG, VSR-SFT, VSR-SG, VSR
9747fd46-d342-49bf-b7f5-a01e5c522d2e |  |  |  | North | Kidde |  | Cards & Components |  |  |  | Card | TRUE | ANSZS4B |  | 4 Cl 'B' circuits (max. 25W ea) /w zone switches & All Call switch | 1 | [6 empty] | TRUE | [5 empty] | #FFFFFFFF |  |  | FALSE | FALSE | FALSE | [14 empty] | FALSE | [5 empty] | DESKTOP-7SAL8M7\acont | 2020-01-02 07:15 | THOR\acont | 2024-10-09 10:48 | Cloned from Edwards ANSZS4B
29f3cd0e-1e9a-45e5-8d75-a029ef191215 |  |  |  | North | Bosch | [5 empty] | Module | TRUE | D296 | * | SMOKE-PROJECTD BEAM 24V 0000065743 | 1 | [12 empty] | #FFFFFFFF |  |  | FALSE | FALSE | FALSE | [20 empty] | DESKTOP-7EIEB7A\acont | 2021-08-13 06:25 | THOR\acont | 2024-10-09 10:48
33543cf2-ea42-4319-ac2d-a034217ffdc7 |  |  |  | North | Bosch | [5 empty] | Module | TRUE | DRN-5532-400N00 | * | Nvr, Divar Network 5000 Recorder, 32-Channel Ip *No Hdd, No Dvd* | 1 | [12 empty] | #FFFFFFFF |  |  | FALSE | FALSE | FALSE | [20 empty] | DESKTOP-7EIEB7A\acont | 2021-08-13 06:25 | THOR\acont | 2024-10-09 10:48
0e05054d-120e-4988-a7c9-a0352de89bef |  |  |  | North | Notifier |  | Hardware |  |  |  | Hardware | TRUE | BAT-1250 | + | (1) 12V 5 AH BATTERY | 1 | [6 empty] | FALSE | [5 empty] | #FFFFFFFF |  |  | FALSE | FALSE | FALSE | [14 empty] | FALSE | [5 empty] | DESKTOP-7EIEB7A\acont | 2021-04-06 17:06 | THOR\acont | 2024-10-09 10:48 | Cloned from Power Sonic PS-1250
3167d044-5801-4564-8960-a0356fff876c | NFPA 170 FIRE ALARM CONTROL UNIT | RISER FACP |  | North | DMP |  | Fire Alarm Control Unit |  |  |  | Assembly | TRUE | XR550DNL-R |  | XR550 Fire Control Panel | 1 | [6 empty] | FALSE | FALSE |  |  |  |  | #FFFF0000 | FA-NFPA 170 FIRE ALARM CONTROL UNIT | 1 | FALSE | FALSE | FALSE | 202 | [8 empty] | 7,12,18 |  |  |  |  | TRUE | [5 empty] | DESKTOP-7EIEB7A\acont | 2023-02-06 09:35 | THOR\acont | 2024-09-08 17:27 | Cloned from DMP XR550
a048681c-42e0-4201-b514-a0364335bfc2 | CADGEN LINE BREAK DOUBLE 2 |  |  | East | Generic |  | Miscellaneous |  |  |  | Module | TRUE | LINE BREAK (DOUBLE) |  |  | 1 | [6 empty] | FALSE | FALSE | PROVIDED BY ELECTRICAL CONTRACTOR |  | PROVIDED BY OTHERS |  | #FFFF0000 | FA-CADGEN LINE BREAK DOUBLE 2 | 1 | TRUE | TRUE | FALSE | [14 empty] | FALSE | [5 empty] | DESKTOP-7EIEB7A\acont | 2023-02-20 17:57 | THOR\acont | 2024-09-08 17:27 | Cloned from Generic LINE BREAK (DOUBLE) | [Generic, N/A, Space Age Electronics] [JUNCTION PASSTHROUGH] [#5] CLASS A RETURN, END OF LINE DEVICE, END OF LINE RESISTOR, FIBER PATCH PANEL, FIRE ALARM TERMINAL CABINET, FURNISHED BY OTHERS, FURNISHED BY OTHERS, JUNCTION BOX, JUNCTION BOX CEILING, LINE [Generic, N/A] [JUNCTION PASSTHROUGH] [#9] CLASS A RETURN, END OF LINE DEVICE, END OF LINE RESISTOR, FIBER PATCH PANEL, FIRE ALARM TERMINAL CABINET, FURNISHED BY OTHERS, FURNISHED BY OTHERS, JUNCTION BOX, JUNCTION BOX CEILING, LINE BREAK (DOUBLE), LINE B [Generic, N/A, Space Age Electronics] [JUNCTION PASSTHROUGH] [#2] CLASS A RETURN, END OF LINE DEVICE, END OF LINE RESISTOR, FIBER PATCH PANEL, FIRE ALARM TERMINAL CABINET, FURNISHED BY OTHERS, FURNISHED BY OTHERS, JUNCTION BOX, JUNCTION BOX CEILING, LINE [Generic, N/A] [JUNCTION PASSTHROUGH] [#42] CLASS A RETURN, END OF LINE DEVICE, END OF LINE RESISTOR, FIBER PATCH PANEL, FIRE ALARM TERMINAL CABINET, FURNISHED BY OTHERS, FURNISHED BY OTHERS, JUNCTION BOX, JUNCTION BOX CEILING, LINE BREAK (DOUBLE), LINE [Generic, N/A] [JUNCTION PASSTHROUGH] [#21] CLASS A RETURN, END OF LINE DEVICE, END OF LINE RESISTOR, FIBER PATCH PANEL, FIRE ALARM TERMINAL CABINET, FURNISHED BY OTHERS, FURNISHED BY OTHERS, JUNCTION BOX, JUNCTION BOX CEILING, LINE BREAK (DOUBLE), LINE [Generic, N/A] [JUNCTION PASSTHROUGH] [#14] CLASS A RETURN, END OF LINE DEVICE, END OF LINE RESISTOR, FIBER PATCH PANEL, FIRE ALARM TERMINAL CABINET, FURNISHED BY OTHERS, FURNISHED BY OTHERS, JUNCTION BOX, JUNCTION BOX CEILING, LINE BREAK (DOUBLE), LINE [Generic, N/A] [JUNCTION PASSTHROUGH] [#30] CLASS A RETURN, END OF LINE DEVICE, END OF LINE RESISTOR, FIBER PATCH PANEL, FIRE ALARM TERMINAL CABINET, FURNISHED BY OTHERS, FURNISHED BY OTHERS, JUNCTION BOX, JUNCTION BOX CEILING, LINE BREAK (DOUBLE), LINE [Generic, N/A, Space Age Electronics] [JUNCTION PASSTHROUGH] [#6] CLASS A RETURN, END OF LINE DEVICE, END OF LINE RESISTOR, FIBER PATCH PANEL, FIRE ALARM TERMINAL CABINET, FURNISHED BY OTHERS, FURNISHED BY OTHERS, JUNCTION BOX, JUNCTION BOX CEILING, LINE [Generic, N/A] [JUNCTION PASSTHROUGH] [#23] CLASS A RETURN, END OF LINE DEVICE, END OF LINE RESISTOR, FIBER PATCH PANEL, FIRE ALARM TERMINAL CABINET, FURNISHED BY OTHERS, FURNISHED BY OTHERS, JUNCTION BOX, JUNCTION BOX CEILING, LINE BREAK (DOUBLE), LINE [Generic, N/A, Space Age Electronics] [JUNCTION PASSTHROUGH] [#3] CLASS A RETURN, END OF LINE DEVICE, END OF LINE RESISTOR, FIBER PATCH PANEL, FIRE ALARM TERMINAL CABINET, FURNISHED BY OTHERS, FURNISHED BY OTHERS, JUNCTION BOX, JUNCTION BOX CEILING, LINE [Generic, N/A] [JUNCTION PASSTHROUGH] [#26] CLASS A RETURN, END OF LINE DEVICE, END OF LINE RESISTOR, FIBER PATCH PANEL, FIRE ALARM TERMINAL CABINET, FURNISHED BY OTHERS, FURNISHED BY OTHERS, JUNCTION BOX, JUNCTION BOX CEILING, LINE BREAK (DOUBLE), LINE [Generic, N/A] [JUNCTION PASSTHROUGH] [#27] CLASS A RETURN, END OF LINE DEVICE, END OF LINE RESISTOR, FIBER PATCH PANEL, FIRE ALARM TERMINAL CABINET, FURNISHED BY OTHERS, FURNISHED BY OTHERS, JUNCTION BOX, JUNCTION BOX CEILING, LINE BREAK (DOUBLE), LINE [Generic, N/A] [JUNCTION PASSTHROUGH] [#13] CLASS A RETURN, END OF LINE DEVICE, END OF LINE RESISTOR, FIBER PATCH PANEL, FIRE ALARM TERMINAL CABINET, FURNISHED BY OTHERS, FURNISHED BY OTHERS, JUNCTION BOX, JUNCTION BOX CEILING, LINE BREAK (DOUBLE), LINE [Generic, N/A] [JUNCTION PASSTHROUGH] [#16] CLASS A RETURN, END OF LINE DEVICE, END OF LINE RESISTOR, FIBER PATCH PANEL, FIRE ALARM TERMINAL CABINET, FURNISHED BY OTHERS, FURNISHED BY OTHERS, JUNCTION BOX, JUNCTION BOX CEILING, LINE BREAK (DOUBLE), LINE [Generic, N/A] [JUNCTION PASSTHROUGH] [#33] CLASS A RETURN, END OF LINE DEVICE, END OF LINE RESISTOR, FIBER PATCH PANEL, FIRE ALARM TERMINAL CABINET, FURNISHED BY OTHERS, FURNISHED BY OTHERS, JUNCTION BOX, JUNCTION BOX CEILING, LINE BREAK (DOUBLE), LINE [Generic, N/A] [JUNCTION PASSTHROUGH] [#12] CLASS A RETURN, END OF LINE DEVICE, END OF LINE RESISTOR, FIBER PATCH PANEL, FIRE ALARM TERMINAL CABINET, FURNISHED BY OTHERS, FURNISHED BY OTHERS, JUNCTION BOX, JUNCTION BOX CEILING, LINE BREAK (DOUBLE), LINE [Generic, N/A] [JUNCTION PASSTHROUGH] [#36] CLASS A RETURN, END OF LINE DEVICE, END OF LINE RESISTOR, FIBER PATCH PANEL, FIRE ALARM TERMINAL CABINET, FURNISHED BY OTHERS, FURNISHED BY OTHERS, JUNCTION BOX, JUNCTION BOX CEILING, LINE BREAK (DOUBLE), LINE [Generic, N/A] [JUNCTION PASSTHROUGH] [#20] CLASS A RETURN, END OF LINE DEVICE, END OF LINE RESISTOR, FIBER PATCH PANEL, FIRE ALARM TERMINAL CABINET, FURNISHED BY OTHERS, FURNISHED BY OTHERS, JUNCTION BOX, JUNCTION BOX CEILING, LINE BREAK (DOUBLE), LINE [Generic, N/A] [JUNCTION PASSTHROUGH] [#28] CLASS A RETURN, END OF LINE DEVICE, END OF LINE RESISTOR, FIBER PATCH PANEL, FIRE ALARM TERMINAL CABINET, FURNISHED BY OTHERS, FURNISHED BY OTHERS, JUNCTION BOX, JUNCTION BOX CEILING, LINE BREAK (DOUBLE), LINE [Generic, N/A] [JUNCTION PASSTHROUGH] [#41] CLASS A RETURN, END OF LINE DEVICE, END OF LINE RESISTOR, FIBER PATCH PANEL, FIRE ALARM TERMINAL CABINET, FURNISHED BY OTHERS, FURNISHED BY OTHERS, JUNCTION BOX, JUNCTION BOX CEILING, LINE BREAK (DOUBLE), LINE [Generic, N/A] [JUNCTION PASSTHROUGH] [#29] CLASS A RETURN, END OF LINE DEVICE, END OF LINE RESISTOR, FIBER PATCH PANEL, FIRE ALARM TERMINAL CABINET, FURNISHED BY OTHERS, FURNISHED BY OTHERS, JUNCTION BOX, JUNCTION BOX CEILING, LINE BREAK (DOUBLE), LINE [Generic, N/A] [JUNCTION PASSTHROUGH] [#10] CLASS A RETURN, END OF LINE DEVICE, END OF LINE RESISTOR, FIBER PATCH PANEL, FIRE ALARM TERMINAL CABINET, FURNISHED BY OTHERS, FURNISHED BY OTHERS, JUNCTION BOX, JUNCTION BOX CEILING, LINE BREAK (DOUBLE), LINE [Generic, N/A] [JUNCTION PASSTHROUGH] [#15] CLASS A RETURN, END OF LINE DEVICE, END OF LINE RESISTOR, FIBER PATCH PANEL, FIRE ALARM TERMINAL CABINET, FURNISHED BY OTHERS, FURNISHED BY OTHERS, JUNCTION BOX, JUNCTION BOX CEILING, LINE BREAK (DOUBLE), LINE [Generic, N/A, Space Age Electronics] [JUNCTION PASSTHROUGH] [#8] CLASS A RETURN, END OF LINE DEVICE, END OF LINE RESISTOR, FIBER PATCH PANEL, FIRE ALARM TERMINAL CABINET, FURNISHED BY OTHERS, FURNISHED BY OTHERS, JUNCTION BOX, JUNCTION BOX CEILING, LINE [Generic, N/A] [JUNCTION PASSTHROUGH] [#37] CLASS A RETURN, END OF LINE DEVICE, END OF LINE RESISTOR, FIBER PATCH PANEL, FIRE ALARM TERMINAL CABINET, FURNISHED BY OTHERS, FURNISHED BY OTHERS, JUNCTION BOX, JUNCTION BOX CEILING, LINE BREAK (DOUBLE), LINE [Generic, N/A, Space Age Electronics] [JUNCTION PASSTHROUGH] [#7] CLASS A RETURN, END OF LINE DEVICE, END OF LINE RESISTOR, FIBER PATCH PANEL, FIRE ALARM TERMINAL CABINET, FURNISHED BY OTHERS, FURNISHED BY OTHERS, JUNCTION BOX, JUNCTION BOX CEILING, LINE [Generic, N/A] [JUNCTION PASSTHROUGH] [#32] CLASS A RETURN, END OF LINE DEVICE, END OF LINE RESISTOR, FIBER PATCH PANEL, FIRE ALARM TERMINAL CABINET, FURNISHED BY OTHERS, FURNISHED BY OTHERS, JUNCTION BOX, JUNCTION BOX CEILING, LINE BREAK (DOUBLE), LINE [Generic, N/A] [JUNCTION PASSTHROUGH] [#40] CLASS A RETURN, END OF LINE DEVICE, END OF LINE RESISTOR, FIBER PATCH PANEL, FIRE ALARM TERMINAL CABINET, FURNISHED BY OTHERS, FURNISHED BY OTHERS, JUNCTION BOX, JUNCTION BOX CEILING, LINE BREAK (DOUBLE), LINE [Generic, N/A] [JUNCTION PASSTHROUGH] [#38] CLASS A RETURN, END OF LINE DEVICE, END OF LINE RESISTOR, FIBER PATCH PANEL, FIRE ALARM TERMINAL CABINET, FURNISHED BY OTHERS, FURNISHED BY OTHERS, JUNCTION BOX, JUNCTION BOX CEILING, LINE BREAK (DOUBLE), LINE [Generic, N/A, Space Age Electronics] [JUNCTION PASSTHROUGH] 02 [ALL DEVICES ++] CLASS A RETURN, END OF LINE DEVICE, END OF LINE RESISTOR, FIBER PATCH PANEL, FIRE ALARM TERMINAL CABINET, FURNISHED BY OTHERS, FURNISHED BY OTHERS, JUNCTION BOX, JUNCTION BO [Generic, N/A] [JUNCTION PASSTHROUGH] [#25] CLASS A RETURN, END OF LINE DEVICE, END OF LINE RESISTOR, FIBER PATCH PANEL, FIRE ALARM TERMINAL CABINET, FURNISHED BY OTHERS, FURNISHED BY OTHERS, JUNCTION BOX, JUNCTION BOX CEILING, LINE BREAK (DOUBLE), LINE [Generic, N/A] [JUNCTION PASSTHROUGH] [#18] CLASS A RETURN, END OF LINE DEVICE, END OF LINE RESISTOR, FIBER PATCH PANEL, FIRE ALARM TERMINAL CABINET, FURNISHED BY OTHERS, FURNISHED BY OTHERS, JUNCTION BOX, JUNCTION BOX CEILING, LINE BREAK (DOUBLE), LINE [Generic, N/A] [JUNCTION PASSTHROUGH] [#19] CLASS A RETURN, END OF LINE DEVICE, END OF LINE RESISTOR, FIBER PATCH PANEL, FIRE ALARM TERMINAL CABINET, FURNISHED BY OTHERS, FURNISHED BY OTHERS, JUNCTION BOX, JUNCTION BOX CEILING, LINE BREAK (DOUBLE), LINE [Generic, N/A] [JUNCTION PASSTHROUGH] [#31] CLASS A RETURN, END OF LINE DEVICE, END OF LINE RESISTOR, FIBER PATCH PANEL, FIRE ALARM TERMINAL CABINET, FURNISHED BY OTHERS, FURNISHED BY OTHERS, JUNCTION BOX, JUNCTION BOX CEILING, LINE BREAK (DOUBLE), LINE [Generic, N/A, Space Age Electronics] [JUNCTION PASSTHROUGH] [#4] CLASS A RETURN, END OF LINE DEVICE, END OF LINE RESISTOR, FIBER PATCH PANEL, FIRE ALARM TERMINAL CABINET, FURNISHED BY OTHERS, FURNISHED BY OTHERS, JUNCTION BOX, JUNCTION BOX CEILING, LINE [Generic, N/A] [JUNCTION PASSTHROUGH] [#22] CLASS A RETURN, END OF LINE DEVICE, END OF LINE RESISTOR, FIBER PATCH PANEL, FIRE ALARM TERMINAL CABINET, FURNISHED BY OTHERS, FURNISHED BY OTHERS, JUNCTION BOX, JUNCTION BOX CEILING, LINE BREAK (DOUBLE), LINE [Generic, N/A] [JUNCTION PASSTHROUGH] [#39] CLASS A RETURN, END OF LINE DEVICE, END OF LINE RESISTOR, FIBER PATCH PANEL, FIRE ALARM TERMINAL CABINET, FURNISHED BY OTHERS, FURNISHED BY OTHERS, JUNCTION BOX, JUNCTION BOX CEILING, LINE BREAK (DOUBLE), LINE [Generic, N/A] [JUNCTION PASSTHROUGH] [#17] CLASS A RETURN, END OF LINE DEVICE, END OF LINE RESISTOR, FIBER PATCH PANEL, FIRE ALARM TERMINAL CABINET, FURNISHED BY OTHERS, FURNISHED BY OTHERS, JUNCTION BOX, JUNCTION BOX CEILING, LINE BREAK (DOUBLE), LINE [Generic, N/A] [JUNCTION PASSTHROUGH] [#34] CLASS A RETURN, END OF LINE DEVICE, END OF LINE RESISTOR, FIBER PATCH PANEL, FIRE ALARM TERMINAL CABINET, FURNISHED BY OTHERS, FURNISHED BY OTHERS, JUNCTION BOX, JUNCTION BOX CEILING, LINE BREAK (DOUBLE), LINE [Generic, N/A] [JUNCTION PASSTHROUGH] [#11] CLASS A RETURN, END OF LINE DEVICE, END OF LINE RESISTOR, FIBER PATCH PANEL, FIRE ALARM TERMINAL CABINET, FURNISHED BY OTHERS, FURNISHED BY OTHERS, JUNCTION BOX, JUNCTION BOX CEILING, LINE BREAK (DOUBLE), LINE [Generic, N/A] [JUNCTION PASSTHROUGH] [#35] CLASS A RETURN, END OF LINE DEVICE, END OF LINE RESISTOR, FIBER PATCH PANEL, FIRE ALARM TERMINAL CABINET, FURNISHED BY OTHERS, FURNISHED BY OTHERS, JUNCTION BOX, JUNCTION BOX CEILING, LINE BREAK (DOUBLE), LINE [Generic, N/A] [JUNCTION PASSTHROUGH] [#24] CLASS A RETURN, END OF LINE DEVICE, END OF LINE RESISTOR, FIBER PATCH PANEL, FIRE ALARM TERMINAL CABINET, FURNISHED BY OTHERS, FURNISHED BY OTHERS, JUNCTION BOX, JUNCTION BOX CEILING, LINE BREAK (DOUBLE), LINE
d0a2b3ea-059b-489a-be0e-a0373362d65c |  |  |  | North | Edwards |  | Hardware |  |  |  | Hardware | TRUE | G1LK-A |  | Field replaceable lens kit, amber | 1 | [6 empty] | FALSE | [5 empty] | #FFFFFFFF |  |  | FALSE | FALSE | FALSE | [14 empty] | FALSE | [7 empty] | THOR\acont | 2024-10-09 10:48
c7b4baec-dd84-4db6-b07d-a0397665d8f7 |  |  |  | North | Siemens | [5 empty] | Module | TRUE | SE-HMC-CR | 500-636033 | E SPEAKER HI MULTI CANDELA RED CEILING | 1 | [7 empty] | TRUE |  |  |  |  | #FFFFFFFF |  |  | FALSE | FALSE | FALSE | [20 empty] | DESKTOP-7SAL8M7\acont | 2019-08-13 09:04 | THOR\acont | 2024-10-09 10:48
16669ece-901d-41ce-8fc1-a043581aabc8 | NFPA 170 HEAT DETECTOR |  |  | North | Hochiki |  | Heat Detector |  |  |  | Module | TRUE | ACD-V w/SCI-B4 SHORT CIRCUIT ISOLATOR BASE | ACD-V MULTI-CRITERIA SENSOR | ACD-V MULTI-CRITERIA SENSOR w/SCI-B4 SHORT CIRCUIT ISOLATOR BASE HEAT/CO | 1 | 0.00045 | 0.0072 |  |  |  |  | TRUE | TRUE |  | *Refer to Install Sheet |  |  | #FFFF0000 | FA-NFPA 170 HEAT DETECTOR | 1 | FALSE | FALSE | FALSE | 1403 | [16 empty] | SCI, CO |  |  | DESKTOP-7SAL8M7\acont | 2019-12-04 11:23 | THOR\acont | 2024-09-08 17:27 | Cloned from Hochiki ACD-V w/SCI-B4 SHORT CIRCUIT ISOLATOR BASE | [Hochiki] [SLC HOCHIKI] 01 [*] [SLC] ACD-V w/ASBL SOUNDER BASE (C), ACD-V w/HSB-NSA-6 STANDARD BASE (C), ACD-V w/SCI-B4 SHORT CIRCUIT ISOLATOR BASE (C), ACD-V w/SCI-B6 SHORT CIRCUIT ISOLATOR BASE (C), ACD-V w/YBN-NSA-4 STANDARD BASE (C), ATG-EA w/ASB SOU
24c268af-468b-45a8-9ef1-a043cc48492c | NFPA 170 ADDRESSABLE INPUT MONITOR MODULE |  |  | North | Gamewell FCI |  | Addressable Module |  |  |  | Module | TRUE | AMM-2RF |  | Addressable Mini Monitor Module | 1 | 0.0003 | 0.0003 |  |  |  |  | FALSE | FALSE |  |  |  |  | #FFFF0000 | FA-NFPA 170 ADDRESSABLE INPUT MONITOR MODULE | 1 | FALSE | FALSE | FALSE | 1000 | [13 empty] | FALSE | [7 empty] | THOR\acont | 2024-09-08 17:27 |  | [Gamewell FCI] [SLC MODULES SENSORS] [*] [#1 SHARED ADDR ¦ MODULES] AMM-2F, AMM-2IF, AMM-2RF, AMM-2RIF, AMM-4F, AMM-4SF, AOM-2RF, AOM-2SF, AOM-TELF, MMI-10F, MMI-6SF, MMO-6RF, MMO-6SF, MS-7AF, MS-7ASF, MS-7S w/AMM-2F, MS-WS w/AMM-2F, TC81021000, VW-DIS-D [Gamewell FCI] [SLC MODULES] [*] [#3 TYPE ADDR ¦ MODULES] AMM-2F, AMM-2IF, AMM-2RF, AMM-2RIF, AMM-4F, AMM-4SF, AOM-2RF, AOM-2SF, AOM-TELF, MMI-10F, MMI-6SF, MMO-6RF, MMO-6SF, MS-7AF, MS-7ASF, MS-7S w/AMM-2F, MS-WS w/AMM-2F, TC81021000, VW-GATE, WAM-MM, W | [Gamewell FCI] AMM-2F, AMM-2IF, AMM-2RF, AMM-4F, AMM-4SF, PID-95, PID-95P
e4314d0d-5be9-47a9-8ded-a0493e324857 |  |  |  | North | Potter | [5 empty] | Module | TRUE | PVX-100 Series |  | 100 Watt Voice Evacuation System | 1 | [6 empty] | FALSE | [5 empty] | #FFFFFFFF |  |  | FALSE | FALSE | FALSE | [14 empty] | FALSE | [7 empty] | THOR\acont | 2024-10-09 10:48
6485620f-eb87-4e32-80ea-a04b492e975b | NFPA 170 STROBE WALL |  |  | North | Siemens |  | Strobe |  |  |  | Module | TRUE | ZR-HMC-W | 500-636172 | Z STROBE HI MULTI-CANDELA WALL WHITE | 1 | [12 empty] | #FF0070C0 | FA-NFPA 170 STROBE WALL | 1 | FALSE | FALSE | FALSE | 2023 | [19 empty] | DESKTOP-7SAL8M7\acont | 2019-08-13 09:04 | THOR\acont | 2024-09-08 17:27 | B,T | [Siemens] [NAC] [DC] ZR-HMC-R, ZR-HMC-W
bfecb2f9-079b-47f4-916a-a04eed7793f5 | NFPA 170 HORN |  |  | North | Potter |  | Horn |  |  |  | Module | TRUE | PE-HNR | ++ | Horn, Wall, Red | 1 | 0 | 0.043 |  |  |  |  | FALSE | [5 empty] | #FF0070C0 | FA-NFPA 170 HORN | 1 | FALSE | FALSE | FALSE | 2023 | [13 empty] | FALSE | [5 empty] | THOR\acont | 2024-04-18 13:29 | THOR\acont | 2024-09-08 17:27 | Cloned from Potter PE-STR | [Potter] [NAC] [24 VDC HIGH DB] PE-HNR, PE-HNW [Potter] [NAC] [24 VDC LOW DB] PE-HNR, PE-HNW
367a2bbe-bbd7-4dec-bdc1-a053bdcf9a42 |  |  |  | North | Edwards |  | Hardware |  |  |  | Hardware | TRUE | FW-UL6S |  | Server. 1 Xeon processor, 128 GB RAM. Windows 7 Ultimate | 1 | [6 empty] | FALSE | [5 empty] | #FFFFFFFF |  |  | FALSE | FALSE | FALSE | [14 empty] | FALSE | [7 empty] | THOR\acont | 2024-10-09 10:48
d2a148e9-0942-41c1-b68f-a054640315b8 | NFPA 170 SMOKE CO DETECTOR |  |  | North | Potter |  | Smoke/CO Detector |  |  |  | Module | TRUE | PAD300-PCD w/PAD300-IB | ++ | Photoelectric Smoke/CO Detector with Isolator Module Included | 1 | 0.0006 | 0.0006 |  |  |  |  | FALSE | TRUE |  |  |  |  | #FFFF0000 | FA-NFPA 170 SMOKE CO DETECTOR | 1 | FALSE | FALSE | FALSE | 1411 | [13 empty] | FALSE |  |  | IB |  |  | DESKTOP-7EIEB7A\acont | 2023-01-20 06:58 | THOR\acont | 2024-09-08 17:27 | Cloned from Potter PAD200-PCD w/PAD100-IB | [Potter] [SLC PAD] [*] [#2 SHARED ADDR ¦ SENSORS] PAD100-CD w/PAD100-4DB, PAD100-CD w/PAD100-6DB, PAD100-CD w/PAD100-IB, PAD100-CD w/PAD100-LFSB, PAD100-CD w/PAD100-RB, PAD100-CD w/PAD100-SB, PAD100-CD w/PAD100-SPKB, PAD100-DUCT (C), PAD100-DUCTR (C), PA
2d5aeecd-0d38-432c-8803-a05779430de8 | CADGEN INTERFACE MODULE |  |  | North | Bosch |  | Interface Module |  |  |  | Module | TRUE | D8125MUX | ++ | Expansion module, Multiplex, Zonex | 1 | 0.128 | 0.128 |  |  | 12 | [7 empty] | #FFFF0000 | FA-CADGEN INTERFACE MODULE | 1 | FALSE | FALSE | FALSE | [20 empty] | DESKTOP-7EIEB7A\acont | 2021-08-13 06:25 | THOR\acont | 2024-09-08 17:27 |  | [Bosch] [ZONEX BOSCH] [ALL DEVICES ++] D8125, D8125MUX, D8128D, D8129 | [Bosch] D8125MUX
a46d307e-0d87-4142-8069-a0582a0fc436 | NFPA 170 EMERGENCY TEXTUAL VISUAL | RISER ANNUNCIATOR |  | North | Notifier |  | Emergency Visual |  |  |  | Module | TRUE | OAX2-24V2 (LEDSIGN-GW) | + | Instant and Integrated Emergency Notification System | 1 | 0.5 | 0.5 |  |  |  |  | FALSE | [5 empty] | #FFFF0000 | FA-NFPA 170 EMERGENCY TEXTUAL VISUAL | 1 | FALSE | FALSE | FALSE | 255 | [13 empty] | FALSE | [5 empty] | DESKTOP-7EIEB7A\acont | 2022-02-04 06:51 | THOR\acont | 2024-09-08 17:27 | Cloned from Potter LED-16F (P-LINK+) | [Notifier] [ETHERNET] BACNET-GW-3, NFN-GW-EM-3, OAX2-24V2 (LEDSIGN-GW) [Notifier] [AUX POWER] OAX2-24V2 (LEDSIGN-GW)
273e4a53-7be9-493b-881a-a060dc800127 | NFPA 170 SPEAKER STROBE CEILING |  |  | North | Siemens |  | Speaker/Strobe |  |  |  | Module | TRUE | SEH-MC-CW-B | UDI:SEH-MC-CW-B | HIGH FIDELITY SPEAKER STROBE, ROUND, HIFI, CEILING, 15/30/75/110CD, WHITE | 1 | [7 empty] | TRUE |  |  |  |  | #FF0070C0 | FA-NFPA 170 SPEAKER STROBE CEILING | 1 | FALSE | FALSE | FALSE | 2020 | [16 empty] | C |  |  | DESKTOP-7EIEB7A\acont | 2022-05-13 11:47 | THOR\acont | 2024-09-08 17:27 | Cloned from Siemens SEH-MC-CW | [Siemens] [NAC] [VDC] SEFH-AMC-CW-ALERT (C), SEFH-MC-CR (C), SEFH-MC-CR-ALERT (C), SEFH-MC-CW (C), SEFH-MC-CW-ALERT (C), SEFH-MC-CW-BLANK (C), SEH-MC-CR (C), SEH-MC-CR-B (C), SEH-MC-CW (C), SEH-MC-CW-ALERT (C), SEH-MC-CW-B (C), SEH-MC-CW-BLANK (C) [Siemens] [AUDIO 25v] [25V AUDIO] SECH-R (C), SECH-W (C), SEH-AMC-CW-ALERT (C), SEH-CW-ALERT (C), SEH-HMC-CR (C), SEH-HMC-CR-B (C), SEH-HMC-CW (C), SEH-HMC-CW-B (C), SEH-MC-CR (C), SEH-MC-CR-B (C), SEH-MC-CW (C), SEH-MC-CW-ALERT (C), SEH-MC-CW-B (C), SEH [Siemens] [AUDIO 70.7v] [70V AUDIO] SECH-R (C), SECH-W (C), SEH-AMC-CW-ALERT (C), SEH-CW-ALERT (C), SEH-HMC-CR (C), SEH-HMC-CR-B (C), SEH-HMC-CW (C), SEH-HMC-CW-B (C), SEH-MC-CR (C), SEH-MC-CR-B (C), SEH-MC-CW (C), SEH-MC-CW-ALERT (C), SEH-MC-CW-B (C), S
019a25fc-8eaf-4794-b9ca-a0613da299fd | SURGE PROTECTOR - TELEPHONE LINE |  |  | North | ADI |  | Surge Supressor |  |  |  | Module | TRUE | DK-MRJ31SCWP | 100088295 | SURGE SUPPRESSOR. TELEPHONE LINE | 1 | [6 empty] | TRUE | [5 empty] | #FFFF0000 | FA-SURGE PROTECTOR - TELEPHONE LINE | 1 | FALSE | FALSE | FALSE | [17 empty] | 24v |  |  | DESKTOP-7SAL8M7\acont | 2019-07-09 07:19 | THOR\acont | 2024-09-08 17:27 |  | [ADI] [SURGE PROTECTION] DK-MRJ31SCWP
09f14bac-1a4c-4d91-be18-a0631e6eadc7 |  |  |  | North | Autocall |  | Cards & Components |  |  |  | Card | TRUE | A009-9601 CPU | + | CPU Assembly | 1 | 0.07 | 0.096 |  |  |  |  | TRUE | [5 empty] | #FFFFFFFF |  |  | FALSE | FALSE | FALSE | [20 empty] | DESKTOP-7SAL8M7\acont | 2020-05-28 09:47 | THOR\acont | 2024-10-09 10:48 | Cloned from AutoCall A009-9201 CPU | [Autocall] [IDNac] A009-9601 CPU, A009-9602 CPU | [Autocall] A009-9601 CPU, A009-9602 CPU
2fa04cdb-2c2b-4ef9-b581-a063403434aa |  |  |  | North | Siemens | [5 empty] | Module | TRUE | RSM-IK | 500-696169 | RSM-IK Hardware Kit | 1 | [12 empty] | #FFFFFFFF |  |  | FALSE | FALSE | FALSE | [20 empty] | DESKTOP-7SAL8M7\acont | 2019-08-13 09:04 | THOR\acont | 2024-10-09 10:48
9efa3398-c4ec-4294-80ae-a06ae7a9a964 | NFPA 170 WIRELESS CONTROL UNIT |  |  | North | Gamewell FCI |  | Wireless Control Unit |  |  |  | Module | TRUE | WAV-CRL | + | Wireless AV base, ceiling, red | 1 | [6 empty] | FALSE | [5 empty] | #FFFF0000 | FA-NFPA 170 WIRELESS CONTROL UNIT | 1 | FALSE | FALSE | FALSE | [14 empty] | FALSE |  |  | WAV-CRL |  |  | DESKTOP-7SAL8M7\acont | 2020-03-19 13:00 | THOR\acont | 2024-09-08 17:27 | Cloned from Firelite WAV-CRL | [Farenhyt, Firelite, Gamewell FCI, Notifier, Silent Knight, System Sensor] [SWIFT MESH DEVICES] 01 HRL-LF w/ WAV-RL, HWL-LF w/ WAV-WL, P2RL w/WAV-RL, P2RLED w/WAV-RL, P2RL-LF w/ WAV-RL, P2WL w/ WAV-WL, P2WLED w/ WAV-WL, P2WL-LF w/ WAV-WL, SRL w/ WAV-RL, [Gamewell FCI] [SLC MODULES SENSORS] [*] [#1 SHARED ADDR ¦ MODULES] AMM-2F, AMM-2IF, AMM-2RF, AMM-2RIF, AMM-4F, AMM-4SF, AOM-2RF, AOM-2SF, AOM-TELF, MMI-10F, MMI-6SF, MMO-6RF, MMO-6SF, MS-7AF, MS-7ASF, MS-7S w/AMM-2F, MS-WS w/AMM-2F, TC81021000, VW-DIS-D [Farenhyt, Firelite, Gamewell FCI, Notifier, Silent Knight] [SWIFT MESH DEVICES] 03 WAV-CRL, WAV-CWL, WAV-RL, WAV-WL [Gamewell FCI] [SLC MODULES] [*] [#3 TYPE ADDR ¦ MODULES] AMM-2F, AMM-2IF, AMM-2RF, AMM-2RIF, AMM-4F, AMM-4SF, AOM-2RF, AOM-2SF, AOM-TELF, MMI-10F, MMI-6SF, MMO-6RF, MMO-6SF, MS-7AF, MS-7ASF, MS-7S w/AMM-2F, MS-WS w/AMM-2F, TC81021000, VW-GATE, WAM-MM, W | [Farenhyt, Firelite, Gamewell FCI, Notifier, Silent Knight] WAV-CRL, WAV-CWL, WAV-RL, WAV-WL
82b7e22f-8515-42f9-bfec-a07f9a40373d |  |  |  | North | HESS | Security/Access Control |  |  |  |  | Module | TRUE | 1006-630 (LBM)(LBSM) |  | SATIN STAINLESS STEEL | 1 | [12 empty] | #FFFFFFFF |  |  | FALSE | FALSE | FALSE | [20 empty] | THOR\acont | 2024-03-12 21:20 | THOR\acont | 2024-10-09 10:48
fb524a9a-d898-4aab-82b6-a087bf5c7605 | BP MANUAL STATION |  |  | North | BluePoint |  | Manual Station |  |  |  | Assembly | TRUE | BP02-A101M | ++ | MPS ASSEMBLY HW/NH (no Module) | 1 | [6 empty] | FALSE | [5 empty] | #FFFF0000 | FA-BP MANUAL STATION | 1 | FALSE | FALSE | FALSE | 957 | [13 empty] | FALSE |  |  | M |  |  | THOR\acont | 2024-04-12 12:59 | THOR\acont | 2024-09-08 17:27 | Cloned from BluePoint BP02-A101P | [BluePoint] [IDC] 01 BP02-101M, BP02-101P, BP02-102M, BP02-102P, BP02-A101M, BP02-A101P, BP02-A101PH, BP02-A102M, BP02-A102P, BP02-A102PH
0a5571ca-8809-4f11-b0c1-a08a711a18f9 | NFPA 170 SPEAKER STROBE CEILING |  |  | North | Edwards |  | Speaker/Strobe |  |  |  | Module | TRUE | GCWN-S2VMHG |  | 25V Speaker/Strobe white, no markings, High cd, green | 1 | 0 | 0.502 |  |  |  |  | FALSE | TRUE |  |  |  |  | #FF0070C0 | FA-NFPA 170 SPEAKER STROBE CEILING | 1 | FALSE | FALSE | FALSE | 2020 | [13 empty] | FALSE |  |  | C |  |  |  |  | THOR\acont | 2024-09-08 17:27 |  | [Edwards, Kidde] [NAC] [16 VDC] EGCF-S2VMH (C), EGCF-VMH (C), GCF-S2VMH (C), GCF-S7VMH (C), GCF-VMH (C), GCHFRF-S2VMCH (C), GCHFRF-S7VMCH (C), GCHFRN-S2VMCH (C), GCHFRN-S7VMCH (C), GCHFWA-S2VMAH (C), GCHFWA-S2VMCH (C), GCHFWA-S7VMAH (C), GCHFWA-S7VMCH (C [Edwards, Kidde] [NAC] [24 VDC] EGCF-S2VMH (C), EGCF-VMH (C), GCF-S2VMH (C), GCF-S7VMH (C), GCF-VMH (C), GCHFRF-S2VMCH (C), GCHFRF-S7VMCH (C), GCHFRN-S2VMCH (C), GCHFRN-S7VMCH (C), GCHFWA-S2VMAH (C), GCHFWA-S2VMCH (C), GCHFWA-S7VMAH (C), GCHFWA-S7VMCH (C [Edwards, Kidde] [AUDIO 25v] [25V AUDIO] EGCF-S2VMH (C), G4F-S2, G4F-S2V1575, G4F-S2VM, G4HFRF-S2, G4HFRF-S2VMC, G4HFRN-S2, G4HFRN-S2VMC, G4HFWA-S2, G4HFWA-S2VMA, G4HFWA-S2VMC, G4HFWF-S2, G4HFWF-S2VMC, G4HFWN-S2, G4HFWN-S2VMA, G4HFWN-S2VMC, G4RF-S2, G4RF
11a42c12-7db6-4d1f-a672-a08b71922030 | NFPA 170 FIRE ALARM CONTROL UNIT | RISER FACP |  | North | Simplex |  | Fire Alarm Control Unit |  |  |  | Assembly | TRUE | 4006-9102 | ++ | Standard fire alarm control panel, Beige | 1 | [6 empty] | FALSE | [5 empty] | #FFFF0000 | FA-NFPA 170 FIRE ALARM CONTROL UNIT | 1 | FALSE | FALSE | FALSE | 202 | [13 empty] | TRUE | [5 empty] | DESKTOP-7EIEB7A\acont | 2023-03-06 14:51 | THOR\acont | 2024-09-08 17:27 | Cloned from Simplex 4100-9111
4858c21e-64cb-442e-9577-a091d6214125 | NFPA 170 GAS DETECTOR |  |  | North | Honeywell |  | Gas Detection |  |  |  | Module | TRUE | 5800CO |  | Carbon Monoxide Detector | 1 | [6 empty] | FALSE | [5 empty] | #FFFF0000 | FA-NFPA 170 GAS DETECTOR | 1 | FALSE | FALSE | FALSE | 1408 | [13 empty] | FALSE |  |  | W |  |  | DESKTOP-7EIEB7A\acont | 2020-12-17 18:25 | THOR\acont | 2024-09-08 17:27 | Cloned from Honeywell 5869 | [Honeywell, Resideo] [WIRELESS FIRE] 5800CMBOV, 5800CO, 5800PIR-COM, 5806W3 (C), 5808W3 (C), 5809, 5817CB, 5869, DF8M (C)
751d1014-ff42-45dc-806f-a0947a941de9 | NFPA 170 AMPLIFIER RACK |  |  | North | Edwards |  | Amplifier |  |  |  | Assembly | TRUE | RKU-42 |  | Amplifier Cabinet, 24 Rack Spaces, 42" | 1 | [6 empty] | FALSE | [5 empty] | #FFFF0000 | FA-NFPA 170 AMPLIFIER RACK | 1 | FALSE | FALSE | FALSE | [14 empty] | FALSE | [7 empty] | THOR\acont | 2024-09-08 17:27
2d29d75f-aaa3-4bd9-a15d-a095ec4fd581 | NFPA 170 FLAME DETECTOR |  |  | North | Notifier |  | Flame Detector |  |  |  | Module | TRUE | 30-2021E-24 | ++ | Explosion Proof, UV, 24 VDC | 1 | 0.012 | 0.1 |  |  |  |  | FALSE | FALSE |  |  |  |  | #FFFF0000 | FA-NFPA 170 FLAME DETECTOR | 1 | FALSE | FALSE | FALSE | 1401 | [13 empty] | FALSE |  |  | XP |  |  |  |  | THOR\acont | 2024-09-08 17:27 | 20191121 AC Detector without base | [Firelite, Macurco, Notifier, Silent Knight, System Sensor] [IDC] 01 [IDC 4-WIRE ++] 1251B (C), 1412B (C), 1424 (C), 2112/24AT (C), 2112/24S (C), 2112/24TS (C), 2112AITR (C), 2112ATR (C), 2112R (C), 2124AITR (C), 2124ATR (C), 2124R (C), 2151 w/B110RLP (C [Firelite, Macurco, Notifier, Silent Knight, System Sensor] [AUX POWER] [*] [AUX INPUT ++] 1251B (C), 1412B (C), 1424 (C), 2112/24AT (C), 2112/24S (C), 2112/24TS (C), 2112AITR (C), 2112ATR (C), 2112R (C), 2124AITR (C), 2124ATR (C), 2124R (C), 2151 w/B110
7a73c0de-4430-440c-aec7-a09cdb357923 | NFPA 170 REMOTE VOICE EVACUATION MICROPHONE | NFPA 170 REMOTE VOICE EVACUATION MICROPHONE |  | North | Edwards |  | Remote Microphone |  |  |  | Assembly | TRUE | EST3-MIC |  | Remote Paging Console, Flush | 1 | [6 empty] | FALSE | [5 empty] | #FFFF0000 | FA-NFPA 170 REMOTE VOICE EVACUATION MICROPHONE | 1 | FALSE | FALSE | FALSE | 255 | [8 empty] | 7,12,18 |  |  |  |  | TRUE | [5 empty] | DESKTOP-7EIEB7A\acont | 2021-09-23 14:45 | THOR\acont | 2024-09-08 17:27 | Cloned from Edwards EST3-MIC
26774a02-29cb-41e0-abde-a09fd0dae214 | NFPA 170 SYNC MODULE |  |  | North | Potter |  | Sync Module |  |  |  | Module | TRUE | AVSM-W |  | Gangable Synchronization Control Module | 1 | 0 | 0.047 |  |  |  |  | FALSE | [5 empty] | #FFFF0000 | FA-NFPA 170 SYNC MODULE | 1 | FALSE | FALSE | FALSE | 1300 |  |  | 7125-0328:0216 | [10 empty] | FALSE |  |  | SYNC |  |  |  |  | THOR\acont | 2024-09-08 17:27 |  | [Gentex, Potter] [NAC] [#2 NAC INPUT] AVS44-R, AVS44-W, AVSM-R, AVSM-R, AVSM-W, AVSM-W [Gentex, Potter] [NAC] [#1 NAC INPUT] AVS44-R, AVS44-W, AVSM-R, AVSM-R, AVSM-W, AVSM-W
ba212c5d-fd6e-45f2-9ed4-a0a79b58e378 | NFPA 170 HEAT DETECTOR |  |  | North | Hochiki |  | Heat Detector |  |  |  | Module | TRUE | ACD-V w/SCI-B6 SHORT CIRCUIT ISOLATOR BASE | ACD-V MULTI-CRITERIA SENSOR | ACD-V MULTI-CRITERIA SENSOR w/SCI-B6 SHORT CIRCUIT ISOLATOR BASE HEAT/CO | 1 | 0.00045 | 0.0072 |  |  |  |  | TRUE | TRUE |  | *Refer to Install Sheet |  |  | #FFFF0000 | FA-NFPA 170 HEAT DETECTOR | 1 | FALSE | FALSE | FALSE | 1403 | [16 empty] | SCI, CO |  |  | DESKTOP-7SAL8M7\acont | 2019-12-04 11:23 | THOR\acont | 2024-09-08 17:27 | Cloned from Hochiki ACD-V w/SCI-B6 SHORT CIRCUIT ISOLATOR BASE | [Hochiki] [SLC HOCHIKI] 01 [*] [SLC] ACD-V w/ASBL SOUNDER BASE (C), ACD-V w/HSB-NSA-6 STANDARD BASE (C), ACD-V w/SCI-B4 SHORT CIRCUIT ISOLATOR BASE (C), ACD-V w/SCI-B6 SHORT CIRCUIT ISOLATOR BASE (C), ACD-V w/YBN-NSA-4 STANDARD BASE (C), ATG-EA w/ASB SOU
67cef49d-036d-493e-bf90-a0a82f0d4ba8 |  |  |  | North | Edwards |  | Cards & Components |  |  |  | Card | TRUE | 2-DACT |  | OBSOLETE - Dual Line Dialer, supports 4/2 & Contact ID | 1 | [6 empty] | TRUE | [5 empty] | #FFFFFFFF |  |  | FALSE | FALSE | FALSE | [14 empty] | FALSE | [7 empty] | THOR\acont | 2024-10-09 10:48
254d14fd-0423-4b31-84be-a0ad1ebb8198 | NFPA 170 FIRE ALARM CONTROL UNIT | RISER FACP |  | North | Siemens |  | Fire Alarm Control Unit |  |  |  | Assembly | TRUE | FC901-U3 | S54433-C105-A1+ | 50 Pt Electronic Kit - Main Board - 170W PS | 1 | [6 empty] | FALSE | [5 empty] | #FFFF0000 | FA-NFPA 170 FIRE ALARM CONTROL UNIT | 1 | FALSE | FALSE | FALSE | 202 | [8 empty] | 12,18 |  |  | 6.5 |  | TRUE | [5 empty] | DESKTOP-7SAL8M7\acont | 2018-09-19 06:30 | THOR\acont | 2024-09-08 17:27 | Cloned from Siemens FC924-US
0de4cf39-68bb-4c08-87ef-a0ae709818a3 |  |  |  | North | Siemens | [5 empty] | Module | TRUE | MPR-RK | 500-634775 | MOUNTS MODULES CC-5/CC-2 /PSC-12/PSX-12/ZAM-180 | 1 | [12 empty] | #FFFFFFFF |  |  | FALSE | FALSE | FALSE | [20 empty] | DESKTOP-7SAL8M7\acont | 2019-08-13 09:04 | THOR\acont | 2024-10-09 10:48
45b82c43-3ec6-44a1-98d6-a0b004c13b78 |  |  |  | North | Siemens | [5 empty] | Module | TRUE | CAB-MP | 500-633012 | CAB-MP MOUNTING PLATE (1 ROW) MOUNTS IN CAB'S | 1 | [12 empty] | #FFFFFFFF |  |  | FALSE | FALSE | FALSE | [20 empty] | DESKTOP-7SAL8M7\acont | 2019-08-13 09:04 | THOR\acont | 2024-10-09 10:48
0416994b-4308-4887-be5b-a0b456c4ff6c | NFPA 170 NOTIFICATION CIRCUIT EXTENDER PANEL | RISER NAC |  | North | Autocall |  | Notification Circuit Extender Panel |  |  |  | Assembly | TRUE | A009-9706 | ++ | 4009 IDNAC Extender with cabinet. Unit includes one 3 amp IDNAC SLC, up to 2 amps auxiliary power/simple NAC, and battery charger. 120/240 VAC, 50/60 Hz input, auto-select. Platinum. | 1 | [6 empty] | FALSE | [5 empty] | #FFFF0000 | FA-NFPA 170 NOTIFICATION CIRCUIT EXTENDER PANEL | 1 | FALSE | FALSE | FALSE | 212 | [8 empty] | 6.2,10,12.7,18,25,33 |  | 12.7 |  |  | TRUE | [5 empty] | THOR\acont | 2024-08-13 16:12 | THOR\acont | 2024-09-08 17:27 | Cloned from Autocall A009-9705
fb825a6a-421c-4740-b2b6-a0b4b6d2b2d3 | NFPA 170 STROBE WALL |  |  | North | Autocall |  | Strobe |  |  |  | Module | TRUE | A4906-9101 | + | Multi-candela strobe, Wall Mount, Fire, Red | 1 | 0 | 0 |  |  |  |  | TRUE | [5 empty] | #FF0070C0 | FA-NFPA 170 STROBE WALL | 1 | FALSE | FALSE | FALSE | 2023 | [19 empty] | DESKTOP-0D6CQVA\lousc | 2019-07-05 09:04 | THOR\acont | 2024-09-08 17:27 |  | [Autocall, Simplex] [NAC] [MAX] 4906-9101, 4906-9103, 4906-9109, 4906-9111, A4906-9101, A4906-9103, A4906-9109, A4906-9111
33d5395c-7053-4168-b65e-a0b61e04dd06 | CADGEN DOOR CONTACT |  |  | North | NASCOM | Security/Access Control | Door Contact |  |  |  | Module | TRUE | N200AU/ST036 x 2 | 100503017 | CONTACT, SMALL OH DOOR CONTACT (2 DOORS) | 1 | [6 empty] | TRUE | [5 empty] | #FFFF0000 | FA-CADGEN DOOR CONTACT | 1 | FALSE | FALSE | FALSE | [17 empty] | B (2) |  |  | HBW\himanshu | 2019-07-11 14:13 | THOR\acont | 2024-09-08 17:27 | Cloned from NASCOM N200AU/ST036 | [NASCOM] [IDC] 02 C CONTACT, D CONTACT, N1178CGSHK/STO36W1, N200AU/ST036, N200AU/ST036 x 2 [NASCOM] [ACCESS CONTROL INPUT] [*] C CONTACT, D CONTACT, N1178CGSHK/STO36W1, N200AU/ST036, N200AU/ST036 x 2 [NASCOM] [IDC] 01 [INPUT] C CONTACT, D CONTACT, MET-200, MET-200 AR, MET-201B, MET-201B AR, MET-202C, MET-202C AR, MET-202C AR-WP18, MET-204C, MET-204C AR, N1178CGSHK/STO36W1, N200AU/ST036, N200AU/ST036 x 2, N505AUTMC, N707AU/M, N707AU/ST, N707AU/STATS, [NASCOM] [ACCESS CONTROL INPUT] [*] [INPUT] C CONTACT, D CONTACT, MET-200, MET-200 AR, MET-201B, MET-201B AR, MET-202C, MET-202C AR, MET-202C AR-WP18, MET-204C, MET-204C AR, N1178CGSHK/STO36W1, N200AU/ST036, N200AU/ST036 x 2, N505AUTMC, N707AU/M, N707AU/
b1533341-b921-4c75-8c10-a0c01dacaaf9 | NFPA 170 DUCT SMOKE DETECTOR |  |  | North | Monaco Enterprises |  | Duct Smoke Detector |  |  |  | Assembly | TRUE | 723-370-00 | ++ | DETECTOR HOUSING,SYSTEM:DUCT,PHOTOELECTRIC,INTELLIGENT,NONRELAY,LOWFLOW | 1 | 0.0003 | 0.0003 |  |  |  |  | FALSE | TRUE | FLUSH |  | N/A | N/A | #FFFF0000 | FA-NFPA 170 DUCT SMOKE DETECTOR | 1 | FALSE | FALSE | FALSE | 1400 |  |  | 3242-1653:0209 | [10 empty] | FALSE | [5 empty] | DESKTOP-7SAL8M7\acont | 2020-02-23 09:55 | THOR\acont | 2024-09-08 17:27 | Cloned from Notifier DNR | [Monaco Enterprises] [SLC MODULES SENSORS] 01 [*] 708-026-01, 708-031-00, 721-121-00 w/B200SR-LF-WH (C), 721-121-00 w/B200SR-WH (C), 721-121-00 w/B210LP (C), 721-121-00 w/B224RB-WH (C), 721-121-00 w/B501 (C), 721-124-00 w/B200SR-LF-WH (C), 721-124-00 w/B [Monaco Enterprises] [SLC SENSORS] 02 [*] 723-370-00 (C), 723-371-00 (C), DNRW (C) [Monaco Enterprises] [SLC MODULES/SENSORS] 02 [*] 723-370-00 (C), 723-371-00 (C), DNRW (C) [Monaco Enterprises] [SLC SENSORS] 01 [*] 721-121-00 w/B200SR-LF-WH (C), 721-121-00 w/B200SR-WH (C), 721-121-00 w/B210LP (C), 721-121-00 w/B224RB-WH (C), 721-121-00 w/B501 (C), 721-124-00 w/B200SR-LF-WH (C), 721-124-00 w/B200SR-WH (C), 721-124-00 w/B210L | [Fike, Firelite, Monaco Enterprises, Notifier, Space Age Electronics] 723-370-00, 723-371-00, D365PL, D4120, D4120W, DNR, DNR w/FIK‐2351R, DNR w/FSP-851R, DNR w/FSP-951R, DNR w/FSP-951R-IV, DNR w/NP-100R, DNR w/NP-200R, DNR w/SD365R, DNRW, DNRW w/FSP-951R
7cd94e2e-f674-4f1c-b423-a0c08498dc4d | NFPA 170 FIRE ALARM CONTROL UNIT | RISER FACP |  | North | Notifier |  | Fire Alarm Control Unit |  |  |  | Assembly | TRUE | NFW2-100 | + | FireWarden-100-2 Rev 3 198-point addressable Fire Alarm Control Panel, one SLC loop. Includes 80-character LCD display, single printed circuit board mounted on chassis, and cabinet. 120 VAC operation. | 1 | [6 empty] | FALSE | FALSE |  |  |  |  | #FFFF0000 | FA-NFPA 170 FIRE ALARM CONTROL UNIT | 1 | FALSE | FALSE | FALSE | 202 | [8 empty] | 7,12,18 |  |  | 6 |  | TRUE | [7 empty] | THOR\acont | 2024-09-08 17:27
4bf864bd-1173-4bff-96e1-a0c63858aae9 | NFPA 170 HORN STROBE CEILING |  |  | North | Edwards |  | Horn/Strobe |  |  |  | Module | TRUE | WG4WN-HVMC (C) |  | Outdoor rated horn-strobe, white without marking, clear lens | 1 | 0 | 0.297 |  |  |  |  | FALSE | TRUE |  |  |  |  | #FF0070C0 | FA-NFPA 170 HORN STROBE CEILING | 1 | FALSE | FALSE | FALSE | 2013 | [13 empty] | FALSE |  |  | C, WP |  |  | DESKTOP-7SAL8M7\acont | 2018-08-27 11:54 | THOR\acont | 2024-09-08 17:27 | Cloned from Edwards WG4WN-HVMC | [Edwards, Kidde] [NAC] [16 VDC, CONTINUOUS] WG4RF-HVMC, WG4RF-HVMC (C) (C), WG4RN-HVMC, WG4RN-HVMC (C) (C), WG4WF-HVMC, WG4WF-HVMC (C) (C), WG4WN-HVMC, WG4WN-HVMC (C) (C) [Edwards, Kidde] [NAC] [16 VFWR, CONTINUOUS] WG4RF-HVMC, WG4RF-HVMC (C) (C), WG4RN-HVMC, WG4RN-HVMC (C) (C), WG4WF-HVMC, WG4WF-HVMC (C) (C), WG4WN-HVMC, WG4WN-HVMC (C) (C) [Edwards, Kidde] [NAC] [24 VDC, CONTINUOUS] WG4RF-HVMC, WG4RF-HVMC (C) (C), WG4RN-HVMC, WG4RN-HVMC (C) (C), WG4WF-HVMC, WG4WF-HVMC (C) (C), WG4WN-HVMC, WG4WN-HVMC (C) (C)
7a78cdd6-dc93-4e8e-bbdd-a0d0f10a6051 |  |  |  | North | Edwards |  | Hardware |  |  |  | Hardware | TRUE | FW-CGS |  | Color Graphics Software /wo Common Controls | 1 | [6 empty] | FALSE | [5 empty] | #FFFFFFFF |  |  | FALSE | FALSE | FALSE | [14 empty] | FALSE | [7 empty] | THOR\acont | 2024-10-09 10:48
5c6871a0-75db-4218-934f-a0d2896d7970 | NFPA 170 ADDRESSABLE OUTPUT MODULE |  |  | North | Kidde |  | Addressable Control/Relay |  |  |  | Module | TRUE | GSA-CRH | ++ | High Power Control Relay Module | 1 | 7.5e-05 | 7.5e-05 |  |  | 19.95 | 15.2 | FALSE |  |  | North American double-gang × 2-1/8 in. (54 mm) deep box North American standard 4 in. square × 2-1/8 in. (54 mm) deep box |  |  | #FFFF0000 | FA-NFPA 170 ADDRESSABLE OUTPUT MODULE | 1 | FALSE | FALSE | FALSE | 1100 | CAN/ULC-S527, UL 864 | [12 empty] | FALSE | [5 empty] | DESKTOP-7SAL8M7\acont | 2020-01-02 08:16 | THOR\acont | 2024-09-08 17:27 | Cloned from Edwards SIGA-CRH | [Edwards, Kidde] [SLC EST MODULES] 04 [*] [EST3, iO1000 ] FX-RLY, GSA-CR, GSA-CRH, GSA-CRR, GSA-MCR, GSA-MCRR, SIGA-CR, SIGA-CR2, SIGA-CRH, SIGA-CRR, SIGA-MCR, SIGA-MCRR [Edwards, Kidde] [AUX POWER, RELAY] [RISER INPUT] GSA-CR, GSA-CRH, GSA-CRR, SIGA-CR, SIGA-CR2, SIGA-CRH, SIGA-CRR [Kidde] [SLC EST MODULES SENSORS] [*] [#1 SHARED ADDR ¦ MODULES] 76-330002-101, 84-330002-001, FX-270, FX-278, FX-2WIRE, FX-IDC1A, FX-IDC1B, FX-IDC2B, FX-IDCWS, FX-ISO, FX-NAC, FX-RLY, GSA-CC1, GSA-CC1S, GSA-CC2, GSA-CR, GSA-CRH, GSA-CRR, GSA-CT1, GSA-CT [Kidde] [SLC EST MODULES] [*] [#3 TYPE ADDR ¦ MODULES] 76-330002-101, 84-330002-001, FX-270, FX-278, FX-2WIRE, FX-IDC1A, FX-IDC1B, FX-IDC2B, FX-IDCWS, FX-ISO, FX-NAC, FX-RLY, GSA-CC1, GSA-CC1S, GSA-CC2, GSA-CR, GSA-CRH, GSA-CRR, GSA-CT1, GSA-CT2, GSA-IO, [Kidde] [AUX POWER] [AUX POWER IN] GSA-CRH [Edwards, Kidde] [SLC EST MODULES/SENSORS] 05 [*] [iO64] FX-ISO, FX-RLY, GSA-CR, GSA-CRH, GSA-CRR, GSA-MCR, GSA-MCRR, SIGA-CR, SIGA-CR2, SIGA-CRH, SIGA-CRR, SIGA-MCR, SIGA-MCRR | [Edwards, Kidde] GSA-CR, GSA-CRH, GSA-CRR, SIGA-CR, SIGA-CR2, SIGA-CRH, SIGA-CRR
20a9ac95-c1a7-44f6-99db-a0d35d4a7df4 |  |  |  | North | Siemens | [5 empty] | Module | TRUE | HUB-4 | 500-048820 | HUB-4 SUB-ASSEMBLY | 1 | [12 empty] | #FFFFFFFF |  |  | FALSE | FALSE | FALSE | [20 empty] | DESKTOP-7SAL8M7\acont | 2019-08-13 09:04 | THOR\acont | 2024-10-09 10:48
a22ef02f-e6fb-4980-ad0c-a0e455a387b0 | NFPA 170 ADDRESSABLE OUTPUT MODULE |  |  | North | Notifier |  | Addressable Control/Relay |  |  |  | Module | TRUE | NC-100 | ++ | Intelligent addressable control module. | 1 | 0.00035 | 0.0065 |  |  |  |  | FALSE | FALSE | FLUSH |  | 4" SQ. DEEP | N/A | #FFFF0000 | FA-NFPA 170 ADDRESSABLE OUTPUT MODULE | 1 | FALSE | FALSE | FALSE | 1100 |  |  | 7300-0028:230 |  | S635 | [8 empty] | FALSE | [5 empty] | DESKTOP-7SAL8M7\acont | 2020-11-18 08:28 | THOR\acont | 2024-09-08 17:27 | Cloned from Notifier NC-100R | [Honeywell, Notifier, System Sensor] [SLC MODULES SENSORS] [*] [#1 SHARED ADDR ¦ MODULES] 30-3013 w/FMM-101, Q3013D, ACM-8R, ACPS-610, AMPS-24, AMPS-24E, EM-1M, EM-1MI, EM-1MM, EM-1MMI, EM-1R, EM-1RI, EM-1SR, EM-1SRI, FCM-1, FCM-1-REL, FD7044 MM-101, FDM [Notifier] [AUDIO 25v, AUDIO 70.7v, AUX POWER, FFT, NAC] [RISER INPUT] NC-100 [Honeywell, Notifier, System Sensor] [SLC MODULES] [*] [#3 TYPE ADDR ¦ MODULES] 30-3013 w/FMM-101, Q3013D, ACM-8R, ACPS-610, AMPS-24, AMPS-24E, EM-1M, EM-1MI, EM-1MM, EM-1MMI, EM-1R, EM-1RI, EM-1SR, EM-1SRI, FCM-1, FCM-1-REL, FD7044 MM-101, FDM-1, FDRM-1 | [Notifier] EM-1SR, EM-1SRI, FCM-1, NC-100 [Notifier] EM-1SR, EM-1SRI, FCM-1, NC-100 [Notifier] EM-1SR, EM-1SRI, FCM-1, NC-100
ef2ccf96-8d9f-49cb-8b0c-a0e518c99156 | NFPA 170 MULTI DETECTOR CO |  |  | North | Fike |  | Multi Criteria Detector |  |  |  | Module | TRUE | FIK-FC351 w/B224RB-WH | ++ | Advanced multi‐criteria fire/CO detector, bright white color, Relay Base | 1 | 0.0002 | 0.0045 |  |  | 24 |  | FALSE | TRUE |  |  | 2.7” H x 6.875” D (69 mm x 175 mm), installed in B200S series sounder base |  | #FFFF0000 | FA-NFPA 170 MULTI DETECTOR CO | 1 | FALSE | FALSE | FALSE | 1408 | [13 empty] | FALSE |  |  | CO, R |  |  | DESKTOP-7EIEB7A\acont | 2023-01-03 07:49 | THOR\acont | 2024-09-08 17:27 | Cloned from Notifier FCO-951 w/B224RB-WH | [Fike] [SLC IDP SENSORS] [*] [#4 TYPE ADDR ¦ SENSORS] DNR w/FIK‐2351R (C), FIK-2351 w/B200S-LF-WH (C), FIK-2351 w/B200S-WH (C), FIK-2351 w/B224RB-WH (C), FIK-2351 w/B300-6 (C), FIK-2351T w/B200S-LF-WH (C), FIK-2351T w/B200S-WH (C), FIK-2351T w/B224RB-WH
c127ee75-36c2-4db2-80d9-a0e7de106c61 | NFPA 170 HEAT DETECTOR |  |  | North | Autocall |  | Heat Detector |  |  |  | Module | TRUE | A4098-9733 w/A4098-9791 | + | TrueAlarm Heat Detector w/TrueAlarm Sensor Base - 4-wire w/LED or Relay Connections | 1 | 0.0008 | 0.001 |  |  |  |  | TRUE | TRUE |  |  |  |  | #FFFF0000 | FA-NFPA 170 HEAT DETECTOR | 1 | FALSE | FALSE | FALSE | 1403 | [19 empty] | DESKTOP-0D6CQVA\lousc | 2019-07-07 15:34 | THOR\acont | 2024-09-08 17:27 | 20191121 AC Detector with base | [Autocall, Simplex] [IDNet] [SENSORS ++] 4098-9714 (C), 4098-9714 w/4098-9770 (C), 4098-9714 w/4098-9771 (C), 4098-9714 w/4098-9772 (C), 4098-9714 w/4098-9773 (C), 4098-9714 w/4098-9780 (C), 4098-9714 w/4098-9789 (C), 4098-9714 w/4098-9791 (C), 4098-9714 [Autocall, Simplex] [AUX POWER] [RELAY POWER (OPTIONAL)] 2098-9737, 4098-9714 w/4098-9791 (C), 4098-9733 w/4098-9791 (C), 4098-9734 w/4098-9791 (C), A2098-9737, A4098-9714 w/A4098-9791 (C), A4098-9733 w/A4098-9791 (C), A4098-9734 w/A4098-9791 (C) | [Autocall, Simplex] 4098-9601 w/4098-9682, 4098-9602 w/4098-9682, 4098-9605 w/4098-9682, 4098-9733 w/4098-9791, 4098-9734 w/4098-9791, A4098-9601 w/A4098-9682, A4098-9602 w/A4098-9682, A4098-9605 w/A4098-9682, A4098-9714 w/A4098-9791, A4098-9733 w/A4098-9
ce7e4315-936f-4b25-91ec-a0fecd28db06 | NFPA 170 REMOTE ANNUNCIATOR | RISER ANNUNCIATOR |  | North | Hochiki |  | Remote Annunciator |  |  |  | Module | TRUE | FN-LCD-N | LCD NETWORK ANNUNCIATOR RED | LCD NETWORK ANNUNCIATOR GREY | 1 | 0.15 | 0.27 |  |  |  |  | TRUE |  |  | *Refer to Install Sheet | 14.5” W x 10” H x 3.3” D |  | #FFFF0000 | FA-NFPA 170 REMOTE ANNUNCIATOR | 1 | FALSE | FALSE | FALSE | 255 | [19 empty] | DESKTOP-0D6CQVA\lousc | 2019-09-24 08:49 | THOR\acont | 2024-09-08 17:27 | from Hochiki FN-LCD-N | [AutoPulse, Hochiki, VES] [RS-485] [Network] 542R (433607), FN2127US0ERS120, FN-2127US0ERS-220, FN2127US1ERS120, FN-2127US1ERS-220, FN4127US0ERS120, FN-4127US0ERS-220, FN4127US1ERS120, FN-4127US1ERS-220, FN-LCD-N, FN-LCD-S, FNP-1127, FNP-1127ES0EGS-120, [Hochiki] [AUX POWER] FN-LCD-N
ba97c101-8fc8-4f15-901a-a105a5410357 |  |  |  | North | Edwards |  | Hardware |  |  |  | Hardware | TRUE | P-039250 |  | Steel Box for Surface Mounting | 1 | [6 empty] | FALSE | [5 empty] | #FFFFFFFF |  |  | FALSE | FALSE | FALSE | [14 empty] | FALSE | [7 empty] | THOR\acont | 2024-10-09 10:48
e1ca690d-236f-4c4c-84be-a106224d09e6 |  |  |  | North | Bosch | [5 empty] | Module | TRUE | EA102A-304 | * | ESCORT RECIEVER 304.00MHz 0000066478 | 1 | [12 empty] | #FFFFFFFF |  |  | FALSE | FALSE | FALSE | [20 empty] | DESKTOP-7EIEB7A\acont | 2021-08-13 06:25 | THOR\acont | 2024-10-09 10:48
49a00855-885b-4c44-96ba-a10a81d49c01 |  |  |  | North | Siemens | [5 empty] | Module | TRUE | OSID-EHE | S54333-F69-A1 | Emitter Environmental Housing | 1 | [12 empty] | #FFFFFFFF |  |  | FALSE | FALSE | FALSE | [22 empty] | THOR\acont | 2024-10-09 10:48
699702d0-51b2-45ac-a83a-a10b1ce5be8f | NFPA 170 HORN STROBE |  |  | North | Eaton Wheelock |  | Horn/Strobe |  |  |  | Module | TRUE | LFHSKW3 | + | Horn/Strobe Exceder Series, White, FIRE, LED, LF, 110cd | 1 | [6 empty] | FALSE | FALSE |  |  |  |  | #FF0070C0 | FA-NFPA 170 HORN STROBE | 1 | FALSE | FALSE | FALSE | 2012 | [13 empty] | FALSE | [5 empty] | DESKTOP-7SAL8M7\acont | 2018-12-19 11:28 | THOR\acont | 2024-09-08 17:27 | Cloned from Wheelock HSW | [Eaton Wheelock] [NAC] LFHSKR3, LFHSKR3-AL, LFHSKR3-CO, LFHSKR3-N, LFHSKW3, LFHSKW3-AL, LFHSKW3-CO, LFHSKW3-N
c3e64530-0a39-41af-a0d0-a10f260a5546 |  |  |  | North | Edwards |  | Hardware |  |  |  | Hardware | TRUE | 3-RCC14R-E |  | Red Remote Chassis Cabinet /w Cover, EN-54 | 1 | [12 empty] | #FFFFFFFF |  |  | FALSE | FALSE | FALSE | [22 empty] | THOR\acont | 2024-10-09 10:48
1f4bbf8d-5b83-4e58-9819-a1156b573902 | NFPA 170 FIRE ALARM CONTROL UNIT | RISER FACP |  | North | Potter |  | Fire Alarm Control Unit |  |  |  | Assembly | TRUE | AFC-50 | + | Fire Alarm Control Panel | 1 | [6 empty] | FALSE | [5 empty] | #FFFF0000 | FA-NFPA 170 FIRE ALARM CONTROL UNIT | 1 | FALSE | FALSE | FALSE | 251 |  |  | 7165-0328:0509 | [5 empty] | 8,18,55 |  |  | 5 |  | TRUE | [7 empty] | THOR\acont | 2024-09-08 17:27
73dc3c9c-d97c-4c2a-ac70-a1182c6e808d |  |  |  | North | Hochiki |  | Cards & Components |  |  |  | Card | TRUE | S793 |  | 4 Channel NAC Panel Module - Future | 1 | [6 empty] | TRUE | [5 empty] | #FFFFFFFF |  |  | FALSE | FALSE | FALSE | [20 empty] | DESKTOP-GHR3H5U\Anthony | 2019-11-27 07:44 | THOR\acont | 2024-10-09 10:48 | Cloned from Hochiki S406
e076fd1a-735b-444d-975e-a12031b9f313 | NFPA 170 STROBE WALL |  |  | North | Simplex |  | Strobe |  |  |  | Module | TRUE | 4906-9103 | + | Multi-candela strobe, Wall Mount, Fire, White | 1 | 0 | 0 |  |  |  |  | TRUE | [5 empty] | #FF0070C0 | FA-NFPA 170 STROBE WALL | 1 | FALSE | FALSE | FALSE | 2023 | [19 empty] | DESKTOP-7EIEB7A\acont | 2022-03-07 06:50 | THOR\acont | 2024-09-08 17:27 | Cloned from Autocall A4906-9103 | [Autocall, Simplex] [NAC] [MAX] 4906-9101, 4906-9103, 4906-9109, 4906-9111, A4906-9101, A4906-9103, A4906-9109, A4906-9111
0e000d88-dccf-487e-b6ca-a12181d16864 |  |  |  | North | Notifier |  | Hardware |  |  |  | Hardware | TRUE | YM0720 |  | VB000063 - Battery Cabinet w/ Fire Command Logo and Notifier Lock | 1 | [6 empty] | TRUE | [5 empty] | #FFFFFFFF |  |  | FALSE | FALSE | FALSE | [20 empty] | DESKTOP-7EIEB7A\acont | 2022-04-15 16:23 | THOR\acont | 2024-10-09 10:48
f4eed30e-31d5-43dc-be6f-a12596c6ebca |  |  |  | North | Siemens | [5 empty] | Module | TRUE | IIC | 500-850328 | INTERFACE ISOLATION CARD REQUIRED FOR NCC TO NRC CONNECTIONS | 1 | [12 empty] | #FFFFFFFF |  |  | FALSE | FALSE | FALSE | [20 empty] | DESKTOP-7SAL8M7\acont | 2019-08-13 09:04 | THOR\acont | 2024-10-09 10:48
e66fa2b6-380e-4256-abd7-a136f71abaaa |  |  |  | North | MIRCOM | [5 empty] | Module | TRUE | QMT-5302N | new | Master Network Telephone Control Module | 1 | [12 empty] | #FFFFFFFF |  |  | FALSE | FALSE | FALSE | [20 empty] | THOR\acont | 2024-02-24 16:13 | THOR\acont | 2024-10-09 10:48
b56655e1-349f-49ed-8d37-a13e1dffba21 | NFPA 170 FIRE ALARM CONTROL UNIT | RISER FACP |  | North | Hochiki |  | Fire Alarm Control Unit |  |  |  | Assembly | TRUE | LA801K1-40 |  | FireNET L@TITUDE Analog Addressable Fire Alarm Control Panel, 8 Slot Standard Plex-Door Enclosure, 5.25 A 115V, 2-Loop Panel Module, Hochiki Protocol, Network Module, and Media Gateway™, Gray, 48 Zone LEDs | 1 | [6 empty] | FALSE |  |  | *Refer to Install Sheet | 16.5in (W) x 23.2in (H) x 6in (D) | KM5FCRD (Optional Semi-Flush Mounting Kit) | #FFFF0000 | FA-NFPA 170 FIRE ALARM CONTROL UNIT | 1 | FALSE | FALSE | FALSE | 202 | [8 empty] | 7,12,18,28,33,40 |  |  | 5.25 |  | TRUE | [5 empty] | DESKTOP-GHR3H5U\Anthony | 2019-11-27 08:00 | THOR\acont | 2024-09-08 17:27
ed1df342-c321-479a-951c-a13fc947e01d | NFPA 170 SPEAKER STROBE |  |  | North | Edwards |  | Speaker/Strobe |  |  |  | Module | TRUE | G4WN-S2VMB |  | 25V Speaker/Strobe, White, no markings, Multi-cd blue | 1 | 0 | 0.078 |  |  |  |  | FALSE | [5 empty] | #FF0070C0 | FA-NFPA 170 SPEAKER STROBE | 1 | FALSE | FALSE | FALSE | 2019 | [13 empty] | FALSE | [7 empty] | THOR\acont | 2024-09-08 17:27 |  | [Edwards, Kidde] [AUDIO 25v] [25V AUDIO] EGCF-S2VMH (C), G4F-S2, G4F-S2V1575, G4F-S2VM, G4HFRF-S2, G4HFRF-S2VMC, G4HFRN-S2, G4HFRN-S2VMC, G4HFWA-S2, G4HFWA-S2VMA, G4HFWA-S2VMC, G4HFWF-S2, G4HFWF-S2VMC, G4HFWN-S2, G4HFWN-S2VMA, G4HFWN-S2VMC, G4RF-S2, G4RF [Edwards, Kidde] [NAC] [24 VDC] G4ERA-A, G4ERA-B, G4ERA-G, G4ERA-R, G4ERF-C, G4ERN-A, G4ERN-B, G4ERN-C, G4ERN-G, G4ERN-R, G4EWA-A, G4EWA-B, G4EWA-G, G4EWA-R, G4EWF-C, G4EWN-A, G4EWN-B, G4EWN-C, G4EWN-G, G4EWN-R, G4F-S2V1575, G4F-S2VM, G4F-S7V1575, G4F-S7 [Edwards, Kidde] [NAC] [16 VDC] G4ERA-A, G4ERA-B, G4ERA-G, G4ERA-R, G4ERF-C, G4ERN-A, G4ERN-B, G4ERN-C, G4ERN-G, G4ERN-R, G4EWA-A, G4EWA-B, G4EWA-G, G4EWA-R, G4EWF-C, G4EWN-A, G4EWN-B, G4EWN-C, G4EWN-G, G4EWN-R, G4F-S2V1575, G4F-S2VM, G4F-S7V1575, G4F-S7
627be114-8d70-4cba-ba36-a1428a5043cc |  |  |  | North | Monaco Enterprises |  | Hardware |  |  |  | Hardware | TRUE | 588-094-00 |  | BACKBOX:CSM,WHT,T-1,STB;SPKR;SPKR/STB;HN/STB;CH/STB,6.9W X 6.3H X 2.5D | 1 | [6 empty] | FALSE | [5 empty] | #FFFFFFFF |  |  | FALSE | FALSE | FALSE | [14 empty] | FALSE | [5 empty] | DESKTOP-7SAL8M7\acont | 2020-02-23 12:51 | THOR\acont | 2024-10-09 10:48 | Cloned from Monaco Enterprises 588-097-00 CLONED
f915ddc7-c0d2-45b5-afa4-a1474bec3036 | NFPA 170 HORN |  |  | North | Edwards |  | Horn |  |  |  | Module | TRUE | G1R-HD |  | Temporal Horn, 84.4 or 79.4 dBA, red | 1 | 0 | 0.036 |  |  |  |  | FALSE | [5 empty] | #FF0070C0 | FA-NFPA 170 HORN | 1 | FALSE | FALSE | FALSE | 2010 | [13 empty] | FALSE | [7 empty] | THOR\acont | 2024-09-08 17:27 |  | [Edwards, Kidde] [NAC] [24 VDC, HIGH DB] EG1F-HD, EG1F-P, G1F-HD, G1F-P, G1-HD, G1-P, G1RF-HD, G1RF-P, G1R-HD, G1R-P [Edwards, Kidde] [NAC] [16 VDC, HIGH DB] EG1F-HD, EG1F-P, G1F-HD, G1F-P, G1-HD, G1-P, G1RF-HD, G1RF-P, G1R-HD, G1R-P [Edwards, Kidde] [NAC] [16 VDC, LOW DB] EG1F-HD, EG1F-P, G1F-HD, G1F-P, G1-HD, G1-P, G1RF-HD, G1RF-P, G1R-HD, G1R-P [Edwards, Kidde] [NAC] [24 VDC, LOW DB] EG1F-HD, EG1F-P, G1F-HD, G1F-P, G1-HD, G1-P, G1RF-HD, G1RF-P, G1R-HD, G1R-P
efa2e417-da10-4d76-b46c-a14e86f4c160 | NFPA 170 NOTIFICATION CIRCUIT EXTENDER PANEL | RISER NAC |  | North | Eaton Wheelock |  | Notification Circuit Extender Panel |  |  |  | Assembly | TRUE | PS-24-8MC | + | 8 amp power supply, red enclosure, 120V | 1 | [6 empty] | FALSE | FALSE |  |  |  |  | #FFFF0000 | FA-NFPA 170 NOTIFICATION CIRCUIT EXTENDER PANEL | 1 | FALSE | FALSE | FALSE | 212 | [8 empty] | 12 |  |  | 8 |  | TRUE | [5 empty] | DESKTOP-7EIEB7A\acont | 2022-02-17 16:54 | THOR\acont | 2024-09-08 17:27 | Cloned from Eaton Wheelock PS-8-LP
045dbdc9-5f84-46e1-89b1-a1535bc37ab8 | NFPA 170 SMOKE DETECTOR |  |  | North | DMP |  | Smoke Detector |  |  |  | Module | TRUE | 2W-BLX/10 |  | Photoelectric smoke detector | 1 | 0.0126 | 0.013 |  |  |  |  | FALSE | TRUE |  |  |  |  | #FFFF0000 | FA-NFPA 170 SMOKE DETECTOR | 1 | FALSE | FALSE | FALSE | 1408 | [13 empty] | FALSE | [7 empty] | THOR\acont | 2024-09-08 17:27 | 20191121 AC Detector without base | [DMP] [AUX POWER] [AUX INPUT] 2W-BLX/10 (C), 2WT-BLX/10 (C) [DMP] [DMP LX BUS] [*] [LX BUS] 2W-BLX/10 (C), 2WT-BLX/10 (C), 850D/711 (C), 850D/711S (C), 850S/711 (C), 850S/711S (C)
5763b6fb-2377-4627-9ccf-a156b5188025 | NFPA 170 HORN STROBE |  |  | North | Monaco Enterprises |  | Horn/Strobe |  |  |  | Module | TRUE | 585-101-00 | + | HORN STB:RED,T-1,WM,2-WIRE,INDOOR,24V,CLR LENS,NO LTR,15-185 CANDELA | 1 | 0 | 0.245 |  |  |  |  | FALSE | [5 empty] | #FF0070C0 | FA-NFPA 170 HORN STROBE | 1 | FALSE | FALSE | FALSE | 2012 | [13 empty] | FALSE | [5 empty] | DESKTOP-7SAL8M7\acont | 2020-02-23 12:36 | THOR\acont | 2024-09-08 17:27 | Cloned from System Sensor P2RL-P | [Monaco Enterprises] [NAC] [16 VDC, TEMPORAL HIGH] 585-098-00, 585-101-00, 585-102-00, 585-103-00 [Monaco Enterprises] [NAC] [16 VFWR, TEMPORAL HIGH] 585-098-00, 585-101-00, 585-102-00, 585-103-00
a6ddd0a4-d5c4-42ec-9bb3-a1587087043e | NFPA 170 REMOTE ANNUNCIATOR | RISER ANNUNCIATOR |  | North | Hochiki |  | Remote Annunciator |  |  |  | Module | TRUE | LFC00NC-40 | + | L@titude Network Vision Annunciator, Gray | 1 | 0.253 | 0.341 |  |  |  |  | FALSE |  |  | *Refer to Install Sheet |  |  | #FFFF0000 | FA-NFPA 170 REMOTE ANNUNCIATOR | 1 | FALSE | FALSE | FALSE | 255 | [19 empty] | DESKTOP-GHR3H5U\Anthony | 2019-11-27 07:12 | THOR\acont | 2024-09-08 17:27 | Cloned from Hochiki LFC00NC-10 | [Hochiki, VES] [AUX POWER] [*] GF-5210-R, HCA-RA, LFC00NC-10, LFC00NC-40, LFC00NC-60 [Hochiki] [RS-485] [NETWORK] LFC00NC-10, LFC00NC-40, LFC00NC-60, S723 | [Hochiki] LFC00NC-10, LFC00NC-40, LFC00NC-60, S723
e0584c5f-b67b-444f-a807-a1642b1ba2dd |  |  |  | North | Autocall |  | Hardware |  |  |  | Hardware | TRUE | 2081-9279 | ++ | System Batteries, Sealed Lead-Acid, 110 Ah | 1 | 0 | 0 |  |  |  |  | TRUE | [5 empty] | #FFFFFFFF |  |  | FALSE | FALSE | FALSE | [20 empty] | DESKTOP-0D6CQVA\lousc | 2019-06-16 10:58 | THOR\acont | 2025-02-04 10:07 | Cloned from AutoCall 2081-9276
8ef9a9c4-c12f-4ca9-8375-a169eceedb98 |  |  |  | North | Evax |  | Cards & Components |  |  |  | Card | TRUE | HMX-MFP | + | Master Fire Phone | 1 | 0.009 | 0.009 |  |  |  |  | TRUE | [5 empty] | #FFFFFFFF |  |  | FALSE | FALSE | FALSE | [20 empty] | DESKTOP-7SAL8M7\acont | 2020-07-16 11:07 | THOR\acont | 2024-10-09 10:48 | Cloned from Hochiki FNV-MFP
19f4fbea-0f6b-47b9-9c3c-a18a18834db3 |  |  |  | North | System Sensor |  | Cards & Components |  |  |  | Card | TRUE | B210-LP | ++ | 6" Flanged mounting base | 1 | 0 | 0 |  |  |  |  | TRUE | FALSE |  |  |  |  | #FFFFFFFF |  |  | FALSE | FALSE | FALSE | [20 empty] | DESKTOP-7SAL8M7\acont | 2019-02-19 12:25 | THOR\acont | 2024-10-09 10:48 | Cloned from Firelite B300-6
245ec56e-12c7-40b4-acaa-a18d8934e585 | NFPA 170 STROBE WALL |  |  | North | Eaton Wheelock |  | Strobe |  |  |  | Module | TRUE | RSS-24110W-FR | ++ | Strobe, 24 Vdc, Red, 110cd | 1 | 0 | 0.347 |  |  |  |  | FALSE | FALSE |  |  |  |  | #FF0070C0 | FA-NFPA 170 STROBE WALL | 1 | FALSE | FALSE | FALSE | 2022 | [13 empty] | FALSE | [5 empty] | THOR\acont | 2023-10-23 16:50 | THOR\acont | 2024-09-08 17:27 | Cloned from Eaton Wheelock RS-2415W-FR | [Eaton Wheelock] [NAC] [DC] RSS-24110W-FR
5e5d0b7e-5fd2-43d1-90c4-a18e1254eab7 |  |  |  | North | Bosch | [5 empty] | Module | TRUE | NDA-4020-PTBL-RO | * | ***(Ross)Tinted bubble for PTZ dome | 1 | [12 empty] | #FFFFFFFF |  |  | FALSE | FALSE | FALSE | [20 empty] | DESKTOP-7EIEB7A\acont | 2021-08-13 06:25 | THOR\acont | 2024-10-09 10:48
bb641a4f-9ce8-4041-b19e-a1924f764f51 |  |  |  | North | Autocall |  | Hardware |  |  |  | Hardware | TRUE | 4098-9854 | + | Sampling Tube 12" (305 mm) | 1 | 0 | 0 |  |  |  |  | TRUE | [5 empty] | #FFFFFFFF |  |  | FALSE | FALSE | FALSE | [20 empty] | DESKTOP-0D6CQVA\lousc | 2019-06-16 09:50 | THOR\acont | 2024-10-09 10:48
c2351aa5-0cd1-4737-babc-a1985593c1cc |  |  |  | North | Farenhyt |  | Cards & Components |  |  |  | Card | TRUE | ECS-INT50W |  | PANEL COMPONENT, INTELLIGENT 50 WATT INTERNAL AMPLIFIER | 1 | 0.052 | 2.9 |  |  |  |  | TRUE | [5 empty] | #FFFFFFFF |  |  | FALSE | FALSE | FALSE | [14 empty] | FALSE | [5 empty] | THOR\acont | 2023-11-29 11:35 | THOR\acont | 2024-10-09 10:48 | Cloned from Silent Knight EVS-INT50W | [Farenhyt] [SBUS] ECS-125DA (25V) Main Board, ECS-125DA (70V) Main Board, ECS-125W (25V), ECS-125W (70V), ECS-50BDA Main Board (100W, 25V), ECS-50BDA Main Board (100W, 70V), ECS-50W Main Board (50W, 25V), ECS-50W Main Board (50W, 70V), ECS-50W-25V, E [Farenhyt] [VBUS] ECS-125DA (25V) Main Board, ECS-125DA (70V) Main Board, ECS-125W (25V), ECS-125W (70V), ECS-50BDA Main Board (100W, 25V), ECS-50BDA Main Board (100W, 70V), ECS-50W Main Board (50W, 25V), ECS-50W Main Board (50W, 70V), ECS-50W-25V, E | [Farenhyt, Silent Knight] ECS-INT50W, EVS-INT50W
bd3bef25-eb48-49ed-8d86-a19a478553c4 | NFPA 170 ADDRESSABLE OUTPUT MODULE |  |  | North | MIRCOM |  | Addressable Control/Relay |  |  |  | Module | TRUE | MIX-4045-M | ++ | 4000 Series Multi Relay Module (8 form C SPDT Contacts) | 1 | 0.0019 | 0.0083 |  |  | 30 | 15 | FALSE |  |  |  | 110 mm x 93 mm (4 5/16 x 3 11/16 in |  | #FFFF0000 | FA-NFPA 170 ADDRESSABLE OUTPUT MODULE | 1 | FALSE | FALSE | FALSE | 1000 | [13 empty] | FALSE |  |  | 2 |  |  | THOR\acont | 2023-12-07 16:32 | THOR\acont | 2024-09-08 17:27 | Cloned from MIRCOM MIX-4045 | [MIRCOM] [AUX POWER, RELAY] [RELAY INPUT ++] MIX-100R, MIX-4045-M [MIRCOM] [SLC MODULES] [*] [#3 TYPE ADDR ¦ MODULES] CR-6, CZ-6, IM-10, MIX-100P, MIX-100R, MIX-100S, MIX-101P, MIX-4040, MIX-4040M, MIX-4041, MIX-4045, MIX-4045-M, MIX-4046, MIX-M500DM, MIX-M500DMAP, MIX-M500FP, MIX-M500M, MIX-M500MAP, MIX-M500R, MIX-M50 [MIRCOM] [SLC MODULES SENSORS] [*] [#1 SHARED ADDR ¦ MODULES] CR-6, CZ-6, IM-10, MIX-100P, MIX-100R, MIX-100S, MIX-100X, MIX-101P, MIX-4040, MIX-4040M, MIX-4041, MIX-4045, MIX-4045-M, MIX-4046, MIX-M500DM, MIX-M500DMAP, MIX-M500FP, MIX-M500M, MIX-M500MAP | [MIRCOM] MIX-4045-M
bad183d8-a7d6-4132-81dc-a1a03dc42ff1 | NFPA 170 SMOKE CO DETECTOR |  |  | North | Kidde |  | Smoke/CO Detector |  |  |  | Module | TRUE | KIR-PCD w/KI-SB BASE | ++ | Multisensor Smoke and CO Detector | 1 | 3.2e-05 | 3.2e-05 |  |  |  |  | FALSE | TRUE |  |  |  |  | #FFFF0000 | FA-NFPA 170 SMOKE CO DETECTOR | 1 | FALSE | FALSE | FALSE | 1408 | [13 empty] | FALSE | [5 empty] | DESKTOP-7EIEB7A\acont | 2023-05-24 19:32 | THOR\acont | 2024-09-08 17:27 | Cloned from Kidde KI-PCD w/KI-SB BASE | [Kidde] [SLC EST MODULES SENSORS] [*] [#2 SHARED ADDR ¦ SENSORS] DS-HFS (C), DS-PS (C), FX-HD w/IB4U BASE, FX-HD w/RB4U BASE, FX-HD w/SB4U BASE, FX-HD w/SB4U-LF BASE, FX-HD wB4U BASE, FX-PD w/B4U BASE (C), FX-PD w/IB4U BASE (C), FX-PD w/SB4U BASE (C), FX [Edwards, Kidde] [SLC EST MODULES/SENSORS] 01 [*] [iO64] DS-HFS (C), DS-PS (C), FX-HD w/IB4U BASE, FX-HD w/RB4U BASE, FX-HD w/SB4U BASE, FX-HD w/SB4U-LF BASE, FX-HD wB4U BASE, FX-PD w/B4U BASE (C), FX-PD w/IB4U BASE (C), FX-PD w/SB4U BASE (C), FX-PD w/SB [Edwards, Kidde] [SLC EST SENSORS] 01 [*] [EST3, iO1000] DS-HFS (C), DS-PS (C), FX-HD w/IB4U BASE, FX-HD w/RB4U BASE, FX-HD w/SB4U BASE, FX-HD w/SB4U-LF BASE, FX-HD wB4U BASE, FX-PD w/B4U BASE (C), FX-PD w/IB4U BASE (C), FX-PD w/SB4U BASE (C), FX-PD w/SB [Kidde] [SLC EST SENSORS] [*] [#4 TYPE ADDR ¦ SENSORS] DS-HFS (C), DS-PS (C), FX-HD w/IB4U BASE, FX-HD w/RB4U BASE, FX-HD w/SB4U BASE, FX-HD w/SB4U-LF BASE, FX-HD wB4U BASE, FX-PD w/B4U BASE (C), FX-PD w/IB4U BASE (C), FX-PD w/SB4U BASE (C), FX-PD w/SB4U
99576a92-5bc1-472c-93b2-a1a05adb44f8 | NFPA 170 ADDRESSABLE INPUT MONITOR MODULE |  |  | North | System Sensor |  | Addressable Module |  |  |  | Module | TRUE | COSMOD4W | + | 4-wire interface module (required to use with COSMO-4W models) | 1 | 0.052 | 0.078 |  |  |  |  | TRUE | [5 empty] | #FFFF0000 | FA-NFPA 170 ADDRESSABLE INPUT MONITOR MODULE | 1 | FALSE | FALSE | FALSE | 1000 | [16 empty] | COSMO |  |  | DESKTOP-7SAL8M7\acont | 2019-04-01 17:03 | THOR\acont | 2024-09-08 17:27 | Cloned from System Sensor COSMO-4W | [Monaco Enterprises, System Sensor] [IDC] 01 723-002-00 w/B110RLP (C), 723-002-00 w/B112LP (C), 723-002-00 w/B114LP (C), 723-003-00 w/B110RLP (C), 723-003-00 w/B112LP (C), 723-003-00 w/B114LP (C), 723-367-00 (C), 723-368-00 (C), 723-508-00 (C), 723-508-0 [Monaco Enterprises, System Sensor] [AUX POWER] [*] 723-002-00 w/B110RLP (C), 723-002-00 w/B112LP (C), 723-003-00 w/B110RLP (C), 723-003-00 w/B112LP (C), 723-367-00 (C), 723-368-00 (C), 723-508-00 (C), 723-508-01 (C), COSMO-4W (C), COSMOD2W, COSMOD4W [System Sensor] [IDC] 02 COSMOD2W, COSMOD4W | [System Sensor] COSMOD4W
2b7bfa54-babd-4b71-966b-a1a5edd1a1c1 | NFPA 170 GAS DETECTOR |  |  | North | CWSI |  | Gas Detection |  |  |  | Module | TRUE | 350 |  | CO DETECTOR, WIRELESS | 1 | [6 empty] | TRUE | [5 empty] | #FFFF0000 | FA-NFPA 170 GAS DETECTOR | 1 | FALSE | FALSE | FALSE | 1402 |  |  | 7272-2013:0103 | [16 empty] | ALIENWIN10\AugWin7 | 2019-11-05 15:13 | THOR\acont | 2024-09-08 17:27 | 20191121 AC Detector without base | [CWSI] [CWSI SMOKE DETECTORS] 302 (C), 320, 350
0fbc7ac7-24ce-4183-8a11-a1ab8409ff57 | NFPA 170 FIRE ALARM CONTROL UNIT | RISER FACP |  | North | Gamewell FCI |  | Fire Alarm Control Unit |  |  |  | Assembly | TRUE | SLP-RED |  | S3 Series Panel w/Backbox, HON-CGW-MBB, SLC-PM, LCD-SLP and 7.0 A Power Supply | 1 | [6 empty] | TRUE | [5 empty] | #FFFF0000 | FA-NFPA 170 FIRE ALARM CONTROL UNIT | 1 | FALSE | FALSE | FALSE | 202 | [13 empty] | TRUE | [5 empty] | DESKTOP-7EIEB7A\acont | 2023-03-20 15:00 | THOR\acont | 2024-09-08 17:27 | Cloned from Gamewell FCI SLP-RED
3dcc2bb3-997b-455a-8c41-a1afe9c33241 | NFPA 170 SMOKE DETECTOR |  |  | North | FFE |  | Smoke Detector |  |  |  | Module | TRUE | 50RU | + | Reflective beam smoke detector 16.5ft-160ft. (50m) (0206-02) | 1 | 0.004 | 0.015 |  |  |  |  | FALSE | TRUE |  |  |  |  | #FFFF0000 | FA-NFPA 170 SMOKE DETECTOR | 1 | FALSE | FALSE | FALSE | 1408 | [13 empty] | FALSE | [7 empty] | THOR\acont | 2024-09-08 17:27 | 20191121 AC Detector without base | [FFE, Potter] [IDC] 01 [Trouble] 100RU (C), 1430184 (Controller) (C), 3000-103 (Controller) (C), 5000-103 (Controller) (C), 50RU (C), 6010-300 (Detector) (C), 6020-300 (Controller) (C) [FFE, Potter] [AUX POWER] [*] 100RU (C), 1430184 (Controller) (C), 3000-103 (Controller) (C), 5000-103 (Controller) (C), 50RU (C), 6010-300 (Detector) (C), 6020-300 (Controller) (C) [FFE, Potter] [IDC] 02 [Alarm] 100RU (C), 1430184 (Controller) (C), 3000-103 (Controller) (C), 5000-103 (Controller) (C), 50RU (C), 6010-300 (Detector) (C), 6020-300 (Controller) (C) | [FFE] 100RU, 50RU
f8f646d1-f141-4c76-b13e-a1b0fce9d9f9 | NFPA 170 HEAT DETECTOR |  |  | North | Notifier |  | Heat Detector |  |  |  | Module | TRUE | 5622 |  | 194 °F (90° C) fixed and rate-of-rise, dual circuit. | 1 | [6 empty] | FALSE | TRUE |  |  |  |  | #FFFF0000 | FA-NFPA 170 HEAT DETECTOR | 1 | FALSE | FALSE | FALSE | 1403 | [13 empty] | FALSE | [7 empty] | THOR\acont | 2024-09-08 17:27 | 20191121 AC Detector without base | [Det-Tronics, Edwards, Kidde, Notifier] [IDC] 01 30-3013, 30-3013 w/FMM-101, Q3013D, 5621 (C), 5622 (C), 5623 (C), 5624 (C), BNG-1, BNG-1F, BNG-1FTS, BNG-1R, BNG-1SP, BNG-1TS, BNG-1TSL, BNG-1TSR, BNG-1TSRL, CP-651 (C), HD-601 (C), HD-602 (C), HD-603 (C),
1cd9c16d-bf02-423e-bd93-a1b53a29656f | NFPA 170 ADDRESSABLE INPUT MONITOR MODULE |  |  | North | Edwards |  | Addressable Module |  |  |  | Module | TRUE | SIGA-SEC2 |  | Dual Input Security Module, Surface Mount | 2 | 0.00072 | 0.00085 |  |  |  |  | FALSE | [5 empty] | #FFFF0000 | FA-NFPA 170 ADDRESSABLE INPUT MONITOR MODULE | 1 | FALSE | FALSE | FALSE | 1000 | [13 empty] | FALSE | [7 empty] | THOR\acont | 2024-10-08 16:40 |  | [Edwards] [SLC EST MODULES] 16 [*] [EST3, iO1000] SIGA-SEC2 [Edwards, Kidde] [SLC EST MODULES] 01 [*] [EST3, iO1000 ] FX-2WIRE, FX-IDC1A, FX-IDC1B, FX-IDC2B, FX-IDCWS, FX-ISO, FX-NAC, GSA-CC1, GSA-CC1S, GSA-CC2, GSA-CT1, GSA-CT2, GSA-IO, GSA-MAB, GSA-MCC1, GSA-MCC1S, GSA-MCC2, GSA-MCT2, GSA-MIO, GSA-MM1, GSA-MRM1 [Edwards, Kidde] [SLC EST MODULES] [*] [#3 TYPE ADDR ¦ MODULES] GSA-UIO2R, GSA-UIO6, GSA-UIO6R, RZI16-2, SIGA-270, SIGA-270P, SIGA-278, SIGA-AA30, SIGA-AA50, SIGA-CC1, SIGA-CC1S, SIGA-CC2, SIGA-CC2A, SIGA-CR, SIGA-CR2, SIGA-CRH, SIGA-CRR, SIGA-CT1, SIGA- [Edwards, Kidde] [SLC EST MODULES SENSORS] [*] [#1 SHARED ADDR ¦ MODULES] GSA-UIO2R, GSA-UIO6, GSA-UIO6R, RZI16-2, SIGA-270, SIGA-270P, SIGA-278, SIGA-AA30, SIGA-AA50, SIGA-CC1, SIGA-CC1S, SIGA-CC2, SIGA-CC2A, SIGA-CR, SIGA-CR2, SIGA-CRH, SIGA-CRR, SIGA- [Edwards] [SLC EST MODULES/SENSORS] 15 [*] [iO64] SIGA-SEC2
98c3d596-f999-4445-9fc9-a1b5c1f26d0a | NFPA 170 NOTIFICATION CIRCUIT EXTENDER PANEL | RISER NAC |  | North | Siemens |  | Notification Circuit Extender Panel |  |  |  | Assembly | TRUE | PAD-5-9A-R | S54339-A18-A1 | Complete 9A PAD-5 Red Kit | 1 | [12 empty] | #FFFF0000 | FA-NFPA 170 NOTIFICATION CIRCUIT EXTENDER PANEL | 1 | FALSE | FALSE | FALSE | 212 | [8 empty] | 35,60,100 |  |  |  |  | TRUE | [5 empty] | DESKTOP-7SAL8M7\acont | 2019-08-13 09:04 | THOR\acont | 2024-09-08 17:27
ee83afe0-2d6e-495b-9d74-a1b71220f7c5 | NFPA 170 SMOKE DETECTOR |  |  | North | Monaco Enterprises |  | Smoke Detector |  |  |  | Module | TRUE | 723-340-01 | + | DETECTOR,SYSTEM:PHOTOELECTRIC,135F THERMAL,12/24VDC,WITH 2-WIRE BASE | 1 | 0.0001 | 0.13 |  |  |  |  | TRUE | TRUE |  |  |  |  | #FFFF0000 | FA-NFPA 170 SMOKE DETECTOR | 1 | FALSE | FALSE | FALSE | 1408 | [16 empty] | 135° |  |  | DESKTOP-7SAL8M7\acont | 2020-02-23 09:21 | THOR\acont | 2024-09-08 17:27 | Cloned from System Sensor 2WT-B | [Monaco Enterprises, System Sensor] [IDC] 02 [*] 723-002-00 w/B110LP (C), 723-002-00 w/B116LP (C), 723-002-00 w/B401 (C), 723-003-00 w/B110LP (C), 723-003-00 w/B116LP (C), 723-340-01 (C), COSMO-2W (C)
02f065a4-fe79-4652-9bba-a1bb63f62e30 | NFPA 170 SPEAKER CEILING |  |  | North | Siemens |  | Speaker |  |  |  | Module | TRUE | SLSPCR-A | S54329-F37-A2 | SLSPCR-A SPK,CLG,RED,AGENT | 1 | [7 empty] | TRUE |  |  |  |  | #FF0070C0 | FA-NFPA 170 SPEAKER CEILING | 1 | FALSE | FALSE | FALSE | 2019 | [16 empty] | C |  |  | DESKTOP-7SAL8M7\acont | 2019-08-13 09:04 | THOR\acont | 2024-09-08 17:27 |  | [Siemens] [AUDIO 25v] [25V AUDIO] SL2SPSCW-F (C), SLSPCR-A (C), SLSPCR-AL (C), SLSPCR-F (C), SLSPCR-N (C), SLSPCW-A (C), SLSPCW-AL (C), SLSPCW-F (C), SLSPCW-N (C), SLSPSCR-A (C), SLSPSCR-AL (C), SLSPSCR-ALA (C), SLSPSCR-F (C), SLSPSCR-N (C), SLSPSCR-NA ( [Siemens] [AUDIO 70.7v] [70V AUDIO] SL2SPSCW-F (C), SLSPCR-A (C), SLSPCR-AL (C), SLSPCR-F (C), SLSPCR-N (C), SLSPCW-A (C), SLSPCW-AL (C), SLSPCW-F (C), SLSPCW-N (C), SLSPSCR-A (C), SLSPSCR-AL (C), SLSPSCR-ALA (C), SLSPSCR-F (C), SLSPSCR-N (C), SLSPSCR-NA
26ad007a-db6d-4a50-b75f-a1c1f3b82de4 | NFPA 170 SMOKE DETECTOR |  |  | North | Apollo |  | Smoke Detector |  |  |  | Module | TRUE | SA5050-250 w/SA5300-800 | XXX | XP95A Smoke Detector W/ SA5300-800 Soteria UL CO Sounder Base HF - 6” | 2 | 0.00034 | 0.004 |  |  |  |  | TRUE | [5 empty] | #FFFF0000 | FA-NFPA 170 SMOKE DETECTOR | 1 | FALSE | FALSE | [21 empty] | XPS-17-9710\August | 2024-12-14 09:47 | AUGUSTALIEN\aucon | 2024-12-18 14:29 | Cloned from Apollo SA5050-250 w/SA5300-802 CLONED | [Apollo] [SLC APOLLO MODULES SENSORS] [#1 SHARED ADDR ¦ ALL] SA5150-650ADV w/SA5000-230ADV (C), SA5150-750ADV w/SA5000-210ADV (C), SA5050- 350 w/SA5300-802 , SA5050-250 w/SA5000-210, SA5050-250 w/SA5000-230 , SA5050-250 w/SA5300-800 , SA5050-250 w/
7aaa640e-6050-4b96-97b8-a1cdc46b579d | NFPA 170 SMOKE DETECTOR |  |  | North | Hochiki |  | Smoke Detector |  |  |  | Module | TRUE | SOC-24V w/NS6-220 STANDARD BASE | SOC-24V w/NS6-220 STANDARD BASE | PHOTOELECTRIC SMOKE DETECTOR w/ STANDARD BASE | 1 |  | 0.243 |  |  |  |  | TRUE | TRUE |  | *Refer to Install Sheet |  |  | #FFFF0000 | FA-NFPA 170 SMOKE DETECTOR | 1 | FALSE | FALSE | FALSE | 1408 | [19 empty] | DESKTOP-0D6CQVA\lousc | 2019-10-06 17:23 | THOR\acont | 2024-09-08 17:27 | from Hochiki SOC-24V w/NS4-224 BASE | [Hochiki] [IDC] 02 [IDC] SLR-24H w/HSC-220L LATCHING LED BASE (C), SLR-24H w/HSC-220R - 2 WIRE RELAY BASE (C), SLR-24H w/HSC-221L LATCHING LED BASE (C), SLR-24H w/HSC-221R - 2 WIRE RELAY BASE (C), SLR-24H w/HSC-224L LATCHING LED BASE (C), SLR-24H w/HSC-2
4fdbe4ab-b3d9-4fcc-af44-a1d939d9b3ef | NFPA 170 HORN |  |  | North | Eaton Wheelock |  | Horn |  |  |  | Module | TRUE | ELHNR | + | WALL HORN, RED, NONE | 1 | [6 empty] | TRUE | [5 empty] | #FF0070C0 | FA-NFPA 170 HORN | 1 | FALSE | FALSE | FALSE | 2020 | [19 empty] | DESKTOP-7EIEB7A\acont | 2021-04-29 10:04 | THOR\acont | 2024-09-08 17:27 | Cloned from Eaton Wheelock ELHSR | [Eaton Wheelock] [NAC] [24VDC, LOW CONT.] ELHNR, ELHNRC (C), ELHNW, ELHNWC (C) [Eaton Wheelock] [NAC] [24VDC, HIGH CONT.] ELHNR, ELHNRC (C), ELHNW, ELHNWC (C)
229e2e69-5851-4a33-928d-a1db62233944 | NFPA 170 HORN CEILING |  |  | North | Eaton Wheelock |  | Horn |  |  |  | Module | TRUE | ELFHNRC-CO | + | CEILING SOUNDER, RED, CO, LOW FREQ | 1 | [6 empty] | TRUE | TRUE |  |  |  |  | #FF0070C0 | FA-NFPA 170 HORN CEILING | 1 | FALSE | FALSE | FALSE | 2020 | [16 empty] | LF |  |  | DESKTOP-7EIEB7A\acont | 2021-05-13 08:00 | THOR\acont | 2024-09-08 17:27 | Cloned from Eaton Wheelock ELFHSRC-CO | [Eaton Wheelock] [NAC] [24VDC, MAX] ELFHNR, ELFHNR-AL, ELFHNRC (C), ELFHNRC-AL (C), ELFHNRC-CO (C), ELFHNRC-N (C), ELFHNR-CO, ELFHNR-N, ELFHNW, ELFHNW-AL, ELFHNWC (C), ELFHNWC-AL (C), ELFHNWC-CO (C), ELFHNWC-N (C), ELFHNW-CO, ELFHNW-N
b7cb69bf-5054-4c4f-95b2-a1dbbae44bfe | NFPA 170 HORN STROBE |  |  | North | Edwards |  | Horn/Strobe |  |  |  | Module | TRUE | G1R-HDVM |  | Temporal Horn, 84.4 or 79.4 dBA, 15, 30, 75, 110 cd Strobe, red | 1 | 0 | 0.119 |  |  |  |  | FALSE | [5 empty] | #FF0070C0 | FA-NFPA 170 HORN STROBE | 1 | FALSE | FALSE | FALSE | 2012 | [13 empty] | FALSE | [7 empty] | THOR\acont | 2024-09-08 17:27 |  | [Edwards, Kidde] [NAC] [16 VDC, LOW DB] EG1F-HDV1575, EG1F-HDVM, G1F-HDV1575, G1F-HDVM, G1-HDVM, G1RF-HDV1575, G1RF-HDVM, G1R-HDVM, G1WA-HDVMA, G1WA-HDVMC [Edwards, Kidde] [NAC] [24 VDC, LOW DB] EG1F-HDV1575, EG1F-HDVM, G1F-HDV1575, G1F-HDVM, G1-HDVM, G1RF-HDV1575, G1RF-HDVM, G1R-HDVM, G1WA-HDVMA, G1WA-HDVMC [Edwards, Kidde] [NAC] [24 VDC, HIGH DB] EG1F-HDV1575, EG1F-HDVM, G1F-HDV1575, G1F-HDVM, G1-HDVM, G1RF-HDV1575, G1RF-HDVM, G1R-HDVM, G1WA-HDVMA, G1WA-HDVMC [Edwards, Kidde] [NAC] [16 VDC, HIGH DB] EG1F-HDV1575, EG1F-HDVM, G1F-HDV1575, G1F-HDVM, G1-HDVM, G1RF-HDV1575, G1RF-HDVM, G1R-HDVM, G1WA-HDVMA, G1WA-HDVMC
05f38bfe-a823-45dc-90c1-a1dc71db3f01 |  |  |  | North | HID | Security/Access Control |  |  |  |  | Module | TRUE | 5408A |  |  | 1 | [12 empty] | #FFFFFFFF |  |  | FALSE | FALSE | FALSE | [20 empty] | THOR\acont | 2024-03-12 21:20 | THOR\acont | 2024-10-09 10:48
d3e6da5a-8f19-4ecf-87f9-a1dfd1c498c5 | NFPA 170 SPEAKER STROBE |  |  | North | Edwards |  | Speaker/Strobe |  |  |  | Module | TRUE | G4HFWN-S2VMC |  | 25V Speaker/Strobe, White, 15, 30, 75, 110 cd, Clear | 1 | 0 | 0.294 |  |  |  |  | FALSE | [5 empty] | #FF0070C0 | FA-NFPA 170 SPEAKER STROBE | 1 | FALSE | FALSE | FALSE | 2019 | [13 empty] | FALSE | [7 empty] | THOR\acont | 2024-09-08 17:27 |  | [Edwards, Kidde] [AUDIO 25v] [25V AUDIO] EGCF-S2VMH (C), G4F-S2, G4F-S2V1575, G4F-S2VM, G4HFRF-S2, G4HFRF-S2VMC, G4HFRN-S2, G4HFRN-S2VMC, G4HFWA-S2, G4HFWA-S2VMA, G4HFWA-S2VMC, G4HFWF-S2, G4HFWF-S2VMC, G4HFWN-S2, G4HFWN-S2VMA, G4HFWN-S2VMC, G4RF-S2, G4RF [Edwards, Kidde] [NAC] [16 VDC] G4ERA-A, G4ERA-B, G4ERA-G, G4ERA-R, G4ERF-C, G4ERN-A, G4ERN-B, G4ERN-C, G4ERN-G, G4ERN-R, G4EWA-A, G4EWA-B, G4EWA-G, G4EWA-R, G4EWF-C, G4EWN-A, G4EWN-B, G4EWN-C, G4EWN-G, G4EWN-R, G4F-S2V1575, G4F-S2VM, G4F-S7V1575, G4F-S7 [Edwards, Kidde] [NAC] [24 VDC] G4ERA-A, G4ERA-B, G4ERA-G, G4ERA-R, G4ERF-C, G4ERN-A, G4ERN-B, G4ERN-C, G4ERN-G, G4ERN-R, G4EWA-A, G4EWA-B, G4EWA-G, G4EWA-R, G4EWF-C, G4EWN-A, G4EWN-B, G4EWN-C, G4EWN-G, G4EWN-R, G4F-S2V1575, G4F-S2VM, G4F-S7V1575, G4F-S7
74819acb-d2f4-4240-88da-a1e0b1346458 |  |  |  | North | Edwards | [5 empty] | Card | TRUE | iO1000G Mainboard |  | Mainboard for iO1000G assembly |  | 0.227 | 0.392 |  |  |  |  | TRUE | [5 empty] | #FFFFFFFF |  |  | FALSE | FALSE | [15 empty] | FALSE | [7 empty] | DESKTOP-7EIEB7A\acont | 2023-03-31 12:04 |  | [Edwards, Kidde, Macurco] [IDC] [#3 SUPERVISORY] 2IDC, 76-600000-001 Main Board, 76-800xxx-xxx Main Board, 77-600000-901 Main Board, 84-732001-901 Main Board, DVP-120 Mainboard, EST1-2Z Mainboard, FSP1004G Mainboard, FSP1004G-2 Mainboard, FSP1004GD Mainb [Edwards, Kidde, Macurco] [IDC] [#2 TROUBLE] 2IDC, 76-600000-001 Main Board, 76-800xxx-xxx Main Board, 77-600000-901 Main Board, 84-732001-901 Main Board, DVP-120 Mainboard, EST1-2Z Mainboard, FSP1004G Mainboard, FSP1004G-2 Mainboard, FSP1004GD Mainboard [Edwards, Kidde, Macurco] [IDC] [#1 ALARM] 2IDC, 76-600000-001 Main Board, 76-800xxx-xxx Main Board, 77-600000-901 Main Board, 84-732001-901 Main Board, DVP-120 Mainboard, EST1-2Z Mainboard, FSP1004G Mainboard, FSP1004G-2 Mainboard, FSP1004GD Mainboard, | [Edwards, Kidde] FX-1000 Mainboard, FX-1000D Mainboard, FX-64RD Mainboard, iO1000G Mainboard, iO1000G-2 Mainboard, iO1000G-2-PG Mainboard, iO1000G-2-SP Mainboard, iO1000GC Mainboard, iO1000GD Mainboard, iO1000G-F Mainboard, iO1000G-PG Mainboard, iO1000G-S [Edwards, Kidde] FX-1000 Mainboard, FX-1000D Mainboard, iO1000G Mainboard, iO1000G-2 Mainboard, iO1000G-2-PG Mainboard, iO1000G-2-SP Mainboard, iO1000GC Mainboard, iO1000GD Mainboard, iO1000G-F Mainboard, iO1000G-PG Mainboard, iO1000G-SP Mainboard, iO1000 [Edwards, Kidde] FX-1000 Mainboard, FX-1000D Mainboard, FX-64RD Mainboard, iO1000G Mainboard, iO1000G-2 Mainboard, iO1000G-2-PG Mainboard, iO1000G-2-SP Mainboard, iO1000GC Mainboard, iO1000GD Mainboard, iO1000G-F Mainboard, iO1000G-PG Mainboard, iO1000G-S [Edwards] IO-SDC2
b280c34c-3c0d-4d1f-a982-a1e1e0f73b19 | NFPA 170 FIRE ALARM CONTROL UNIT | RISER FACP |  | North | Hochiki |  | Fire Alarm Control Unit |  |  |  | Assembly | TRUE | LA101K2-60 |  | FireNET L@TITUDE Analog Addressable Fire Alarm Control Panel, 4 Slot Standard Enclosure, 5.25 A 115V, 4-Loop Panel Module, Hochiki Protocol, Network Module, and Media Gateway™, Black, 48 Zone LEDs | 1 | [6 empty] | FALSE |  |  | *Refer to Install Sheet | 16.5in (W) x 23.2in (H) x 6in (D) | KM5FCRD (Optional Semi-Flush Mounting Kit) | #FFFF0000 | FA-NFPA 170 FIRE ALARM CONTROL UNIT | 1 | FALSE | FALSE | FALSE | 202 | [8 empty] | 7,12,18,28 |  |  | 5.25 |  | TRUE | [5 empty] | DESKTOP-7SAL8M7\acont | 2019-12-04 15:59 | THOR\acont | 2024-09-08 17:27 | Cloned from Hochiki LA101K1-60
fa87b55f-08a4-4fcd-a4f5-a1e27405d3cb | NFPA 170 AREA OF REFUGE MASTER |  |  | North | Cornell |  | Area of Refuge Component |  |  |  | Assembly | TRUE | A-4220 |  | 20 Zone Annunciator Panel | 1 | [6 empty] | TRUE |  |  | BB-43 | 19"H x 13"W x 3.5"D |  | #FF00B050 | FA-NFPA 170 AREA OF REFUGE MASTER | 1 | FALSE | FALSE | FALSE | [20 empty] | HOMEAUGUSTXPS-1\aucon | 2021-05-05 06:35 | THOR\acont | 2024-09-08 17:27 | Cloned from Cornell A-4216
cd5cc791-86ab-4875-8ea3-a1e4f880a395 |  |  |  | North | Hochiki |  | Cards & Components |  |  |  | Card | TRUE | S723 | + | Network Module | 1 | 0.08 | 0.08 |  |  |  |  | TRUE | [5 empty] | #FFFFFFFF |  |  | FALSE | FALSE | FALSE | [20 empty] | DESKTOP-GHR3H5U\Anthony | 2019-11-27 07:39 | THOR\acont | 2024-10-09 10:48 | Cloned from Hochiki S560 | [Hochiki] [RS-485] [NETWORK] LFC00NC-10, LFC00NC-40, LFC00NC-60, S723 | [Hochiki] S723 [Hochiki] LFC00NC-10, LFC00NC-40, LFC00NC-60, S723
4ca62098-7250-4d12-82b3-a1ebb076ab92 | NFPA 170 VOICE EVACUATION CONTROL UNIT |  |  | North | Evax |  | Voice Evac Control Unit |  |  |  | Assembly | TRUE | HMX-MP96/P | + | Master Panel, 96 Switch Control, Master Fire Phone | 1 | [6 empty] | FALSE | [5 empty] | #FFFF0000 | FA-NFPA 170 VOICE EVACUATION CONTROL UNIT | 1 | FALSE | FALSE | FALSE | 211 | [8 empty] | 7,12,18 |  |  |  |  | TRUE | [5 empty] | DESKTOP-7SAL8M7\acont | 2020-07-16 11:07 | THOR\acont | 2024-09-08 17:27 | Cloned from Hochiki FNVMP96/P
2bc25124-fde7-409d-9b41-a1f0b1db1b8d | 170 BASIC SHAPE |  |  | North | Fike |  | Miscellaneous |  |  |  | Module | TRUE | 02-12533 |  | Low Pressure Switch | 1 | [6 empty] | FALSE | [5 empty] | #FFFF0000 | FA-170 BASIC SHAPE | 1 | FALSE | FALSE | FALSE | 5000 | [13 empty] | FALSE | [7 empty] | THOR\acont | 2024-09-08 17:27 | 20180810 Added By AuC | [Fike] [IDC] 02 02-12533, 02-12534, 10-1638, 10-1639, 10-1643, 10-2698
23b9ad87-f0bf-4147-aaf4-a1f12d776fcb |  |  |  | North | Edwards |  | Hardware |  |  |  | Hardware | TRUE | 3-LKF |  | French Canadian Template | 1 | [6 empty] | FALSE | [5 empty] | #FFFFFFFF |  |  | FALSE | FALSE | FALSE | [14 empty] | FALSE | [7 empty] | THOR\acont | 2024-10-09 10:48
3b06ea17-cc90-47e3-92ff-a1f130b02baa | NFPA 170 SPEAKER STROBE CEILING |  |  | North | Siemens |  | Speaker/Strobe |  |  |  | Module | TRUE | SLSPSCR-ALA | S54329-F52-A2 | SLSPSCR-ALA SPK/ST,CLG,RED,ALERT,AMBER | 1 | [7 empty] | TRUE |  |  |  |  | #FF0070C0 | FA-NFPA 170 SPEAKER STROBE CEILING | 1 | FALSE | FALSE | FALSE | 2020 | [16 empty] | C |  |  | DESKTOP-7SAL8M7\acont | 2019-08-13 09:04 | THOR\acont | 2024-09-08 17:27 |  | [Siemens] [AUDIO 70.7v] [70V AUDIO] SL2SPSCW-F (C), SLSPCR-A (C), SLSPCR-AL (C), SLSPCR-F (C), SLSPCR-N (C), SLSPCW-A (C), SLSPCW-AL (C), SLSPCW-F (C), SLSPCW-N (C), SLSPSCR-A (C), SLSPSCR-AL (C), SLSPSCR-ALA (C), SLSPSCR-F (C), SLSPSCR-N (C), SLSPSCR-NA [Siemens] [AUDIO 25v] [25V AUDIO] SL2SPSCW-F (C), SLSPCR-A (C), SLSPCR-AL (C), SLSPCR-F (C), SLSPCR-N (C), SLSPCW-A (C), SLSPCW-AL (C), SLSPCW-F (C), SLSPCW-N (C), SLSPSCR-A (C), SLSPSCR-AL (C), SLSPSCR-ALA (C), SLSPSCR-F (C), SLSPSCR-N (C), SLSPSCR-NA ( [Siemens] [NAC] [24 VDC] SL2SPSCW-F (C), SLSCR-AL (C), SLSCR-ALA (C), SLSCR-F (C), SLSCR-FB (C), SLSCR-N (C), SLSCR-NA (C), SLSCW-A (C), SLSCW-AL (C), SLSCW-ALA (C), SLSCW-F (C), SLSCW-FB (C), SLSCW-N (C), SLSCW-NA (C), SLSPSCR-A (C), SLSPSCR-AL (C), SLS
45a636d6-e83c-403b-ac67-a1f26c09a60d |  |  |  | North | Hochiki |  | Cards & Components |  |  |  | Card | TRUE | FN-642-ULADA Main Board | ++ | Fire Alarm Power Supply Main Board | 1 | 0.13 | 0.3 | 6.5 |  | 24 |  | TRUE | FALSE |  |  |  |  | #FFFFFFFF |  |  | FALSE | FALSE | FALSE | [14 empty] | FALSE | [5 empty] | DESKTOP-7EIEB7A\acont | 2022-09-29 11:16 | THOR\acont | 2024-10-09 10:48 | Cloned from Hochiki FN-1042-ULADA Main Board CLONED | [Hochiki] [NAC Trigger] [#1 INPUT] FN-1042-ULADA Main Board, FN-642-ULADA Main Board, FN-842-ULADA Main Board [Hochiki] [NAC Trigger] [#2 INPUT] FN-1042-ULADA Main Board, FN-642-ULADA Main Board, FN-842-ULADA Main Board | [Hochiki] FN-1042-ULADA Main Board, FN-642-ULADA Main Board, FN-842-ULADA Main Board
8e81ef5a-10c3-4896-9dcf-a1f5053e063c |  |  |  | North | Edwards |  | Cards & Components |  |  |  | Card | TRUE | APS10A Mainboard |  | Mainboard for APS10A assembly | 1 | 0.07 | 0.27 |  |  |  |  | TRUE | [5 empty] | #FFFFFFFF |  |  | FALSE | FALSE | FALSE | [14 empty] | FALSE | [7 empty] | THOR\acont | 2024-10-09 10:48 |  | [Edwards, Kidde] [VAC ] 2IDC, 76-600000-001 Main Board, 76-800xxx-xxx Main Board, 77-600000-901 Main Board, 84-732001-901 Main Board, APS10A Mainboard, APS6A Mainboard, BPS10A Mainboard, BPS10A/230 Mainboard, BPS6A Mainboard, BPS6A/230 Mainboard, EST1-2Z [Altronix, Edwards, Harrington, Kidde] [NAC Trigger] AL1002ULADA Main Board, AL1002ULADA Main Board, APS10A Mainboard, APS6A Mainboard, BPS10A Mainboard, BPS10A/230 Mainboard, BPS6A Mainboard, BPS6A/230 Mainboard, MIRBPS10A Mainboard, MIRBPS10A/230 Mainb | [Edwards, Kidde] APS10A Mainboard, APS6A Mainboard, BPS10A Mainboard, BPS10A/230 Mainboard, BPS6A Mainboard, BPS6A/230 Mainboard, MIRBPS10A Mainboard, MIRBPS10A/230 Mainboard, MIRBPS6A Mainboard, MIRBPS6A/230 Mainboard
e768ca00-41c7-4ee3-93c6-a1f855197a6d | NFPA 170 HEAT DETECTOR |  |  | North | MIRCOM |  | Heat Detector |  |  |  | Module | TRUE | MIX-5251B w/B210LP | + | White, Low-profile 135°F fixed thermal sensor, Standard Base | 1 | 0.0003 | 0.0065 |  |  |  |  | FALSE | TRUE |  |  |  |  | #FFFF0000 | FA-NFPA 170 HEAT DETECTOR | 1 | FALSE | FALSE | FALSE | 1403 | [13 empty] | FALSE |  |  | 135° |  |  | DESKTOP-7SAL8M7\acont | 2019-04-12 13:12 | THOR\acont | 2024-09-08 17:27 | 20191121 AC Detector with base | [MIRCOM] [SLC SENSORS] [*] [#4 TYPE ADDR ¦ SENSORS] DNR w/MIX-2251BR (C), DNR w/MIX-2351RAP (C), MIX-1251AP w/B200SR-LF-WH (C), MIX-1251AP w/B200SR-WH (C), MIX-1251AP w/B210LP (C), MIX-1251AP w/B224RB-WH (C), MIX-1251AP w/B501 (C), MIX-1251B w/B200SR-LF- [MIRCOM] [SLC MODULES SENSORS] [*] [#2 SHARED ADDR ¦ SENSORS] DNR w/MIX-2251BR (C), DNR w/MIX-2351RAP (C), MIX-1251AP w/B200SR-LF-WH (C), MIX-1251AP w/B200SR-WH (C), MIX-1251AP w/B210LP (C), MIX-1251AP w/B224RB-WH (C), MIX-1251AP w/B501 (C), MIX-1251B w/
e0f6f20d-cbc2-4071-af71-a1f973343e86 | NFPA 170 SMOKE DETECTOR |  |  | North | Notifier |  | Smoke Detector |  |  |  | Module | TRUE | ED-PTI | ++ | Photoelectric Smoke Detector with Thermal, Eclipse™ Series | 1 | 0.00025 | 0.002 |  |  |  |  | FALSE | TRUE |  |  |  |  | #FFFF0000 | FA-NFPA 170 SMOKE DETECTOR | 1 | FALSE | FALSE | FALSE | 1408 | [13 empty] | FALSE | [7 empty] | THOR\acont | 2024-09-08 17:27 | 20191121 AC Detector without base | [Honeywell, Notifier, System Sensor] [SLC SENSORS] [*] [#4 TYPE ADDR ¦ SENSORS] 2251B (C), 2251-COPTIR (C), 2251-COPTIR w/B200S-WH (C), 2251TB (C), 2251TMB (C), 5251B (C), 5251B-WP (C), 5251H (C), 5251RB (C), 5251RB-WP (C), 7251 (C), 7251DH (C), DH200LP [Honeywell, Notifier, System Sensor] [SLC MODULES SENSORS] [*] [#2 SHARED ADDR ¦ SENSORS] 2251B (C), 2251-COPTIR (C), 2251-COPTIR w/B200S-WH (C), 2251TB (C), 2251TMB (C), 5251B (C), 5251B-WP (C), 5251H (C), 5251RB (C), 5251RB-WP (C), 7251 (C), 7251DH (C)
2f4e7b74-b40a-4a4a-9afc-a1fde45e5354 |  |  |  | North | Bosch | [5 empty] | Module | TRUE | F.01U.295.077 | * | R-VJD-3000 | 1 | [12 empty] | #FFFFFFFF |  |  | FALSE | FALSE | FALSE | [20 empty] | DESKTOP-7EIEB7A\acont | 2021-08-13 06:25 | THOR\acont | 2024-10-09 10:48
ddc9a1fe-a695-4a26-bf73-a20413e16a76 |  |  |  | North | Bosch | [5 empty] | Module | TRUE | RSS-24MCCH-FW | * | STROBE, 24VDC, 115/177CD, CEILING, WHITE, SQUARE, NON-SYNC/SYNC W/SM/DSM | 1 | [12 empty] | #FFFFFFFF |  |  | FALSE | FALSE | FALSE | [22 empty] | THOR\acont | 2024-10-09 10:48 |  | [Bosch, Eaton Wheelock] [NAC] RSS-24MCCH-FR (C), RSS-24MCCH-FW, STH-4R24MCCH (C)
9c2ed4a4-87f5-4bec-852d-a2061272703d |  |  |  | North | Edwards |  | Hardware |  |  |  | Hardware | TRUE | EV4B |  | Wall Box, Textured Black, 36"w x 48"h x 3 1/2" D - black | 1 | [6 empty] | FALSE | [5 empty] | #FFFFFFFF |  |  | FALSE | FALSE | FALSE | [14 empty] | FALSE | [7 empty] | THOR\acont | 2024-10-09 10:48
659bce29-3c53-462e-a764-a207249a3430 | NFPA 170 CELL COMM | RISER CELL COMM |  | North | Honeywell |  | Cellular Communicator |  |  |  | Assembly | TRUE | HW-AV-LTE-M | + | CLSS Gateway with the enclosure | 1 |  |  |  |  | 24 | 18 | TRUE | [5 empty] | #FFFF0000 | FA-NFPA 170 CELL COMM | 1 | FALSE | FALSE | FALSE | 250 | [13 empty] | FALSE | [5 empty] | AUGUSTXPS17-EUP\aucon | 2023-01-19 04:41 | THOR\acont | 2024-09-08 17:27 | Cloned from Honeywell HON-CGW-MBB (VZW) | [Honeywell, Potter] [DACT] [#2] HW-AV-LTE-M, UD-1000, UD-2000, UDACT-9000, UDACT-9100 [AES, Honeywell, Keltron] [DACT] [#1 DACT] 7707P-44-ULP-M, 7707P-88-ULP-M, 7788F-ULP, 7794, HW-AV-LTE-M, RF774F
37a26641-448d-430b-9c39-a20d215f788f |  |  |  | North | HESS | Security/Access Control |  |  |  |  | Module | TRUE | 1006-BSP (LBM)(LBSM) |  | BLACK SUEDE POWDER | 1 | [12 empty] | #FFFFFFFF |  |  | FALSE | FALSE | FALSE | [20 empty] | THOR\acont | 2024-03-12 21:20 | THOR\acont | 2024-10-09 10:48
d7d0844b-c62f-4072-91df-a21b4c4ba4e9 | NFPA 170 SPEAKER STROBE CEILING |  |  | North | Kidde |  | Speaker/Strobe |  |  |  | Module | TRUE | EGCSVHWA |  | Speaker/Strobe, Ceiling, White, ALERT, High CD | 1 | [6 empty] | FALSE | TRUE |  |  |  |  | #FF0070C0 | FA-NFPA 170 SPEAKER STROBE CEILING | 1 | FALSE | FALSE | FALSE | 2020 | [13 empty] | FALSE |  |  | C |  |  | XPS-17-9710\August | 2024-10-18 14:34 |  |  | Cloned from Edwards GCSVHWA | [Edwards, Kidde] [AUDIO 70.7v] [70V AUDIO] EGCSRF (C), EGCSRN (C), EGCSVHRF (C), EGCSVHRF-FR (C), EGCSVHRF-SP (C), EGCSVHRN (C), EGCSVHWA (C), EGCSVHWF (C), EGCSVHWF-FR (C), EGCSVHWF-SP (C), EGCSVHWN (C), EGCSVRF (C), EGCSVRN (C), EGCSVWA (C), E [Edwards, Kidde] [AUDIO 25v] [25V AUDIO] EGCSRF (C), EGCSRN (C), EGCSVHRF (C), EGCSVHRF-FR (C), EGCSVHRF-SP (C), EGCSVHRN (C), EGCSVHWA (C), EGCSVHWF (C), EGCSVHWF-FR (C), EGCSVHWF-SP (C), EGCSVHWN (C), EGCSVRF (C), EGCSVRN (C), EGCSVWA (C), EGC [Edwards, Kidde] [NAC] [24 FWR] EGCSVHRF (C), EGCSVHRF-FR (C), EGCSVHRF-SP (C), EGCSVHRN (C), EGCSVHWA (C), EGCSVHWF (C), EGCSVHWF-FR (C), EGCSVHWF-SP (C), EGCSVHWN (C), EGCVHRF (C), EGCVHRF-FR (C), EGCVHRF-SP (C), EGCVHRN (C), EGCVHWA (C), [Edwards, Kidde] [NAC] [24 VDC] EGCSVHRF (C), EGCSVHRF-FR (C), EGCSVHRF-SP (C), EGCSVHRN (C), EGCSVHWA (C), EGCSVHWF (C), EGCSVHWF-FR (C), EGCSVHWF-SP (C), EGCSVHWN (C), EGCVHRF (C), EGCVHRF-FR (C), EGCVHRF-SP (C), EGCVHRN (C), EGCVHWA (C),
b3598000-b1ce-432e-b52a-a21ec80d5a03 |  |  |  | North | Notifier |  | Cards & Components |  |  |  | Card | TRUE | DS-BDA (25V, 125W) | + | Digital Series Amplifier | 1 | 0.1 | 0.3 |  |  |  |  | TRUE |  | SURFACE |  | PROVIDED ("WX"HX"D) | N/A | #FFFFFFFF |  |  | FALSE | FALSE | FALSE |  |  |  | 7165-0028:0224 | [9 empty] | 125 | FALSE | [5 empty] | DESKTOP-7EIEB7A\acont | 2021-04-12 13:55 | THOR\acont | 2024-10-09 10:48 | Cloned from Notifier DS-AMP (25v, 125w)
0692bb10-208d-4960-8197-a220f4281941 | NFPA 170 GAS DETECTOR |  |  | North | Kidde |  | Gas Detection |  |  |  | Module | TRUE | KI-COD w/KI-RB BASE | ++ | Intelligent Carbon Monoxide Detector | 1 | 3.2e-05 | 3.2e-05 |  |  |  |  | FALSE | TRUE |  |  |  |  | #FFFF0000 | FA-NFPA 170 GAS DETECTOR | 1 | FALSE | FALSE | FALSE | 1408 | [13 empty] | FALSE | [5 empty] | DESKTOP-7SAL8M7\acont | 2020-01-02 08:26 | THOR\acont | 2024-10-08 16:26 | Cloned from Edwards SIGA-COD w/SIGA-RB BASE | [Kidde] [SLC EST SENSORS] [*] [#4 TYPE ADDR ¦ SENSORS] DS-HFS (C), DS-PS (C), FX-HD w/IB4U BASE, FX-HD w/RB4U BASE, FX-HD w/SB4U BASE, FX-HD w/SB4U-LF BASE, FX-HD wB4U BASE, FX-PD w/B4U BASE (C), FX-PD w/IB4U BASE (C), FX-PD w/SB4U BASE (C), FX-PD w/SB4U [Edwards, Kidde] [SLC EST SENSORS] 01 [*] [EST3, iO1000] DS-HFS (C), DS-PS (C), FX-HD w/IB4U BASE, FX-HD w/RB4U BASE, FX-HD w/SB4U BASE, FX-HD w/SB4U-LF BASE, FX-HD wB4U BASE, FX-PD w/B4U BASE (C), FX-PD w/IB4U BASE (C), FX-PD w/SB4U BASE (C), FX-PD w/SB [Kidde] [SLC EST MODULES SENSORS] [*] [#2 SHARED ADDR ¦ SENSORS] DS-HFS (C), DS-PS (C), FX-HD w/IB4U BASE, FX-HD w/RB4U BASE, FX-HD w/SB4U BASE, FX-HD w/SB4U-LF BASE, FX-HD wB4U BASE, FX-PD w/B4U BASE (C), FX-PD w/IB4U BASE (C), FX-PD w/SB4U BASE (C), FX [Edwards, Kidde] [SLC EST MODULES/SENSORS] 01 [*] [iO64] DS-HFS (C), DS-PS (C), FX-HD w/IB4U BASE, FX-HD w/RB4U BASE, FX-HD w/SB4U BASE, FX-HD w/SB4U-LF BASE, FX-HD wB4U BASE, FX-PD w/B4U BASE (C), FX-PD w/IB4U BASE (C), FX-PD w/SB4U BASE (C), FX-PD w/SB
7d8b1bd9-d71f-4e8a-ac69-a2219e117ad9 |  |  |  | North | NAPCO |  | Hardware |  |  |  | Hardware | TRUE | FWC-FSLC-PROG2 | ++ | Tool for address-programming SLC devices | 1 |  |  |  |  | 24 | [7 empty] | #FFFFFFFF |  |  | FALSE | FALSE | FALSE | [20 empty] | DESKTOP-7SAL8M7\acont | 2020-01-21 11:59 | THOR\acont | 2024-10-09 10:48
e00c8841-cc2d-42f8-86fb-a2250839c613 | NFPA 170 DGP |  |  | North | Notifier |  | Hardware |  |  |  | Hardware | TRUE | DR-C4R |  | Door assembly, window, three tiers, RED, 20.75 lbs. | 1 | [6 empty] | FALSE | [5 empty] | #FFFF0000 | FA-NFPA 170 DGP | 1 | FALSE | FALSE | FALSE | [9 empty] | 7,12,18 |  |  |  |  | TRUE | [5 empty] | DESKTOP-7EIEB7A\acont | 2021-04-01 14:57 | THOR\acont | 2024-09-08 17:27 | Cloned from Notifier DR-C4
27ee021a-0282-4a02-ab57-a2258cef1f24 |  |  |  | North | Simplex |  | Hardware |  |  |  | Hardware | TRUE | 4098-9832 | + | Adapter Plate Required for surface or semi-flush mounted 4" square box and for surface mounted 4" octagonal box | 1 | 0 | 0 |  |  |  |  | TRUE | [5 empty] | #FFFFFFFF |  |  | FALSE | FALSE | FALSE | [20 empty] | DESKTOP-7EIEB7A\acont | 2022-02-21 12:54 | THOR\acont | 2024-10-09 10:48 | Cloned from Autocall A4098-9832
0ad169d7-0616-41d0-b70b-a22c20014632 | CADGEN DOOR CONTACT |  |  | North | NASCOM |  | Door Contact |  |  |  | Module | TRUE | N707AU/ST | ++ | Switch and e-strike magnet set | 1 |  |  |  |  | 1.5 | [7 empty] | #FFFF0000 | FA-CADGEN DOOR CONTACT | 1 | FALSE | FALSE | FALSE | [17 empty] | REX |  |  | THOR\acont | 2023-11-10 12:46 | THOR\acont | 2024-09-08 17:27 | Cloned from NASCOM MET-200 | [NASCOM] [ACCESS CONTROL INPUT] [*] [INPUT] C CONTACT, D CONTACT, MET-200, MET-200 AR, MET-201B, MET-201B AR, MET-202C, MET-202C AR, MET-202C AR-WP18, MET-204C, MET-204C AR, N1178CGSHK/STO36W1, N200AU/ST036, N200AU/ST036 x 2, N505AUTMC, N707AU/M, N707AU/ [NASCOM] [IDC] 01 [INPUT] C CONTACT, D CONTACT, MET-200, MET-200 AR, MET-201B, MET-201B AR, MET-202C, MET-202C AR, MET-202C AR-WP18, MET-204C, MET-204C AR, N1178CGSHK/STO36W1, N200AU/ST036, N200AU/ST036 x 2, N505AUTMC, N707AU/M, N707AU/ST, N707AU/STATS,
ce55a0ad-06b5-4970-bb04-a22ce1b03814 |  |  |  | North | Potter | [5 empty] | Module | TRUE | PCS |  | Pump Control Switch | 1 | [6 empty] | FALSE | [5 empty] | #FFFFFFFF |  |  | FALSE | FALSE | FALSE | [14 empty] | FALSE | [7 empty] | THOR\acont | 2024-10-09 10:48
03b25dd0-a3ed-47d4-a448-a22ea4011288 | NFPA 170 CHIME |  |  | North | Siemens |  | Chime |  |  |  | Module | TRUE | SL2CHSCR-F | S54329-F231-A1++ | Chime-Strobe, Ceiling, Clear, Red, Fire | 1 | [7 empty] | TRUE |  |  |  |  | #FFFF0000 | FA-NFPA 170 CHIME | 1 | FALSE | FALSE | FALSE | 2023 | [19 empty] | DESKTOP-7EIEB7A\acont | 2023-08-02 11:22 | THOR\acont | 2024-09-08 17:27 | Cloned from Siemens SL2CHWR-F | [Siemens] [NAC] [16.0 – 33.0 VDC] SL2CHSCR-F (C), SL2CHSCW-F (C), SL2CHWR-F, SL2CHWW-F
dfaef0c2-3cc1-4374-b9eb-a231f0e76fa1 |  |  |  | North | Ampac | [5 empty] | Card | TRUE | 4310-0082 |  | 8 Zone Conventional Board | 1 | [6 empty] | TRUE | [5 empty] | #FFFFFFFF |  |  | FALSE | FALSE | [21 empty] | XPS-17-9710\August | 2024-11-07 06:05 | XPS-17-9710\August | 2024-11-07 06:13
b8301a8e-d38e-4b5f-b46a-a23339b66791 |  |  |  | North | Schlage | Security/Access Control |  |  |  |  | Module | TRUE | ND80EUZD |  |  | 1 | [12 empty] | #FFFFFFFF |  |  | FALSE | FALSE | FALSE | [20 empty] | THOR\acont | 2024-03-12 21:43 | THOR\acont | 2024-10-09 10:48
9f1a44f9-a618-4318-9762-a233fc213867 | NFPA 170 FIRE ALARM CONTROL UNIT | RISER FACP |  | North | NAPCO |  | Fire Alarm Control Unit |  |  |  | Assembly | TRUE | GEMC-FW32CONVKT | + | Conventional Fire System Kit | 1 | [12 empty] | #FFFF0000 | FA-NFPA 170 FIRE ALARM CONTROL UNIT | 1 | FALSE | FALSE | FALSE | 202 | [13 empty] | TRUE | [5 empty] | DESKTOP-7SAL8M7\acont | 2020-01-21 11:59 | THOR\acont | 2024-09-08 17:27
c718564b-a8fc-45d9-b6ea-a23b3cad6644 | NFPA 170 FIRE ALARM CONTROL UNIT | RISER FACP |  | North | Kidde |  | Fire Alarm Control Unit |  |  |  | Assembly | TRUE | VS4-RD |  | FACP, 1-4 Loop, 1000pt max, 4 Cl B NACs, red, w/dialer, 120v | 1 | [6 empty] | FALSE | [5 empty] | #FFFF0000 | FA-NFPA 170 FIRE ALARM CONTROL UNIT | 1 | FALSE | FALSE | FALSE | 202 | [8 empty] | 7,12,18 |  |  |  |  | TRUE | [7 empty] | THOR\acont | 2024-09-08 17:27
4172c331-d2bb-4b21-9635-a240603635e9 | NFPA 170 SPEAKER CEILING |  |  | North | System Sensor |  | Speaker |  |  |  | Module | TRUE | SPCWL | ++ | 2-WIRE, SPEAKER WHITE CEILING | 1 | [6 empty] | FALSE | TRUE |  |  |  |  | #FF0070C0 | FA-NFPA 170 SPEAKER CEILING | 1 | FALSE | FALSE | FALSE | 2019 | [13 empty] | FALSE |  |  | C |  |  |  |  | THOR\acont | 2024-09-08 17:27 |  | [BluePoint, System Sensor] [AUDIO 70.7v] [70V AUDIO] BP04-511P (C), BP04-A511P (C), SPCRL (C), SPCWL (C), SPCWL-TILE (C), SPSCR (C), SPSCRH (C), SPSCRL (C), SPSCW (C), SPSCWL (C), SPSCWL-CLR-ALERT (C), SPSCWL-P (C), SPSCWL-SP (C), SPSCWL-TILE (C) [BluePoint, System Sensor] [AUDIO 25v] [25V AUDIO] BP04-511P (C), BP04-A511P (C), SPCRL (C), SPCWL (C), SPCWL-TILE (C), SPSCR (C), SPSCRH (C), SPSCRL (C), SPSCW (C), SPSCWL (C), SPSCWL-CLR-ALERT (C), SPSCWL-P (C), SPSCWL-SP (C), SPSCWL-TILE (C)
7833f900-1f8e-4fd4-878c-a242337f03e9 |  |  |  | North | Bosch | [5 empty] | Module | TRUE | LTC922301 | * | Column Mount 24-In 61 Cm 11 Lb 5 Kg Max Load Lt Gray For Indoor Use | 1 | [12 empty] | #FFFFFFFF |  |  | FALSE | FALSE | FALSE | [20 empty] | DESKTOP-7EIEB7A\acont | 2021-08-13 06:25 | THOR\acont | 2024-10-09 10:48
9cf673b1-2965-4e8b-97a3-a254768170bc | NFPA 170 HEAT DETECTOR |  |  | North | Hochiki |  | Heat Detector |  |  |  | Module | TRUE | DFE-190 w/HSC-4R - 4 WIRE RELAY BASE | DFE-190 w/HSC-4R - 4 WIRE RELAY BASE | HEAT DETECTOR w/ 4 WIRE RELAY BASE | 1 |  | 0.193 |  |  |  |  | TRUE | TRUE |  | *Refer to Install Sheet |  |  | #FFFF0000 | FA-NFPA 170 HEAT DETECTOR | 1 | FALSE | FALSE | FALSE | 1403 | [16 empty] | R |  |  | DESKTOP-0D6CQVA\lousc | 2019-10-12 07:53 | THOR\acont | 2024-09-08 17:27 | Cloned from Hochiki DCD-135 w/HSC-4R - 4 WIRE RELAY BASE | [Hochiki] [IDC] 01 [IDC] DCD-135 w/HSC-220L LATCHING LED BASE (C), DCD-135 w/HSC-220R - 2 WIRE RELAY BASE (C), DCD-135 w/HSC-221L LATCHING LED BASE (C), DCD-135 w/HSC-221R - 2 WIRE RELAY BASE (C), DCD-135 w/HSC-224L LATCHING LED BASE (C), DCD-135 w
40e8ee37-6f2b-4ccf-a9a8-a2570ae88303 | NFPA 170 ADDRESSABLE INPUT MONITOR MODULE |  |  | North | DMP |  | Addressable Module |  |  |  | Module | TRUE | 711S | ++ | Zone Expansion Input Module | 1 | 0.0042 | 0.0047 |  |  | 12 |  | TRUE |  |  |  | 1.25" W × 2.75" H |  | #FFFF0000 | FA-NFPA 170 ADDRESSABLE INPUT MONITOR MODULE | 1 | FALSE | FALSE | FALSE | 1000 | [19 empty] | AULAPTOP-PC\Aulaptop | 2019-03-07 06:17 | THOR\acont | 2024-09-08 17:27 | Cloned from DMP 711 | [BluePoint, DMP] [DMP LX BUS] [*] [LX BUS] 711, 711S, 734, 734N, 734N-POE, 736P, 736V, 866, 867, BP-DHE-736PA | [DMP] 711, 711S
b21cf834-94e6-4b21-9a15-a2648c85d51e | NFPA 170 HEAT DETECTOR |  |  | North | Edwards |  | Heat Detector |  |  |  | Module | TRUE | SIGA2-HCOS w/SIGA-AB4G BASE | ++ | Heat / Carbon Monoxide Detector | 1 | 4.5e-05 | 4.5e-05 |  |  |  |  | FALSE | [5 empty] | #FFFF0000 | FA-NFPA 170 HEAT DETECTOR | 1 | FALSE | FALSE | FALSE | 1403 | [13 empty] | FALSE | [7 empty] | THOR\acont | 2024-10-08 16:33 | 20191121 AC Detector with base | [Edwards, Kidde] [AUX POWER] FX-HD w/SB4U BASE, FX-PD w/SB4U BASE (C), FX-PHD w/SB4U BASE (C), KI-COD w/KI-ABST BASE (C), KI-HCD w/KI-ABST BASE, KI-HRD w/KI-ABST BASE, KI-PCD w/KI-ABST BASE (C), KI-PD w/KI-ABST BASE (C), KI-PHCD w/KI-ABST BASE (C), KI-PH [Edwards, Kidde] [SLC EST SENSORS] [*] [#4 TYPE ADDR ¦ SENSORS] KI-DDOS (C), SIGA2-COS w/SIGA-AB4G BASE, SIGA2-COS w/SIGA-AB4G-LF BASE, SIGA2-COS w/SIGA-AB4GT BASE, SIGA2-COS w/SIGA-IB BASE, SIGA2-COS w/SIGA-RB BASE, SIGA2-COS w/SIGA-SB BASE, SIGA2-HCOS [Edwards, Kidde] [SLC EST MODULES/SENSORS] 01 [*] [iO64] DS-HFS (C), DS-PS (C), FX-HD w/IB4U BASE, FX-HD w/RB4U BASE, FX-HD w/SB4U BASE, FX-HD w/SB4U-LF BASE, FX-HD wB4U BASE, FX-PD w/B4U BASE (C), FX-PD w/IB4U BASE (C), FX-PD w/SB4U BASE (C), FX-PD w/SB [Edwards, Kidde] [SLC EST MODULES SENSORS] [*] [#2 SHARED ADDR ¦ SENSORS] KI-DDOS (C), SIGA2-COS w/SIGA-AB4G BASE, SIGA2-COS w/SIGA-AB4G-LF BASE, SIGA2-COS w/SIGA-AB4GT BASE, SIGA2-COS w/SIGA-IB BASE, SIGA2-COS w/SIGA-RB BASE, SIGA2-COS w/SIGA-SB BASE, S [Edwards, Kidde] [SLC EST SENSORS] 01 [*] [EST3, iO1000] DS-HFS (C), DS-PS (C), FX-HD w/IB4U BASE, FX-HD w/RB4U BASE, FX-HD w/SB4U BASE, FX-HD w/SB4U-LF BASE, FX-HD wB4U BASE, FX-PD w/B4U BASE (C), FX-PD w/IB4U BASE (C), FX-PD w/SB4U BASE (C), FX-PD w/SB
a4136972-bfb9-479f-b2d1-a2666ec131c6 | NFPA 170 HEAT DETECTOR |  |  | North | MIRCOM |  | Heat Detector |  |  |  | Module | TRUE | MIX-5351RAP w/B224RB-WH | ++ | Intelligent Heat Detector, Fixed Temperature with Rate-of-Rise Detection, White - UL, Relay Base | 1 | 0.0002 | 0.0045 |  |  |  |  | FALSE | TRUE |  |  |  |  | #FFFF0000 | FA-NFPA 170 HEAT DETECTOR | 1 | FALSE | FALSE | FALSE | 1403 | [13 empty] | FALSE |  |  | 135° FTR |  |  | DESKTOP-7EIEB7A\acont | 2023-05-25 09:35 | THOR\acont | 2024-09-08 17:27 | Cloned from MIRCOM MIX-5351AP w/B224RB-WH | [MIRCOM] [SLC MODULES SENSORS] [*] [#2 SHARED ADDR ¦ SENSORS] DNR w/MIX-2251BR (C), DNR w/MIX-2351RAP (C), MIX-1251AP w/B200SR-LF-WH (C), MIX-1251AP w/B200SR-WH (C), MIX-1251AP w/B210LP (C), MIX-1251AP w/B224RB-WH (C), MIX-1251AP w/B501 (C), MIX-1251B w/ [MIRCOM] [SLC SENSORS] [*] [#4 TYPE ADDR ¦ SENSORS] DNR w/MIX-2251BR (C), DNR w/MIX-2351RAP (C), MIX-1251AP w/B200SR-LF-WH (C), MIX-1251AP w/B200SR-WH (C), MIX-1251AP w/B210LP (C), MIX-1251AP w/B224RB-WH (C), MIX-1251AP w/B501 (C), MIX-1251B w/B200SR-LF-
20c3f5cc-9762-4da5-a0d5-a267a718fd3f | NFPA 170 DIGITAL ALARM COMMNUCATOR TRANSMITTER | RISER DACT |  | North | Honeywell | [5 empty] | Assembly | TRUE | HON-DACT-DS |  |  | 1 | [6 empty] | TRUE | [5 empty] | #FFFF0000 | FA-NFPA 170 DIGITAL ALARM COMMNUCATOR TRANSMITTER | 1 | FALSE | FALSE | [21 empty] | AUGUSTALIEN\aucon | 2024-12-02 16:18 | AUGUSTALIEN\aucon | 2024-12-02 17:08
a5f67f9f-7a80-4cdb-a72c-a269dd525ecf | NFPA 170 HEAT DETECTOR |  |  | North | Gentex |  | Heat Detector |  |  |  | Module | FALSE | 917-0079-002 | H | 120V Heat Sensor 135 ROR | 1 | [6 empty] | FALSE | TRUE |  |  |  |  | #FFFF0000 | FA-NFPA 170 HEAT DETECTOR | 1 | FALSE | FALSE | FALSE | 1408 | [13 empty] | FALSE |  |  | 120V |  |  | THOR\acont | 2024-12-23 15:35 | THOR\acont | 2024-12-23 15:40 | Cloned from Gentex 917-0073-002 | [BRK, Gentex, Kidde] [VAC ] [*] 21006378 (C), 21007624 (C), 7020BSL (C), 7030BSL (C), 900-CUAR (C), 9120 (C), 9120B (C), 917-0070-002 (C), 917-0071-002 (C), 917-0072-002 (C), 917-0073-002 (C), 917-0079-002 (C), 918-0030-002 (C), 918-0031-002 (C), 918-003 [BRK, First Alert, Gentex, Kidde] [SMOKE ALARM TANDEM] 21006378 (C), 21007624 (C), 7020BSL (C), 7030BSL (C), 900-CUAR (C), 9120 (C), 9120B (C), 917-0070-002 (C), 917-0071-002 (C), 917-0072-002 (C), 917-0073-002 (C), 917-0079-002 (C), 918-0030-002 (C), 91 | [BRK, First Alert, Generic, Gentex, Kidde, N/A] 120VAC SMOKE DETECTOR, 21006378, 21007624, 7020BSL, 7030BSL, 900-CUAR, 9120, 9120B, 9120F, 9120H, 9120HF, 9120T, 9120TF, 9123, 9123F, 9123H, 9123HF, 9123T, 9123TF, 917-0070-002, 917-0071-002, 917-0072-002, 9
adf09deb-1766-4411-a4e8-a2704e5c6178 | NFPA 170 HORN STROBE |  |  | North | Eaton Wheelock |  | Horn/Strobe |  |  |  | Module | TRUE | EL4XMTSTA-ALW | ++ | WALL HORN STROBE, AMBER, WHITE, WP | 1 | [6 empty] | TRUE | [5 empty] | #FF0070C0 | FA-NFPA 170 HORN STROBE | 1 | FALSE | FALSE | FALSE | 2020 | [16 empty] | WP |  |  | THOR\acont | 2024-09-11 19:32 | THOR\acont | 2024-10-09 10:48 | Cloned from Eaton Wheelock EL4XMTST-FR | [Eaton Wheelock] [NAC] [24VDC, STD HORN] EL3RMTSTA-ALW, EL3RMTSTA-NW, EL3RMTST-FR, EL3RMTST-FW, EL4XMTSTA-ALW, EL4XMTSTA-NW, EL4XMTST-FR, EL4XMTST-FW [Eaton Wheelock] [NAC] [24VDC, HIGH HORN] EL3RMTSTA-ALW, EL3RMTSTA-NW, EL3RMTST-FR, EL3RMTST-FW, EL4XMTSTA-ALW, EL4XMTSTA-NW, EL4XMTST-FR, EL4XMTST-FW
de3cbeeb-530c-431d-bc03-a2764023d0d6 | NFPA 170 REMOTE ANNUNCIATOR | RISER ANNUNCIATOR |  | North | Siemens |  | Remote Annunciator |  |  |  | Assembly | TRUE | FT2050 WITH LEDS |  | ASSEMBLY,NETWORK TERMINAL | 1 | [6 empty] | TRUE | [5 empty] | #FFFF0000 | FA-NFPA 170 REMOTE ANNUNCIATOR | 1 | FALSE | FALSE | FALSE | 255 | [19 empty] | AULAPTOP-PC\Aulaptop | 2019-05-19 10:31 | THOR\acont | 2024-09-08 17:27 | Cloned from Siemens FT2050
65fab014-4fc9-45d8-aff1-a27663a3ee05 | NFPA 170 AMPLIFIER RACK | RISER AMP |  | North | Potter |  | Cards & Components |  |  |  | Card | TRUE | DCA-10025 (25V) Main Board | + | Main Board | 1 | 0.048 | 0.52 |  |  |  |  | TRUE | [5 empty] | #FFFF0000 | FA-NFPA 170 AMPLIFIER RACK | 1 | FALSE | FALSE | FALSE | 300 | [13 empty] | FALSE | [5 empty] | DESKTOP-7EIEB7A\acont | 2021-12-21 07:49 | THOR\acont | 2024-09-08 17:27 | Cloned from Potter DCA-10025 | [Potter] [V-LINK] [#1 V-LINK] DCA-10025 (25V) Main Board, DCA-10025 (70V) Main Board, DCA-5025 (25V) Main Board, VM-1000 [Advanced, Potter] [VAC ] [120VAC] AFC-100 Main Board, AFC-1000 Main Board, AFC-50 Main Board, ARC-100 Main Board, AX-PSN104 Main Board, AX-PSN106 Main Board, AX-PSN108 Main Board, AX-PSN-64 Main Board, DCA-10025 (25V) Main Board, DCA-10025 (70V) Main Bo [Potter] [V-LINK] [#2 V-LINK] DCA-10025 (25V) Main Board, DCA-10025 (70V) Main Board, DCA-5025 (25V) Main Board, LOC-1000 Main Board, SCA-10070 (25V) Main Board, SCA-10070 (70V) Main Board, SCA-2525 (25V) Main Board, SCA-2570 (25V) Main Board, SCA-2570 ( [Potter] [P-LINK] [*] [P-LINK] DCA-10025 (25V) Main Board, DCA-10025 (70V) Main Board, DCA-5025 (25V) Main Board, FFT-1000 Main Board, LOC-1000 Main Board, SCA-10070 (25V) Main Board, SCA-10070 (70V) Main Board, SCA-2525 (25V) Main Board, SCA-2570 (25V) | [Potter] DCA-10025 (25V) Main Board, DCA-5025 (25V) Main Board, SCA-10070 (25V) Main Board, SCA-2525 (25V) Main Board, SCA-2570 (25V) Main Board, SCA-5025 (25V) Main Board, SCA-5070 (25V) Main Board
a7e14b8b-4692-415a-a60f-a27790204527 |  |  |  | North | Siemens |  | Hardware |  |  |  | Hardware | TRUE | FHA2042-U1 | S54400-B55-A1 | Battery bracket (33 Ah) Optional bracket used to secure 33 AH batteries in an FH2005 enclosure to meet seismic approval. | 1 | [12 empty] | #FFFFFFFF |  |  | FALSE | FALSE | FALSE | [20 empty] | AULAPTOP-PC\Aulaptop | 2019-04-20 11:42 | THOR\acont | 2024-10-09 10:48
b14a5cc1-0b58-4b6f-9138-a27a2cc8410d |  |  |  | North | Edwards |  | Cards & Components |  |  |  | Card | TRUE | QS4-CPU-2 |  | CPU/Display with 2 Annunciator Option Space | 1 | 0.199 | 0.235 |  |  |  |  | TRUE | [5 empty] | #FFFFFFFF |  |  | FALSE | FALSE | FALSE | [14 empty] | FALSE | [7 empty] | THOR\acont | 2024-10-09 10:48
a6c068fb-7637-4f8f-881e-a27adbe25df8 |  |  |  | North | Edwards |  | Hardware |  |  |  | Hardware | TRUE | VSMIP |  | Site Monitor PIN letter to enable IP connection to VS panels | 1 | [6 empty] | FALSE | [5 empty] | #FFFFFFFF |  |  | FALSE | FALSE | FALSE | [14 empty] | FALSE | [7 empty] | THOR\acont | 2024-10-09 10:48
a60eb036-72ae-443a-8a5f-a27d7a775ecd | NFPA 170 FIRE ALARM CONTROL UNIT | RISER FACP |  | North | Monaco Enterprises |  | Fire Alarm Control Unit |  |  |  | Assembly | TRUE | 227-955-xx | ++ | MAAP-X point reporting, addressable, fire alarm control, mass notification, voice evacuation panel, integrated radio transceiver—single comm | 1 | [8 empty] | 28 in. H x 18 in. W x 3.6 in. D |  |  |  | #FFFF0000 | FA-NFPA 170 FIRE ALARM CONTROL UNIT | 1 | FALSE | FALSE | FALSE | 202 | [8 empty] | 18 |  | 18 |  |  | TRUE | [5 empty] | AULAPTOP-PC\Aulaptop | 2019-04-19 16:45 | THOR\acont | 2024-09-08 17:27 |  | [Monaco Enterprises] [IDC] 12 [K1] 227-955-xx [Monaco Enterprises] [IDC] 14 [K2] 227-955-xx [Monaco Enterprises] [IDC] 11 [K4] 227-955-xx [Monaco Enterprises] [IDC] 13 [K3] 227-955-xx
d7dd7b99-ea91-4a50-8a19-a28b85b591a3 | NFPA 170 HEAT DETECTOR |  |  | North | Hochiki |  | Heat Detector |  |  |  | Module | TRUE | DFE-135 w/NS4-224 STANDARD BASE | DFE-135 w/NS4-224 STANDARD BASE | HEAT DETECTOR w/ STANDARD BASE | 1 |  | 0.193 |  |  |  |  | TRUE | TRUE |  | *Refer to Install Sheet |  |  | #FFFF0000 | FA-NFPA 170 HEAT DETECTOR | 1 | FALSE | FALSE | FALSE | 1403 | [19 empty] | DESKTOP-0D6CQVA\lousc | 2019-10-12 07:53 | THOR\acont | 2024-09-08 17:27 | Cloned from Hochiki DCD-135 w/NS4-224 STANDARD BASE | [Hochiki] [IDC] 01 [IDC] DCD-135 w/HSC-220L LATCHING LED BASE (C), DCD-135 w/HSC-220R - 2 WIRE RELAY BASE (C), DCD-135 w/HSC-221L LATCHING LED BASE (C), DCD-135 w/HSC-221R - 2 WIRE RELAY BASE (C), DCD-135 w/HSC-224L LATCHING LED BASE (C), DCD-135 w
4cb002d8-82a3-4e50-a885-a28db242d532 | NFPA 170 ABORT SWITCH |  |  | North | Fike |  | Switch |  |  |  | Module | TRUE | 10-2965 | ++ | Abort Switch Assembly | 1 | [6 empty] | TRUE | [5 empty] | #FFFF0000 | FA-NFPA 170 ABORT SWITCH | 1 | FALSE | FALSE | FALSE | [20 empty] | DESKTOP-7EIEB7A\acont | 2023-08-29 08:26 | THOR\acont | 2024-09-08 17:27 | Cloned from Fike 02-10310 | [Fike] [IDC] 12 [ABORT] 10-2965
18af1e99-ff0f-4317-ad82-a28e7e26cd7d | NFPA 170 SMOKE DETECTOR |  |  | North | Hochiki |  | Smoke Detector |  |  |  | Module | TRUE | SLR-24H w/NS4-221 STANDARD BASE | SLR-24H w/NS4-221 STANDARD BASE | PHOTOELECTRIC SMOKE DETECTOR w/ STANDARD BASE | 1 |  | 0.196 |  |  |  |  | TRUE | TRUE |  | *Refer to Install Sheet |  |  | #FFFF0000 | FA-NFPA 170 SMOKE DETECTOR | 1 | FALSE | FALSE | FALSE | 1408 | [19 empty] | DESKTOP-0D6CQVA\lousc | 2019-10-12 06:54 | THOR\acont | 2024-09-08 17:27 | from Hochiki SLR-24V w/NS4-221 STANDARD BASE | [Hochiki] [IDC] 02 [IDC] SLR-24H w/HSC-220L LATCHING LED BASE (C), SLR-24H w/HSC-220R - 2 WIRE RELAY BASE (C), SLR-24H w/HSC-221L LATCHING LED BASE (C), SLR-24H w/HSC-221R - 2 WIRE RELAY BASE (C), SLR-24H w/HSC-224L LATCHING LED BASE (C), SLR-24H w/HSC-2
29e08379-c876-4b58-9915-a29133d06c7f |  |  |  | North | MIRCOM |  | Hardware |  |  |  | Hardware | TRUE | BC-160-R | + | Battery cabinet with white front door for 26AH and larger batteries. | 1 | [6 empty] | FALSE | [5 empty] | #FFFFFFFF |  |  | FALSE | FALSE | FALSE | [9 empty] | 7,12,18 |  |  |  |  | TRUE | [7 empty] | THOR\acont | 2024-10-09 10:48
1389cbab-83fd-472f-9f66-a29666d5719c |  |  |  | North | MIRCOM | [5 empty] | Module | TRUE | ALCN-792D | ++ | Quad Intelligent Analog Loop Module daughter board | 1 | 0.13 | 0.145 | [10 empty] | #FFFFFFFF |  |  | FALSE | FALSE | FALSE | [20 empty] | THOR\acont | 2025-01-14 14:41 |  |  | Cloned from MIRCOM ALCN-4792D |  | [MIRCOM] ALCN-792D, ALCN-792MISO
88f3bf49-171e-46a3-824c-a296c78164e3 | NFPA 170 HORN STROBE |  |  | North | Eaton Wheelock |  | Horn/Strobe |  |  |  | Module | TRUE | LHSW3-A |  | HRN/ST,WALL,WHT,AGENT | 1 | [12 empty] | #FF0070C0 | FA-NFPA 170 HORN STROBE | 1 | FALSE | FALSE | FALSE | 2012 | [19 empty] | DESKTOP-7SAL8M7\acont | 2020-10-28 08:07 | THOR\acont | 2024-09-08 17:27 | Cloned from Siemens SLHSWW-A | [Eaton Wheelock] [NAC] [UL MAX, HIGH DB] LHSR3, LHSR3-A, LHSR3-N, LHSW3, LHSW3-A, LHSW3-AL, LHSW3-N
7e41ff9a-964c-42e4-8fea-a2a5ad02eda7 |  |  |  | North | Simplex |  | Hardware |  |  |  | Hardware | TRUE | 2099-9814 | + | Surface trim plate for Wiremold 5744-2, red | 1 | [6 empty] | TRUE | [5 empty] | #FFFFFFFF |  |  | FALSE | FALSE | FALSE | [20 empty] | DESKTOP-7EIEB7A\acont | 2022-02-21 12:48 | THOR\acont | 2024-10-09 10:48 | Cloned from Simplex 2975-9022
2a8095b0-a11d-4025-8d77-a2a80cea5616 |  |  |  | North | Siemens |  | Cards & Components |  |  |  | Card | TRUE | VCI2003-A1 | S54400-A141-A1 | VoIP module The VoIP module is used to convert audio signals between analog and digital Voice over IP signals. This module is mounted to a connection point on the VCA2001 Voice CPU card, and is required for all networked voice applications. | 1 | [6 empty] | TRUE | [5 empty] | #FFFFFFFF |  |  | FALSE | FALSE | FALSE | [20 empty] | AULAPTOP-PC\Aulaptop | 2019-04-20 20:32 | THOR\acont | 2024-10-09 10:48 | 43 mA (standby), 43 mA (alarm) per module
3c700564-2d35-49b8-b52e-a2a90a47ba60 | NFPA 170 FIRE ALARM CONTROL UNIT | RISER FACP |  | North | Potter |  | Fire Alarm Control Unit |  |  |  | Assembly | TRUE | PFC-4064 | + | Conventional Fire Alarm Control Panel | 1 | [6 empty] | FALSE | [5 empty] | #FFFF0000 | FA-NFPA 170 FIRE ALARM CONTROL UNIT | 1 | FALSE | FALSE | FALSE | 202 | [8 empty] | 7,12,18 |  |  | 5 |  | TRUE | [5 empty] | DESKTOP-7EIEB7A\acont | 2021-05-20 08:55 | THOR\acont | 2024-09-08 17:27 | Cloned from Potter PFC-6006
ed7be30d-a72f-4e55-9515-a2aa8be8de96 | CADGEN INPUT OUTPUT PANEL | CADGEN INPUT OUTPUT PANEL |  | North | Capsol |  | Input/Output Panel |  |  |  | Module | TRUE | CC-LED | ++ | Controller | 1 | [6 empty] | TRUE | [5 empty] | #FFFF0000 | FA-CADGEN INPUT OUTPUT PANEL | 1 | FALSE | FALSE | FALSE | 107 | [8 empty] | 12 |  | 12 | [8 empty] | DESKTOP-7EIEB7A\acont | 2023-05-11 08:41 | THOR\acont | 2024-09-08 17:27 | Cloned from Monaco Enterprises 710-059-10 |  | [Capsol] CC-LED
453a5d5a-298a-4039-807c-a2ab968d48cf | NFPA 170 END OF LINE DEVICE |  |  | North | Silent Knight |  | End-of-Line Device |  |  |  | Module | TRUE | EOL-1224RLY |  | EOL RELAY | 1 | 0.015 | 0.015 |  |  |  |  | FALSE | FALSE |  |  |  |  | #FFFF0000 | FA-NFPA 170 END OF LINE DEVICE | 1 | FALSE | FALSE | FALSE | 5050 | [13 empty] | FALSE |  |  | R |  |  |  |  | THOR\acont | 2024-09-08 17:27 |  | [Edwards, Siemens, Silent Knight, System Sensor] [IDC] 01 204-12/24VG, A77-716B, EOL-1224RLY, EOL-R24VDC, RELA-EOL, SXL-EX Main Board, SZE-4X [Altronix, Edwards, Silent Knight, System Sensor] [AUX POWER] A77-716B, EOL-1224RLY, EOL-R24VDC, MR101/C, MR101/T, MR601/S, MR601/T, MR801/S, MR801/T, PAM1, RB1224, RELA-EOL [Edwards, Siemens, Silent Knight, System Sensor] [RELEASING] [*] 204-12/24VG, A77-716B, EOL-1224RLY, EOL-R24VDC, RELA-EOL, SXL-EX Main Board, SZE-4X
360746d7-d985-4255-8d58-a2b03e79df68 | NFPA 170 FIRE ALARM CONTROL UNIT | RISER FACP |  | North | Hochiki |  | Fire Alarm Control Unit |  |  |  | Assembly | TRUE | LA103K4-14 |  | FireNET L@TITUDE Analog Addressable Fire Alarm Control Panel, 4 Slot Standard Enclosure, 10.25 A Auto Voltage, 8-Loop Panel Module, Hochiki Protocol, Network Module, and Media Gateway™, Red, Printer / 48 Zone LEDs | 1 | [6 empty] | FALSE |  |  | *Refer to Install Sheet | 16.5in (W) x 23.2in (H) x 6in (D) | KM5FCRD (Optional Semi-Flush Mounting Kit) | #FFFF0000 | FA-NFPA 170 FIRE ALARM CONTROL UNIT | 1 | FALSE | FALSE | FALSE | 202 | [8 empty] | 7,12,18,28 |  |  | 10.25 |  | TRUE | [5 empty] | DESKTOP-7SAL8M7\acont | 2019-12-04 15:59 | THOR\acont | 2024-09-08 17:27 | Cloned from Hochiki LA103K1-14 CLONED
23a4ac9f-6f06-4aeb-beb9-a2b4be6437f1 |  |  |  | North | Brivo | [5 empty] | Module | TRUE | New Part CLONED CLONED CLONED CLONED CLONED CLONED CLONED CLONED CLONED | [9 empty] | TRUE | [5 empty] | #FFFFFFFF |  |  | FALSE | FALSE | [21 empty] | AUGUSTALIEN\aucon | 2023-03-07 15:46 | DESKTOP-7EIEB7A\acont | 2023-03-31 12:04 | Cloned from New Part CLONED CLONED CLONED CLONED CLONED CLONED CLONED CLONED
f82aa99d-5cb3-416c-a228-a2bcecaf4085 | NFPA 170 SMOKE HEAT DETECTOR |  |  | North | Simplex |  | Smoke/Heat Detector |  |  |  | Module | TRUE | 4098-9602 w/4098-9788 | + | TrueAlarm Photoelectric Smoke Detector with TrueSense Smoke/Heat Detection 2-Wire | 1 | 0.0001 | 0.024 |  |  |  |  | TRUE | TRUE |  |  |  |  | #FFFF0000 | FA-NFPA 170 SMOKE HEAT DETECTOR | 1 | FALSE | FALSE | FALSE | 1408 | [16 empty] | P |  |  | DESKTOP-7EIEB7A\acont | 2022-02-15 10:49 | THOR\acont | 2024-09-08 17:27 | Cloned from Autocall A4098-9602 w/A4098-9788 | [Autocall, Simplex] [IDC] 01 2098-9201 (C), 2098-9202 (C), 2098-9203 (C), 2098-9208 (C), 2098-9576 (C), 2099-9101 (C), 2099-9102 (C), 2099-9103 (C), 2099-9104 (C), 2099-9105 (C), 2099-9107 (C), 2099-9108 (C), 2099-9754 (C), 2099-9755 (C), 2099-9756 (C),
043fbba1-b2e7-4054-bfa8-a2c2e901f5db | 170 BASIC SHAPE |  |  | North | Edwards |  | Miscellaneous |  |  |  | Assembly | TRUE | 3-CAB7B-E |  | Back Box /w 7 LRM Space w/o Door, EN-54 Compliance | 1 | [6 empty] | FALSE | [5 empty] | #FFFF0000 | FA-170 BASIC SHAPE | 1 | FALSE | FALSE | FALSE | [14 empty] | TRUE | [7 empty] | THOR\acont | 2024-09-08 17:27
c26aa444-f742-4012-8135-a2c5551fbdf6 | NFPA 170 FIRE ALARM CONTROL UNIT | RISER FACP |  | North | Gamewell FCI |  | Fire Alarm Control Unit |  |  |  | Assembly | TRUE | IF602 FACP | + | ES Series Fire Alarm Control Panel w/ E3BB-BB, PM-9, ILI95-MB-E3, E3ID2-B, LCD-E3, ASM-16 | 1 | [6 empty] | FALSE | [5 empty] | #FFFF0000 | FA-NFPA 170 FIRE ALARM CONTROL UNIT | 1 | FALSE | FALSE | FALSE | 202 | [8 empty] | 12,18,26,55 |  |  | 9 |  | TRUE | [5 empty] | DESKTOP-DUP41H2\August | 2023-07-20 13:59 | THOR\acont | 2024-10-09 10:48 | Cloned from Gamewell FCI E3 Series FACP
f8e71f91-22b4-4adb-90a7-a2c861e2e59c |  |  |  | North | Advanced |  | Cards & Components |  |  |  | Card | TRUE | Mx-5201 Main Card | ++ | Main Board | 1 | 0.114 | 0.167 | 5 |  |  |  | TRUE | [5 empty] | #FFFFFFFF |  |  | FALSE | FALSE | FALSE | [14 empty] | FALSE | [5 empty] | DESKTOP-7EIEB7A\acont | 2023-02-11 11:45 | THOR\acont | 2024-10-09 10:48 | Cloned from Advanced AX-CTL-4 Base Card | [Advanced] [IDC] [#2 RELAY] Mx-5201 Main Card, Mx-5202 Main Card [Advanced] [IDC] [#1 RELAY] Mx-5201 Main Card, Mx-5202 Main Card | [Advanced] Mx-5201 Main Card
0d6eabf4-1abb-4907-b9bd-a2c8cb0ed023 |  |  |  | North | Gamewell FCI |  | Hardware |  |  |  | Hardware | TRUE | E3BB-BD/INCC | ++ | Enclosure, Command Center, Black, “D” Size | 1 | [6 empty] | TRUE |  |  |  | 19 3/8” W x 41” H x 4 1/2” D (49 W x 104 H x 11 D cm) |  | #FFFFFFFF |  |  | FALSE | FALSE | FALSE | [20 empty] | DESKTOP-7EIEB7A\acont | 2022-01-20 06:18 | THOR\acont | 2024-10-09 10:48 | Cloned from Gamewell FCI E3BB-BB
133ab833-3388-48cd-b6cc-a2d08c7003a9 | CADGEN MOTION DETECTOR WALL |  |  | North | Bosch |  | Motion Detector |  |  |  | Module | TRUE | ISC-BDL2-WP12G-CHI | ++ | Motion detector, pet friendly 40ft (12m) | 1 | 0.01 | 0.01 |  |  | 12 |  | FALSE | [5 empty] | #FFFF0000 | FA-CADGEN MOTION DETECTOR WALL | 1 | FALSE | FALSE | FALSE | [14 empty] | FALSE | [5 empty] | DESKTOP-7EIEB7A\acont | 2022-07-26 11:31 | THOR\acont | 2024-09-08 17:27 | Cloned from Bosch ISC-BDL2-WP6G-CHI | [BluePoint, Bosch, Honeywell] [AUX POWER] [*] [12VDC ++] BP01-302, BP01-303, D125B, D185, DS1101i, DS1102i, DS1103i, DS1108i, DS936 (C), DS9360 (C), DS936B (C), DS936-CHI (C), DS936-FRA (C), DS937 (C), DS9370 (C), DS9371 (C), DS939 (C), DS939-CHI (C), EN [Bosch, Optex] [IDC] 01 [INPUT] DS1101i, DS1102i, DS1103i, DS1108i, DS936 (C), DS9360 (C), DS936B (C), DS936-CHI (C), DS936-FRA (C), DS937 (C), DS9370 (C), DS9371 (C), DS939 (C), DS939-CHI (C), FX-360 (C), ISC-BDL2-W12G, ISC-BDL2-W12GE, ISC-BDL2-W12HE, I [Bosch, Optex] [ACCESS CONTROL INPUT] [*] [INPUT] DS1101i, DS1102i, DS1103i, DS1108i, DS936 (C), DS9360 (C), DS936B (C), DS936-CHI (C), DS936-FRA (C), DS937 (C), DS9370 (C), DS9371 (C), DS939 (C), DS939-CHI (C), FX-360 (C), ISC-BDL2-W12G, ISC-BDL2-W12GE,
8b672bb5-c55d-4c40-bc3c-a2e15263e375 |  |  |  | North | Kidde |  | Cards & Components |  |  |  | Card | TRUE | ANS100AMD |  | 100W audio notification module, /w microphone & DMR | 1 | 0.6 | 2.6 |  |  |  |  | TRUE | [5 empty] | #FFFFFFFF |  |  | FALSE | FALSE | FALSE | [14 empty] | FALSE | [5 empty] | DESKTOP-7SAL8M7\acont | 2020-01-02 07:13 | THOR\acont | 2024-10-09 10:48 | Cloned from Edwards ANS100AMD | [Edwards, Kidde] [NAC Trigger] ANS100AMD, ANS100AMD2 | [Edwards, Kidde] ANS100A, ANS100AM, ANS100AMD, ANS100AMD2
f1d1282a-1f1f-4993-b2e2-a2e214569acb | NFPA 170 HORN STROBE |  |  | North | Generic |  | Horn/Strobe |  |  |  | Module | TRUE | Existing NAC Load (.05A) |  |  | 1 |  | 0.05 |  |  |  |  | TRUE | [5 empty] | #FF0070C0 | FA-NFPA 170 HORN STROBE | 1 | FALSE | FALSE | FALSE | 2012 | [16 empty] | EXP |  |  | DESKTOP-7SAL8M7\acont | 2020-11-20 07:26 | THOR\acont | 2024-09-08 17:27 | Cloned from Existing NAC Load (.01A) | [Generic] [NAC] [*] Existing NAC Load (.01A), Existing NAC Load (.02A), Existing NAC Load (.03A), Existing NAC Load (.04A), Existing NAC Load (.05A), Existing NAC Load (.06A), Existing NAC Load (.07A), Existing NAC Load (.08A), Existing NAC Load (.09A),
d697c998-4574-4747-a7a3-a2e2798ce908 | NFPA 170 SPEAKER WALL |  |  | North | Bogen |  | Speaker |  |  |  | Module | TRUE | MB8TSLVR |  | Wall Speaker | 1 | [6 empty] | TRUE | [5 empty] | #FF0070C0 | FA-NFPA 170 SPEAKER WALL | 1 | FALSE | FALSE | FALSE | 2021 | [19 empty] | AULAPTOP-PC\Aulaptop | 2020-03-25 06:25 | THOR\acont | 2024-09-08 17:27 |  | [Bogen] [AUDIO 25v, AUDIO 70.7v] [25V AUDIO, 70V AUDIO] CSD2X2L (C), MB8TSL, MB8TSLVR, MB8TSQ, MB8TSQVR
e319fd4a-f6a6-48c5-ad44-a2eef8c63442 | NFPA 170 NON ADDRESSABLE RELAY |  |  | North | Space Age Electronics |  | Non-Addressable Relay |  |  |  | Module | TRUE | SSU-PAM-2 | ++ | Polarized Relay Module 12VDC/24VDC | 1 | 0.02 | 0.02 |  |  |  |  | FALSE | [5 empty] | #FFFF0000 | FA-NFPA 170 NON ADDRESSABLE RELAY | 1 | FALSE | FALSE | FALSE | 1300 | [13 empty] | FALSE | [5 empty] | DESKTOP-7EIEB7A\acont | 2022-07-29 13:43 | THOR\acont | 2024-09-08 17:27 | Cloned from Space Age Electronics SSU-PAM-1 CLONED CLONED | [Space Age, Space Age Electronics] [AUX POWER, NAC] [*] SSU-MR-199X-14, SSU-PAM-1, SSU-PAM-2, SSU-PAM-4, SSU-PAM-SD [Space Age, Space Age Electronics] [IDC] 01 SSU-MR-199X-14, SSU-PAM-1, SSU-PAM-2, SSU-PAM-4, SSU-PAM-SD | [Edwards, Firelite, Functional Devices, Notifier, Potter, Space Age Electronics] PAM1, PAM-1, PAM-4, RIB21CDC, RIBU1C, SSU-PAM-1, SSU-PAM-2, SSU-PAM-4, SSU-PAM-SD [Edwards, Firelite, Functional Devices, Notifier, Potter, Space Age Electronics] PAM1, PAM-1, PAM-4, RIB21CDC, RIBU1C, SSU-PAM-1, SSU-PAM-2, SSU-PAM-4, SSU-PAM-SD
6254f62a-013d-47de-b56a-a2f169f1304a | NFPA 170 SMOKE CO DETECTOR |  |  | North | Autocall |  | Smoke/CO Detector |  |  |  | Module | TRUE | A4098-9714 w/A4098-9773 | + | TrueAlarm Photoelectric Smoke Detector w/TrueAlarm CO Sensor Base with 520 Hz Sounder | 1 | 0.1298 | 0.14 |  |  |  |  | TRUE | TRUE |  |  |  |  | #FFFF0000 | FA-NFPA 170 SMOKE CO DETECTOR | 1 | FALSE | FALSE | FALSE | 1402 | [16 empty] | CO, SB |  |  | DESKTOP-0D6CQVA\lousc | 2019-07-19 18:44 | THOR\acont | 2024-09-08 17:27 | 20191121 AC Detector with base | [Autocall, Simplex] [AUX POWER] [16VDC, 520 HZ SIGNAL] 4098-9714 w/4098-9773 (C), 4098-9733 w/4098-9773 (C), 4098-9754 w/4098-9773 (C), A4098-9714 w/A4098-9773 (C), A4098-9733 w/A4098-9773 (C), A4098-9754 w/A4098-9773 (C) [Autocall, Simplex] [IDNet] [SENSORS ++] 4098-9714 (C), 4098-9714 w/4098-9770 (C), 4098-9714 w/4098-9771 (C), 4098-9714 w/4098-9772 (C), 4098-9714 w/4098-9773 (C), 4098-9714 w/4098-9780 (C), 4098-9714 w/4098-9789 (C), 4098-9714 w/4098-9791 (C), 4098-9714
60bbcc38-eafd-4ac0-a780-a314d0a1e722 |  |  |  | North | Autocall |  | Cards & Components |  |  |  | Card | TRUE | A100-1328 |  | Digital 25VRMS Primary 100 W Amplifier Includes six, Class B audio NACs | 1 | 0.085 | 3.8 |  |  |  |  | TRUE | [5 empty] | #FFFFFFFF |  |  | FALSE | FALSE | FALSE | [20 empty] | DESKTOP-0D6CQVA\lousc | 2019-07-07 13:49 | THOR\acont | 2024-10-09 10:48 | Cloned from AutoCall A100-1314 |  | [Autocall] A100-1314, A100-1328
982e2415-c2c6-4987-9c2b-a318241278d0 | NFPA 170 STROBE WALL |  |  | North | System Sensor |  | Strobe |  |  |  | Module | TRUE | SGWKLED-B | ++ | Compact Strobe, Wall, White, Bilingual, Outdoor | 1 | 0 | 0.043 |  |  |  |  | FALSE | [5 empty] | #FF0070C0 | FA-NFPA 170 STROBE WALL | 1 | FALSE | FALSE | FALSE | 2023 | [13 empty] | FALSE |  |  | WP |  |  | DESKTOP-QGO6JOK\acont | 2024-07-15 14:02 | THOR\acont | 2024-09-08 17:27 | Cloned from System Sensor SGRKLED CLONED CLONED CLONED CLONED | [System Sensor] [NAC] [VDC] SGRKLED, SGRKLED-B, SGRKLED-P, SGRLED, SGRLED-B, SGWKLED, SGWKLED-B, SGWKLED-P, SGWLED, SGWLED-B, SRLED, SRLED-B, SRLED-P, SRLED-SP, SWLED, SWLED-ALERT, SWLED-B, SWLED-CLR-ALERT, SWLED-P, SWLED-SP
e45ff3fe-577f-4071-8641-a3187af29c35 |  |  |  | North | Bosch | [5 empty] | Module | TRUE | MT-121575W-FR | * | MULTITONE STROBE, 8 TONES, 12VDC, 1575CD , WALL, SYNC/NON-SYNC, RED, FIRE | 1 | [12 empty] | #FFFFFFFF |  |  | FALSE | FALSE | FALSE | [20 empty] | DESKTOP-7EIEB7A\acont | 2021-08-13 06:25 | THOR\acont | 2024-10-09 10:48
79f60767-2434-42e4-9aa9-a31e09251d49 |  |  |  | North | Siemens | [5 empty] | Module | TRUE | MS-151 | 500-688458 | MANUAL STATIONS N.O. SPST | 1 | [12 empty] | #FFFFFFFF |  |  | FALSE | FALSE | FALSE | [20 empty] | DESKTOP-7SAL8M7\acont | 2019-08-13 09:04 | THOR\acont | 2024-10-09 10:48
4080cb0e-b11c-4ec3-ae6f-a31f5eccc7dd | NFPA 170 AMPLIFIER RACK | RISER AMP |  | North | Notifier |  | Amplifier |  |  |  | Assembly | TRUE | AMPLIFIER CABINET (2x DS-AMP, 25V) | + | Amplifier Assembly with EQBB-B4, EQDR-B4, 2x DS-AMP, DS-DB, AMPS-24, CHS-6 | 1 | [6 empty] | FALSE |  | SURFACE |  | PROVIDED ("WX"HX"D) | N/A | #FFFF0000 | FA-NFPA 170 AMPLIFIER RACK | 1 | FALSE | FALSE | FALSE | 300 |  |  | 7165-0028:0224 | [5 empty] | 7,12,18,26,50 |  |  |  | 250 | TRUE | [5 empty] | DESKTOP-7EIEB7A\acont | 2021-04-12 15:29 | THOR\acont | 2024-09-08 17:27 | Cloned from Notifier AMPLIFIER CABINET (2x DAA2-7525)
2db97f9a-e865-48d5-9116-a322e24b4db5 | NFPA 170 ADDRESSABLE INPUT MONITOR MODULE |  |  | North | Secutron |  | Addressable Module |  |  |  | Module | TRUE | MRI-M500M | ++ | Monitor Module | 1 | 0.0004 | 0.0055 |  |  |  |  | FALSE | FALSE |  |  | 4.25"W x 4.65"H x 1.1"D |  | #FFFF0000 | FA-NFPA 170 ADDRESSABLE INPUT MONITOR MODULE | 1 | FALSE | FALSE | FALSE | 1000 | [13 empty] | FALSE | [5 empty] | DESKTOP-7EIEB7A\acont | 2023-06-24 20:18 | THOR\acont | 2024-09-08 17:27 | Cloned from Secutron MRI-M500DM | [Secutron] [SLC MODULES SENSORS] [*] [#1 SHARED ADDR ¦ MODULES] MRI-501MA, MRI-M500DM, MRI-M500M, MRI-M500R, MRI-M500S, MRI-M501M, MRI-M502M, MRM-800MP, MRM-802MP, MRM-810MPU, MRM-822MP [Secutron] [SLC MODULES] [*] [#3 TYPE ADDR ¦ MODULES] MRI-501MA, MRI-M500DM, MRI-M500M, MRI-M500R, MRI-M500S, MRI-M501M, MRI-M502M, MRM-800MP, MRM-802MP, MRM-810MPU, MRM-822MP | [Secutron] MRI-501MA, MRI-M500M, MRI-M501M
8f765e73-553d-4765-b31a-a3280fcd68b6 |  |  |  | North | Potter | [5 empty] | Module | TRUE | NRC Series |  | Retractable Door Cord | 1 | [6 empty] | FALSE | [5 empty] | #FFFFFFFF |  |  | FALSE | FALSE | FALSE | [14 empty] | FALSE | [7 empty] | THOR\acont | 2024-10-09 10:48
5e755a85-bc06-40a7-9ea3-a32bdd78ebb6 |  |  |  | North | Edwards |  | Hardware |  |  |  | Hardware | TRUE | 73122CIC |  | 12/2 CI (circuit Integrity) Cable FPLR-CIC (in conduit) | 1 | [6 empty] | FALSE | [5 empty] | #FFFFFFFF |  |  | FALSE | FALSE | FALSE | [14 empty] | FALSE | [7 empty] | THOR\acont | 2024-10-09 10:48
33973c93-3c49-4833-ba22-a32e8a46d2b2 | NFPA 170 HEAT DETECTOR |  |  | North | Simplex |  | Heat Detector |  |  |  | Module | TRUE | 4098-9613 w/4098-9682 | + | Electronic Heat Detector 4-Wire 135° F (57° C) with auxiliary alarm relay output | 1 | 0.0001 | 0.024 |  |  |  |  | TRUE | TRUE |  |  |  |  | #FFFF0000 | FA-NFPA 170 HEAT DETECTOR | 1 | FALSE | FALSE | FALSE | 1403 | [16 empty] | 135¦RR |  |  | DESKTOP-7EIEB7A\acont | 2022-02-15 10:16 | THOR\acont | 2024-09-08 17:27 | Cloned from Autocall A4098-9613 w/A4098-9682 | [Autocall, Simplex] [AUX POWER] [4-WIRE AUX POWER] 4098-9601 w/4098-9682 (C), 4098-9602 w/4098-9682 (C), 4098-9605 w/4098-9682 (C), 4098-9612 w/4098-9682 (C), 4098-9612E w/4098-9682E (C), 4098-9613 w/4098-9682 (C), 4098-9613E w/4098-9682E (C), 4098-9614 [Autocall, Simplex] [IDC] 01 2098-9201 (C), 2098-9202 (C), 2098-9203 (C), 2098-9208 (C), 2098-9576 (C), 2099-9101 (C), 2099-9102 (C), 2099-9103 (C), 2099-9104 (C), 2099-9105 (C), 2099-9107 (C), 2099-9108 (C), 2099-9754 (C), 2099-9755 (C), 2099-9756 (C), | [Autocall, Simplex] 4098-9612 w/4098-9682, 4098-9612E w/4098-9682E, 4098-9612E w/4098-9683E, 4098-9612E w/4098-9684E, 4098-9612E w/4098-9788E, 4098-9613 w/4098-9682, 4098-9613E w/4098-9682E, 4098-9613E w/4098-9683E, 4098-9613E w/4098-9684E, 4098-9613E w/4
b20939a5-31d1-4ae0-8d6e-a3355815f760 |  |  |  | North | Potter | [5 empty] | Module | TRUE | NGP-2200D-M2 |  | Nitrogen Generator with 2,200 Gallon Largest Riser Fill and 3,000 gallons of Total Sprinkler System Capacity | 1 | [6 empty] | FALSE | [5 empty] | #FFFFFFFF |  |  | FALSE | FALSE | FALSE | [14 empty] | FALSE | [7 empty] | THOR\acont | 2024-10-09 10:48
5360030d-faf5-4841-9802-a335edb52a4f | NFPA 170 HEAT DETECTOR |  |  | North | Fenwal |  | Heat Detector |  |  |  | Module | TRUE | 27120-22 190°F |  | Vertical, Stainless Steel 190°F | 1 | [6 empty] | FALSE | TRUE |  |  |  |  | #FFFF0000 | FA-NFPA 170 HEAT DETECTOR | 1 | FALSE | FALSE | FALSE | 1403 | [13 empty] | FALSE |  |  | 190° |  |  | DESKTOP-7SAL8M7\acont | 2020-11-17 10:21 | THOR\acont | 2024-09-08 17:27 | Cloned from Fenwal 27120-22 140°F | [Fenwal] [IDC] 01 12-E27121-000-04-0T (C), 12-F27121-000-06-0T (C), 12-X27020-000 (C), 12-X27020-001 (C), 12-X27021-000 (C), 12-X27021-001 (C), 12-X27121-000-600 (C), 12-X27121-001-600 (C), 27020-0 140°F (C), 27020-0 190°F (C), 27020-1 140°F (C), 27021-0
7751b019-6746-4ca7-90a4-a3379f6f079e | NFPA 170 STROBE WALL |  |  | North | Eaton Wheelock |  | Strobe |  |  |  | Module | TRUE | STR | + | Strobe Exceder Series, Red | 1 | [6 empty] | FALSE | FALSE |  |  |  |  | #FF0070C0 | FA-NFPA 170 STROBE WALL | 1 | FALSE | FALSE | FALSE | 2023 | [13 empty] | FALSE | [7 empty] | THOR\acont | 2024-09-08 17:27 |  | [Eaton Wheelock] [NAC] [ULMAX] STR, STW
229c1107-6f46-4a79-8fea-a3382a5ac8c2 | NFPA 170 FIRE ALARM CONTROL UNIT | RISER FACP |  | North | Hochiki |  | Fire Alarm Control Unit |  |  |  | Assembly | TRUE | LA401K1-44 |  | FireNET L@TITUDE Analog Addressable Fire Alarm Control Panel, 4 Slot Deep Plex-Door Enclosure, 5.25 A 115V, 2-Loop Panel Module, Hochiki Protocol, Network Module, and Media Gateway™, Gray, Printer / 48 Zone LEDs | 1 | [6 empty] | FALSE |  |  | *Refer to Install Sheet | 16.5in (W) x 23.2in (H) x 8in (D) | KM5FCRD (Optional Semi-Flush Mounting Kit) | #FFFF0000 | FA-NFPA 170 FIRE ALARM CONTROL UNIT | 1 | FALSE | FALSE | FALSE | 202 | [8 empty] | 7,12,18,28 |  |  | 5.25 |  | TRUE | [5 empty] | DESKTOP-GHR3H5U\Anthony | 2019-11-27 07:23 | THOR\acont | 2024-09-08 17:27
d7d55a66-4733-4c6a-a579-a33a87623c75 | NFPA 170 FIRE ALARM CONTROL UNIT | RISER FACP |  | North | Hochiki |  | Fire Alarm Control Unit |  |  |  | Assembly | TRUE | LA903K1-60 |  | FireNET L@TITUDE Analog Addressable Fire Alarm Control Panel, 8 Slot Deep Enclosure, 10.25 A Auto Voltage, 2-Loop Panel Module, Hochiki Protocol, Network Module, and Media Gateway™, Black, 48 Zone LEDs | 1 | [6 empty] | FALSE |  |  | *Refer to Install Sheet | 16.5in (W) x 23.2in (H) x 8in (D) | KM5FCRD (Optional Semi-Flush Mounting Kit) | #FFFF0000 | FA-NFPA 170 FIRE ALARM CONTROL UNIT | 1 | FALSE | FALSE | FALSE | 202 | [8 empty] | 7,12,18,28,33,40 |  |  | 10.25 |  | TRUE | [5 empty] | DESKTOP-GHR3H5U\Anthony | 2019-11-27 08:00 | THOR\acont | 2024-09-08 17:27
c55b17fc-90cb-4014-b015-a3508f57882c |  |  |  | North | Bosch | [5 empty] | Module | TRUE | NDA-5031-PIP-RO | * | ***(Ross) Pendant interface plate NDI-4/5000 indoor/wall mount | 1 | [12 empty] | #FFFFFFFF |  |  | FALSE | FALSE | FALSE | [20 empty] | DESKTOP-7EIEB7A\acont | 2021-08-13 06:25 | THOR\acont | 2024-10-09 10:48
8b8180d7-ae32-427b-8037-a3529c8ed0eb |  |  |  | North | Siemens | [5 empty] | Module | TRUE | AD-11UK | 500-695967 | AD-11UK COVER/ADAPTOR KIT | 1 | [12 empty] | #FFFFFFFF |  |  | FALSE | FALSE | FALSE | [20 empty] | DESKTOP-7SAL8M7\acont | 2019-08-13 09:04 | THOR\acont | 2024-10-09 10:48
25e58a3e-06a3-46f2-9c70-a3599b34c97a | NFPA 170 SPEAKER CEILING |  |  | North | Siemens |  | Speaker |  |  |  | Module | TRUE | SECH-R | S54360-F1-A1 | HIGH FIDELITY SPEAKER, ROUND, HIFI, CEILING, RED | 1 | [7 empty] | TRUE |  |  |  |  | #FF0070C0 | FA-NFPA 170 SPEAKER CEILING | 1 | FALSE | FALSE | FALSE | [20 empty] | DESKTOP-7SAL8M7\acont | 2019-08-13 09:04 | THOR\acont | 2024-09-08 17:27 |  | [Siemens] [AUDIO 70.7v] [70V AUDIO] SECH-R (C), SECH-W (C), SEH-AMC-CW-ALERT (C), SEH-CW-ALERT (C), SEH-HMC-CR (C), SEH-HMC-CR-B (C), SEH-HMC-CW (C), SEH-HMC-CW-B (C), SEH-MC-CR (C), SEH-MC-CR-B (C), SEH-MC-CW (C), SEH-MC-CW-ALERT (C), SEH-MC-CW-B (C), S [Siemens] [AUDIO 25v] [25V AUDIO] SECH-R (C), SECH-W (C), SEH-AMC-CW-ALERT (C), SEH-CW-ALERT (C), SEH-HMC-CR (C), SEH-HMC-CR-B (C), SEH-HMC-CW (C), SEH-HMC-CW-B (C), SEH-MC-CR (C), SEH-MC-CR-B (C), SEH-MC-CW (C), SEH-MC-CW-ALERT (C), SEH-MC-CW-B (C), SEH
827b1e89-260f-43b4-b42a-a3600060b345 |  |  |  | North | Siemens |  | Hardware |  |  |  | Hardware | TRUE | FHK2001-R3 | S54400-C54-A2 | Red 1 Height Unit Enclosure kit (for FT924) Consists of: One FHB2001-R1, one FHD2004-U1, one FHD2006-U1, one FHD2001-R3 | 1 | [6 empty] | FALSE | [5 empty] | #FFFFFFFF |  |  | FALSE | FALSE | FALSE | [14 empty] | FALSE | [7 empty] | THOR\acont | 2024-10-09 10:48
90c6fa9a-577e-4b05-b146-a3644b273163 | CADGEN SIGN |  |  | North | BluePoint |  | Signage |  |  |  | Module | TRUE | BP05-101P | ++ | Police P.S. Sign (Extruded) | 1 | 0 | 0 |  |  |  |  | FALSE |  | Surface Mounted |  | 6.0 x 8.0 in. (152 x 203 mm) |  | #FFFF0000 | FA-CADGEN SIGN | 1 | FALSE | FALSE | FALSE | [20 empty] | THOR\acont | 2024-03-20 12:13 | THOR\acont | 2024-09-08 17:27 | Cloned from TALK A PHONE ETP-SIGN
8609ee32-df25-4452-b6f4-a36562b3395d | NFPA 170 STROBE WALL |  |  | North | Edwards |  | Strobe |  |  |  | Module | TRUE | G4VWN |  | Wall strobe, white, no marking | 1 | [6 empty] | FALSE |  | GRSW-10 |  |  |  | #FF0070C0 | FA-NFPA 170 STROBE WALL | 1 | FALSE | FALSE | FALSE | 2023 | [13 empty] | FALSE | [5 empty] | DESKTOP-7SAL8M7\acont | 2019-08-29 12:20 | THOR\acont | 2024-09-08 17:27 |  | [Edwards, Kidde] [NAC] [VDC] EG4VRF, EG4VRF-FR, EG4VRF-SP, EG4VRN, EG4VWF, EG4VWF-FR, EG4VWF-SP, EG4VWN, G4VRF, G4VRF-FR, G4VRF-SP, G4VRN, G4VWF, G4VWF-FR, G4VWF-SP, G4VWN [Edwards, Kidde] [NAC] [VFWR] EG4VRF, EG4VRF-FR, EG4VRF-SP, EG4VRN, EG4VWF, EG4VWF-FR, EG4VWF-SP, EG4VWN, G4VRF, G4VRF-FR, G4VRF-SP, G4VRN, G4VWF, G4VWF-FR, G4VWF-SP, G4VWN
532209c4-863f-48d9-994d-a369cc4a009a | NFPA 170 AMPLIFIER RACK | RISER AMP |  | North | Kidde |  | Amplifier |  |  |  | Assembly | TRUE | ANS50XR |  | 50W Audio Expander Panel, Red | 1 | [6 empty] | FALSE | [5 empty] | #FFFF0000 | FA-NFPA 170 AMPLIFIER RACK | 1 | FALSE | FALSE | FALSE | 300 | [8 empty] | 7,12,18 |  |  |  |  | TRUE | [5 empty] | DESKTOP-7EIEB7A\acont | 2021-05-24 09:30 | THOR\acont | 2024-09-08 17:27 | Cloned from Edwards ANS50XR
38d4b6bb-3b82-493c-ac5d-a36a54743fe8 |  |  |  | North | Siemens |  | Cards & Components |  |  |  | Card | TRUE | PAD-5-CLSA | S54339-A6-A1+ | Class A/B Expansion Board with Releasing | 1 | 0.055 | 0.13 |  |  |  |  | TRUE | [5 empty] | #FFFFFFFF |  |  | FALSE | FALSE | FALSE | [20 empty] | DESKTOP-7SAL8M7\acont | 2019-08-13 09:04 | THOR\acont | 2024-10-09 10:48 |  | [Siemens] [SLC MODULES SENSORS] [*] [#1 SHARED ADDR ¦ MODULES] AD-11P (C), FDBZ492 w/OP921 (C), FDBZ492-HR w/FDO421 (C), FDBZ492-HR w/OP921 (C), FDBZ492-R (C), FDCIO422, HCP, HCP-Z, HFPO-11, HFPT-11, HMS-D, HMS-DE, HMS-DP, HMS-DZ, HMS-S, HMS-SA, HMS-SE, [Siemens] [SLC MODULES/SENSORS] 04 PAD-5-CDC, PAD-5-CLSA, PAD-5-MB | [Siemens] PAD-5-CLSA
0db01519-3257-4d5b-ba7e-a3725327125c | NFPA 170 HORN STROBE CEILING |  |  | North | Gentex |  | Horn/Strobe |  |  |  | Module | TRUE | GCC24CR |  | Horn Strobe, 24 VDC, Red, Ceiling | 1 | 0 | 0.344 |  |  |  |  | FALSE | TRUE |  |  |  |  | #FF0070C0 | FA-NFPA 170 HORN STROBE CEILING | 1 | FALSE | FALSE | FALSE | 2013 | [13 empty] | FALSE |  |  | C |  |  |  |  | THOR\acont | 2024-09-08 17:27 |  | [Gentex, Hochiki] [NAC] [UL MAX] GCC24CR (C), GCC24CW (C), GCC24PCR (C), GCC24PCW (C), HCC24CR (C), HCC24CW (C), HCC24PCR (C), HCC24PCW (C) [Gentex, Hochiki] [NAC] [24 VDC] GCC24CR (C), GCC24CW (C), GCC24PCR (C), GCC24PCW (C), HCC24CR (C), HCC24CW (C), HCC24PCR (C), HCC24PCW (C)
b81a9b37-fac7-4431-b1fa-a3749ace95f5 | NFPA 170 ADDRESSABLE INPUT MONITOR MODULE |  |  | North | Simplex |  | Addressable Module |  |  |  | Module | TRUE | 4090-9101 |  | ZAM CLASS B MONITOR, IDNET | 1 | 0.001 | 0.001 |  |  |  |  | FALSE | [5 empty] | #FFFF0000 | FA-NFPA 170 ADDRESSABLE INPUT MONITOR MODULE | 1 | FALSE | FALSE | FALSE | 1000 | [13 empty] | FALSE | [5 empty] | AULAPTOP-PC\Aulaptop | 2019-01-09 11:34 | THOR\acont | 2024-09-08 17:27 | Cloned from Simplex 4090-9001
4e1cad0f-11e8-4227-808a-a384cabc5229 | NFPA 170 SPEAKER STROBE |  |  | North | Edwards |  | Speaker/Strobe |  |  |  | Module | TRUE | WG4RF-SVMHC |  | 25/70V Speaker/Strobe, red, FIRE, clear, 102, 123, 147, 161 cd | 1 | [6 empty] | FALSE | [5 empty] | #FF0070C0 | FA-NFPA 170 SPEAKER STROBE | 1 | FALSE | FALSE | FALSE | 2019 | [13 empty] | FALSE |  |  | WP |  |  |  |  | THOR\acont | 2024-09-08 17:27 |  | [Edwards, Kidde] [AUDIO 70.7v] [70V AUDIO] G4F-S7, G4F-S7V1575, G4F-S7VM, G4HFRF-S7, G4HFRF-S7VMC, G4HFRN-S7, G4HFRN-S7VMC, G4HFWA-S7, G4HFWA-S7VMA, G4HFWA-S7VMC, G4HFWF-S7, G4HFWF-S7VMC, G4HFWN-S7, G4HFWN-S7VMA, G4HFWN-S7VMB, G4HFWN-S7VMC, G4RF-S7, G4RF [Edwards, Kidde] [AUDIO 25v] [25V AUDIO] EGCF-S2VMH (C), G4F-S2, G4F-S2V1575, G4F-S2VM, G4HFRF-S2, G4HFRF-S2VMC, G4HFRN-S2, G4HFRN-S2VMC, G4HFWA-S2, G4HFWA-S2VMA, G4HFWA-S2VMC, G4HFWF-S2, G4HFWF-S2VMC, G4HFWN-S2, G4HFWN-S2VMA, G4HFWN-S2VMC, G4RF-S2, G4RF [Edwards] [NAC] [24 VDC] WG4RF-SVMHC, WG4RN-SVMHC, WG4WA-SVMHC, WG4WF-SVMHC, WG4WN-SVMHC
5f9bdd75-71cc-4027-95f2-a398e7cbea56 |  |  |  | North | Notifier |  | Cards & Components |  |  |  | Card | TRUE | FCPS-24S6 MAIN BOARD | + | Fire Alarm Power Supply Main Board | 1 | 0.091 | 0.145 |  |  |  |  | TRUE | FALSE |  |  |  |  | #FFFFFFFF |  |  | FALSE | FALSE | FALSE | [14 empty] | FALSE | [7 empty] | THOR\acont | 2024-10-09 10:48 |  | [Notifier] [NAC Trigger] FCPS-24S6 MAIN BOARD, FCPS-24S8 MAIN BOARD [Notifier] [VAC ] 411UDAC Main Board, AFP-100 Main Board, AFP-200 Main Board, FCPS-24S6 MAIN BOARD, FCPS-24S8 MAIN BOARD, HPFF12 Main Board, HPFF8 Main Board, NFC-125DA (25V) Main Board, NFC-50/100 Main Board (100W, 25V), NFC-50/100 Main Board (100W, 70V | [Notifier] FCPS-24S6 MAIN BOARD, FCPS-24S8 MAIN BOARD
4ecbec04-0eab-4cff-8cb0-a39b17e45b0e | NFPA 170 HORN |  |  | North | Eaton Wheelock |  | Horn |  |  |  | Module | TRUE | ELFHNW-CO | + | WALL SOUNDER, WHITE, CO, LOW FREQ | 1 | [6 empty] | TRUE | [5 empty] | #FF0070C0 | FA-NFPA 170 HORN | 1 | FALSE | FALSE | FALSE | 2020 | [16 empty] | LF |  |  | DESKTOP-7EIEB7A\acont | 2021-05-13 08:00 | THOR\acont | 2024-09-08 17:27 | Cloned from Eaton Wheelock ELFHSW-CO | [Eaton Wheelock] [NAC] [24VDC, MAX] ELFHNR, ELFHNR-AL, ELFHNRC (C), ELFHNRC-AL (C), ELFHNRC-CO (C), ELFHNRC-N (C), ELFHNR-CO, ELFHNR-N, ELFHNW, ELFHNW-AL, ELFHNWC (C), ELFHNWC-AL (C), ELFHNWC-CO (C), ELFHNWC-N (C), ELFHNW-CO, ELFHNW-N
6fa025ed-bf20-4420-ab68-a3a0e319ae7f |  |  |  | North | Monaco Enterprises |  | Hardware |  |  |  | Hardware | TRUE | 729-205-02 |  | TUBE,SAMPLING:4'-8' DUCT | 1 | [6 empty] | FALSE |  | FLUSH |  | N/A | N/A | #FFFFFFFF |  |  | FALSE | FALSE | FALSE |  |  |  | 3242-1653:0209 | [10 empty] | FALSE | [5 empty] | DESKTOP-7SAL8M7\acont | 2020-02-23 09:57 | THOR\acont | 2024-10-09 10:48 | Cloned from System Sensor DST5
46bb1c4b-932b-4806-afd3-a3a41d77dfbe | NFPA 170 SPEAKER STROBE CEILING |  |  | North | Eaton Wheelock |  | Speaker/Strobe |  |  |  | Module | TRUE | LSPSTWC3 |  | CEILING SPEAKER STROBE | 1 | [6 empty] | TRUE | TRUE |  |  |  |  | #FF0070C0 | FA-NFPA 170 SPEAKER STROBE CEILING | 1 | FALSE | FALSE | FALSE | 2020 | [16 empty] | C |  |  | DESKTOP-QMKR22O\aucon | 2020-07-31 11:11 | THOR\acont | 2024-09-08 17:27 |  | [Eaton Wheelock] [NAC] LSPSTC3 (C), LSPSTRC3 (C), LSPSTRC3-AL (C), LSPSTWC3 (C), LSPSTWC3-AL (C) [Eaton Wheelock] [AUDIO 25v] [25V AUDIO] LSPKC (C), LSPKRC (C), LSPKRC-AL (C), LSPKRC-N (C), LSPKWC (C), LSPKWC-AL (C), LSPKWC-N (C), LSPSTC3 (C), LSPSTR3, LSPSTR3-AL, LSPSTR3-ALA, LSPSTR3-N, LSPSTR3-NA, LSPSTRC3 (C), LSPSTRC3-AL (C), LSPSTW3, LSPSTW3-AL [Eaton Wheelock] [AUDIO 70.7v] [70V AUDIO] LSPKC (C), LSPKRC (C), LSPKRC-AL (C), LSPKRC-N (C), LSPKWC (C), LSPKWC-AL (C), LSPKWC-N (C), LSPSTC3 (C), LSPSTR3, LSPSTR3-AL, LSPSTR3-ALA, LSPSTR3-N, LSPSTR3-NA, LSPSTRC3 (C), LSPSTRC3-AL (C), LSPSTW3, LSPSTW3-
02df3f72-9c82-48d3-b675-a3a695e87fa1 | NFPA 170 FIRE ALARM CONTROL UNIT | RISER FACP |  | North | Fike |  | Fire Alarm Control Unit |  |  |  | Assembly | TRUE | 10-068-R-1 | + | CHEETAH® XI INTELLIGENT SUPPRESSION CONTROL SYSTEM | 1 | [6 empty] | FALSE | [5 empty] | #FFFF0000 | FA-NFPA 170 FIRE ALARM CONTROL UNIT | 1 | FALSE | FALSE | FALSE | 202 | [8 empty] | 7,18,33,40,75 |  |  | 6 |  | TRUE | [5 empty] | DESKTOP-QGO6JOK\acont | 2022-06-06 12:52 | THOR\acont | 2024-09-08 17:27 | Cloned from Fike 10-068
6a7e60cf-4668-498a-b9de-a3a915f3c399 | NFPA 170 NON ADDRESSABLE RELAY |  |  | North | Edwards |  | Non-Addressable Relay |  |  |  | Module | TRUE | MR104T |  | 4 SPDT Relays /w LED & Track Mtg Hardware | 1 | 0 | 0.06 |  |  |  |  | FALSE | [5 empty] | #FFFF0000 | FA-NFPA 170 NON ADDRESSABLE RELAY | 1 | FALSE | FALSE | FALSE | 1300 | [13 empty] | FALSE | [7 empty] | THOR\acont | 2024-09-08 17:27 |  | [Edwards] [AUX POWER] MR104C, MR104T, MR604/T, MR804/S, MR804/T
e2ba7dbb-8a82-4614-bda2-a3ad505ca5ee | NFPA 170 SMOKE DETECTOR |  |  | North | Silent Knight |  | Smoke Detector |  |  |  | Module | TRUE | SD505-PHOTO w/SD505-6SB | ++ | Addressable Photoelectric Smoke Detector, Sounder Base | 1 | 0.00055 | 0.00055 |  |  |  |  | FALSE | TRUE |  |  |  |  | #FFFF0000 | FA-NFPA 170 SMOKE DETECTOR | 1 | FALSE | FALSE | FALSE | 1408 | [13 empty] | FALSE |  |  | P¦SB |  |  |  |  | THOR\acont | 2024-09-08 17:27 | 20191121 AC Detector with base | [Silent Knight] [AUX POWER] SD505-HEAT w/SD505-6SB, SD505-PHOTO w/SD505-6SB (C) [Silent Knight] [SLC HOCHIKI] [*] [#1 SHARED ADDR ¦ ALL] Hood System w/SD500-MIM, PS-DA w/SD500-MIM, PS-SA w/SD500-MIM, SD500-AIM, SD500-ANM, SD500-ARM, SD500-LED, SD500-MIM, SD500-PS, SD500-PSDA, SD500-SDM, SD505-AHS w/SD505-6AB, SD505-APS w/SD505-6AB (
ce41f1ba-0caa-40a6-bfe8-a3b2ce1f697d | NFPA 170 FIRE ALARM CONTROL UNIT | RISER FACP |  | North | Siemens |  | Fire Alarm Control Unit |  |  |  | Assembly | TRUE | MXLV |  | ASSEMBLY, Fire Alarm Control Panel, Addressable With Voice | 1 | [6 empty] | FALSE | [5 empty] | #FFFF0000 | FA-NFPA 170 FIRE ALARM CONTROL UNIT | 1 | FALSE | FALSE | FALSE | 202 | [8 empty] | 7,12,18 |  |  |  |  | TRUE | [7 empty] | THOR\acont | 2024-09-08 17:27
810af532-5297-43ab-9478-a3b41d90c1fb | NFPA 170 SMOKE DETECTOR |  |  | North | Edwards |  | Smoke Detector |  |  |  | Module | TRUE | SIGA-IPHS w/SIGA-AB4G-LF BASE | ++ | 4D Multisensor Detector | 1 | 4.5e-05 | 4.5e-05 |  |  |  |  | FALSE | TRUE |  |  |  |  | #FFFF0000 | FA-NFPA 170 SMOKE DETECTOR | 1 | FALSE | FALSE | FALSE | 1408 | [13 empty] | FALSE |  |  | LF |  |  |  |  | THOR\acont | 2024-10-08 16:31 | 20191121 AC Detector with base | [Edwards, Kidde] [AUX POWER] FX-HD w/SB4U-LF BASE, FX-PD w/SB4U-LF BASE (C), FX-PHD w/SB4U-LF BASE (C), SIGA2-COS w/SIGA-AB4G-LF BASE, SIGA2-HCOS w/SIGA-AB4G-LF BASE, SIGA2-HFS w/SIGA-AB4G-LF BASE, SIGA2-HRS w/SIGA-AB4G-LF BASE, SIGA2-PCOS w/SIGA-AB4G-LF [Edwards, Kidde] [SLC EST SENSORS] 01 [*] [EST3, iO1000] DS-HFS (C), DS-PS (C), FX-HD w/IB4U BASE, FX-HD w/RB4U BASE, FX-HD w/SB4U BASE, FX-HD w/SB4U-LF BASE, FX-HD wB4U BASE, FX-PD w/B4U BASE (C), FX-PD w/IB4U BASE (C), FX-PD w/SB4U BASE (C), FX-PD w/SB [Edwards, Kidde] [SLC EST MODULES/SENSORS] 01 [*] [iO64] DS-HFS (C), DS-PS (C), FX-HD w/IB4U BASE, FX-HD w/RB4U BASE, FX-HD w/SB4U BASE, FX-HD w/SB4U-LF BASE, FX-HD wB4U BASE, FX-PD w/B4U BASE (C), FX-PD w/IB4U BASE (C), FX-PD w/SB4U BASE (C), FX-PD w/SB [Edwards, Kidde] [SLC EST SENSORS] [*] [#4 TYPE ADDR ¦ SENSORS] KI-DDOS (C), SIGA2-COS w/SIGA-AB4G BASE, SIGA2-COS w/SIGA-AB4G-LF BASE, SIGA2-COS w/SIGA-AB4GT BASE, SIGA2-COS w/SIGA-IB BASE, SIGA2-COS w/SIGA-RB BASE, SIGA2-COS w/SIGA-SB BASE, SIGA2-HCOS [Edwards, Kidde] [SLC EST MODULES SENSORS] [*] [#2 SHARED ADDR ¦ SENSORS] KI-DDOS (C), SIGA2-COS w/SIGA-AB4G BASE, SIGA2-COS w/SIGA-AB4G-LF BASE, SIGA2-COS w/SIGA-AB4GT BASE, SIGA2-COS w/SIGA-IB BASE, SIGA2-COS w/SIGA-RB BASE, SIGA2-COS w/SIGA-SB BASE, S
8ee845ea-4518-4ffc-afa3-a3b9b16ae9f5 | NFPA 170 SPEAKER CEILING |  |  | North | Siemens |  | Speaker |  |  |  | Module | TRUE | SEC-R | 500-636035 | E SPEAKER RED CEILING | 1 | [6 empty] | FALSE | TRUE |  |  |  |  | #FF0070C0 | FA-NFPA 170 SPEAKER CEILING | 1 | FALSE | FALSE | FALSE | 2019 | [13 empty] | FALSE |  |  | C |  |  |  |  | THOR\acont | 2024-09-08 17:27 |  | [Siemens] [AUDIO 70.7v] [70V AUDIO] SEC-R (C), SEC-W (C), SE-MC-CR (C), SE-MC-CW (C), SE-MC-R, SE-MC-W, SE-R, SE-W [Siemens] [AUDIO 25v] [25V AUDIO] SEC-R (C), SEC-W (C), SE-MC-CR (C), SE-MC-CW (C), SE-MC-R, SE-MC-W, SE-R, SE-W
e102c973-b4ee-456e-b0be-a3bc5e2bed41 | NFPA 170 SMOKE DETECTOR |  |  | North | MIRCOM |  | Smoke Detector |  |  |  | Module | TRUE | MIX-2251B w/B501 | + | Intelligent Photoelectric Smoke Sensor, Standard Base | 1 | 0.0003 | 0.0065 |  |  |  |  | FALSE | TRUE |  |  |  |  | #FFFF0000 | FA-NFPA 170 SMOKE DETECTOR | 1 | FALSE | FALSE | FALSE | 1408 | [13 empty] | FALSE |  |  | P |  |  | DESKTOP-7SAL8M7\acont | 2019-04-12 09:08 | THOR\acont | 2024-09-08 17:27 | 20191121 AC Detector with base | [MIRCOM] [SLC SENSORS] [*] [#4 TYPE ADDR ¦ SENSORS] DNR w/MIX-2251BR (C), DNR w/MIX-2351RAP (C), MIX-1251AP w/B200SR-LF-WH (C), MIX-1251AP w/B200SR-WH (C), MIX-1251AP w/B210LP (C), MIX-1251AP w/B224RB-WH (C), MIX-1251AP w/B501 (C), MIX-1251B w/B200SR-LF- [MIRCOM] [SLC MODULES SENSORS] [*] [#2 SHARED ADDR ¦ SENSORS] DNR w/MIX-2251BR (C), DNR w/MIX-2351RAP (C), MIX-1251AP w/B200SR-LF-WH (C), MIX-1251AP w/B200SR-WH (C), MIX-1251AP w/B210LP (C), MIX-1251AP w/B224RB-WH (C), MIX-1251AP w/B501 (C), MIX-1251B w/
0ffe1d2a-fb1c-4250-bf02-a3c7ad080abc |  |  |  | North | Notifier |  | Cards & Components |  |  |  | Card | TRUE | DVC-EM | + | Digital Voice Command, Extended Memory | 1 | 0.3 | 0.3 |  |  |  |  | TRUE | [5 empty] | #FFFFFFFF |  |  | FALSE | FALSE | FALSE | [14 empty] | FALSE | [5 empty] | DESKTOP-7EIEB7A\acont | 2021-03-30 10:41 | THOR\acont | 2024-10-09 10:48 | Cloned from Notifier DVC-RPU Main Board | [Notifier] [AUX POWER] [*] [AUX] DS-DB, DVC-EM, DVC-RPU [Notifier] [AUDIO LOW] [#1 AUX INPUT A] DAA2-5025, DAA2-5070, DAA2-7525, DVC-EM [Notifier] [RS-485] [DAL] DAA2-5025, DAA2-5070, DAA2-7525, DVC-EM, DVC-RPU [Notifier] [NAC Trigger] [ALARM BUS] DAA2-5025, DAA2-5070, DAA2-7525, DAX-3525, DAX-3570, DAX-5025, DAX-5070, DS-DB, DVC-EM [Notifier] [AUDIO LOW] [#2 AUX INPUT B] DAA2-5025, DAA2-5070, DAA2-7525, DVC-EM | [Notifier] DVC-EM
17aaacdd-70ed-483a-b204-a3c8abcb404c |  |  |  | North | Bosch | [5 empty] | Module | TRUE | B11R | * | Red Enclosure, Control Panel, Small | 1 | [12 empty] | #FFFFFFFF |  |  | FALSE | FALSE | FALSE | [20 empty] | DESKTOP-7EIEB7A\acont | 2021-08-13 06:25 | THOR\acont | 2024-10-09 10:48
fdf86c61-8939-4f3d-90c0-a3caf9c64768 | NFPA 170 SPEAKER STROBE CEILING |  |  | North | System Sensor |  | Speaker/Strobe |  |  |  | Module | TRUE | SPSCW | + | Speaker/Strobe Ceiling Mount, White | 1 | 0 | 0.226 |  |  |  |  | FALSE | TRUE |  |  |  |  | #FF0070C0 | FA-NFPA 170 SPEAKER STROBE CEILING | 1 | FALSE | FALSE | FALSE | 2020 | [13 empty] | FALSE |  |  | C |  |  | DESKTOP-7EIEB7A\acont | 2022-12-20 07:39 | THOR\acont | 2024-09-08 17:27 | Cloned from System Sensor SPSCWL | [BluePoint, System Sensor] [AUDIO 70.7v] [70V AUDIO] BP04-511P (C), BP04-A511P (C), SPCRL (C), SPCWL (C), SPCWL-TILE (C), SPSCR (C), SPSCRH (C), SPSCRL (C), SPSCW (C), SPSCWL (C), SPSCWL-CLR-ALERT (C), SPSCWL-P (C), SPSCWL-SP (C), SPSCWL-TILE (C) [System Sensor] [NAC] [VDC] SPSCR (C), SPSCW (C) [System Sensor] [NAC] [VFWR] SPSCR (C), SPSCW (C) [BluePoint, System Sensor] [AUDIO 25v] [25V AUDIO] BP04-511P (C), BP04-A511P (C), SPCRL (C), SPCWL (C), SPCWL-TILE (C), SPSCR (C), SPSCRH (C), SPSCRL (C), SPSCW (C), SPSCWL (C), SPSCWL-CLR-ALERT (C), SPSCWL-P (C), SPSCWL-SP (C), SPSCWL-TILE (C)
cc554f7a-edee-4cc5-b189-a3ce94c279c3 | NFPA 170 SMOKE DETECTOR |  |  | North | Fike |  | Smoke Detector |  |  |  | Module | TRUE | 63-1021 |  | Photoelectric Smoke Sensor | 1 | 0.00045 | 0.00054 |  |  |  |  | FALSE | TRUE |  |  |  |  | #FFFF0000 | FA-NFPA 170 SMOKE DETECTOR | 1 | FALSE | FALSE | FALSE | 1408 | [13 empty] | FALSE | [7 empty] | THOR\acont | 2024-09-08 17:27 | 20191121 AC Detector without base | [Fike] [AUX POWER] 20-1063, 20-1064, 20-1343, 55-019/020 (C), 55-021 (C), 55-023 (C), 55-043, 55-047, 55-048, 55-050, 55-055, 55-056, 55-060, 55-061, 60-1028 (C), 60-1039 (C), 60-1040 (C), 63-028/029 (C), 63-1021 (C), 63-1052 (C), 63-1053 (C), 63-1056 (C [Fike] [SLC FIKE] [*] [#1 SHARED ADDR ¦ ALL] 20-1063, 20-1064, 20-1343, 55-019/020 (C), 55-021 (C), 55-023 (C), 55-041, 55-042, 55-043, 55-045, 55-046, 55-047, 55-048, 55-050, 55-052, 55-055, 55-056, 55-060, 55-061, 60-1028 (C), 60-1039 (C), 60-1040 (C),
d9c228e0-ffe2-4873-8e25-a3cf08b10f5b |  |  |  | North | Edwards |  | Cards & Components |  |  |  | Card | TRUE | 2-PPS/6A-220 |  | OBSOLETE - 6.0A Primary Power Supply, 220Vac | 1 | [6 empty] | TRUE | [5 empty] | #FFFFFFFF |  |  | FALSE | FALSE | FALSE | [14 empty] | FALSE | [7 empty] | THOR\acont | 2024-10-09 10:48
b695a50b-77bf-48b3-b3fe-a3d12c96b641 | NFPA 170 NOTIFICATION CIRCUIT EXTENDER PANEL | RISER NAC |  | North | Harrington |  | Notification Circuit Extender Panel |  |  |  | Assembly | TRUE | AL1002ULADA |  | 24VDC or 12VDC @ 10 amp max Two (2) Class A or four (4) Class B outputs. | 1 | [6 empty] | FALSE | [5 empty] | #FFFF0000 | FA-NFPA 170 NOTIFICATION CIRCUIT EXTENDER PANEL | 1 | FALSE | FALSE | FALSE | 212 | [8 empty] | 7,12,18 |  |  |  |  | TRUE | [7 empty] | THOR\acont | 2024-09-08 17:27
c4edb425-3559-4878-a92d-a3d2f6c10d2f |  |  |  | North | Siemens | [5 empty] | Module | TRUE | CAB1R-TK | 500-633729 | CAB1R SEMI FLUSH MNT TRIM KIT RED MOUNTS TO CAB1R | 1 | [12 empty] | #FFFFFFFF |  |  | FALSE | FALSE | FALSE | [20 empty] | DESKTOP-7SAL8M7\acont | 2019-08-13 09:04 | THOR\acont | 2024-10-09 10:48
e7531fb4-4d12-42fa-9b6f-a3d6bd825397 | NFPA 170 SPEAKER STROBE |  |  | North | Siemens |  | Speaker/Strobe |  |  |  | Module | TRUE | SEH-MC-R-ALERT | S54329-A17-A1 | SPK-ST,WALL,ALR,R | 1 | [12 empty] | #FF0070C0 | FA-NFPA 170 SPEAKER STROBE | 1 | FALSE | FALSE | FALSE | 2019 | [19 empty] | DESKTOP-7SAL8M7\acont | 2019-08-13 09:04 | THOR\acont | 2024-09-08 17:27 |  | [Siemens] [AUDIO 25v] [25V AUDIO] SEH-AMC-W-ALERT, SEH-HMC-R, SEH-HMC-R-B, SEH-HMC-W, SEH-HMC-W-ALERT, SEH-HMC-W-B, SEH-MC-R, SEH-MC-R-ALERT, SEH-MC-R-B, SEH-MC-W, SEH-MC-W-ALERT, SEH-MC-W-B, SEH-MC-W-BLANK, SEH-R, SEH-W, SEH-W-ALERT [Siemens] [AUDIO 70.7v] [70V AUDIO] SEH-AMC-W-ALERT, SEH-HMC-R, SEH-HMC-R-B, SEH-HMC-W, SEH-HMC-W-ALERT, SEH-HMC-W-B, SEH-MC-R, SEH-MC-R-ALERT, SEH-MC-R-B, SEH-MC-W, SEH-MC-W-ALERT, SEH-MC-W-B, SEH-MC-W-BLANK, SEH-R, SEH-W, SEH-W-ALERT [Siemens] [NAC] [VDC] SEFH-AMC-W-ALERT, SEFH-MC-R, SEFH-MC-R-ALERT, SEFH-MC-W, SEFH-MC-W-ALERT, SEFH-MC-W-BLANK, SEF-MC-R, SEF-MC-W, SEH-MC-R, SEH-MC-R-ALERT, SEH-MC-R-B, SEH-MC-W, SEH-MC-W-ALERT, SEH-MC-W-B, SEH-MC-W-BLANK
9db4dd1f-cc15-4879-9b96-a3d73877bb08 |  |  |  | North | Siemens | [5 empty] | Module | TRUE | SPEXT-W | 500-636117 | SE SPEAKER CEILING EXTENSION RING WHITE | 1 | [7 empty] | TRUE |  |  |  |  | #FFFFFFFF |  |  | FALSE | FALSE | FALSE | [20 empty] | DESKTOP-7SAL8M7\acont | 2019-08-13 09:04 | THOR\acont | 2024-10-09 10:48
cd4a3938-02e3-4928-9520-a3db12e09815 |  |  |  | North | Gamewell FCI |  | Cards & Components |  |  |  | Card | TRUE | GFPS-6 Main Board | + | Fire Alarm Power Supply Main Board | 1 | 0.075 | 0.175 |  |  |  |  | TRUE | FALSE |  |  |  |  | #FFFFFFFF |  |  | FALSE | FALSE | FALSE | [14 empty] | FALSE | [5 empty] | DESKTOP-7SAL8M7\acont | 2020-10-12 12:40 | THOR\acont | 2024-10-09 10:48 | Cloned from Gamewell GFPS-9 Main Board | [Firelite, Gamewell FCI, Honeywell, Notifier] [NAC Trigger] GFPS-6 Main Board, GFPS-9 Main Board, HPFF12 Main Board, HPFF8 Main Board [Gamewell FCI, Honeywell] [VAC ] 7100 Main Board, FireVac IV (50W, 25V) Main Board, FireVac IV (50W, 70V) Main Board, FLEX 410 Main Board, GF505 Main Board, GF506R Main Board, GF510 Main Board, GFPS-6 Main Board, GFPS-9 Main Board, GWF402 Main Board, GWF [Gamewell FCI, Honeywell] [VAC ] [120VAC] 7100 Main Board, FireVac IV (50W, 25V) Main Board, FireVac IV (50W, 70V) Main Board, FLEX 410 Main Board, GF505 Main Board, GF506R Main Board, GF510 Main Board, GFPS-6 Main Board, GFPS-9 Main Board, GWF402 Main B | [Gamewell FCI] GFPS-6 Main Board, GFPS-9 Main Board, SNAC-9 MAIN BOARD
9ea73e8a-df43-4c93-804e-a3dfd8f14915 | NFPA 170 ADDRESSABLE OUTPUT MODULE |  |  | North | Monaco Enterprises |  | Addressable Control/Relay |  |  |  | Module | TRUE | 729-159-00 | + | MODULE:CONTROL,RELAY,INTELLIGENT,TWO FORM-C CONTACTS | 2 | 0.0003 | 0.0055 |  |  |  |  | FALSE | [5 empty] | #FFFF0000 | FA-NFPA 170 ADDRESSABLE OUTPUT MODULE | 1 | FALSE | FALSE | FALSE | 1100 | [13 empty] | FALSE |  |  | R |  |  | DESKTOP-7SAL8M7\acont | 2020-02-23 12:21 | THOR\acont | 2024-09-08 17:27 | Cloned from MIRCOM MIX-M500R CLONED | [Monaco Enterprises] [SLC MODULES SENSORS] 01 [*] 708-026-01, 708-031-00, 721-121-00 w/B200SR-LF-WH (C), 721-121-00 w/B200SR-WH (C), 721-121-00 w/B210LP (C), 721-121-00 w/B224RB-WH (C), 721-121-00 w/B501 (C), 721-124-00 w/B200SR-LF-WH (C), 721-124-00 w/B [Monaco Enterprises] [SLC MODULES/SENSORS] 01 [*] 721-121-00 w/B200SR-LF-WH (C), 721-121-00 w/B200SR-WH (C), 721-121-00 w/B210LP (C), 721-121-00 w/B224RB-WH (C), 721-121-00 w/B501 (C), 721-124-00 w/B200SR-LF-WH (C), 721-124-00 w/B200SR-WH (C), 721-124-00 [Monaco Enterprises] [SLC MODULES] 01 [*] 708-026-01, 708-031-00, 729-142-00, 729-143-00, 729-144-00, 729-158-00, 729-159-00, 729-165-00, 729-182-00, 729-217-00, 729-218-00, 729-221-00, 729-225-00 [Monaco Enterprises] [SLC MODULES] 01 [*] 729-142-00, 729-143-00, 729-144-00, 729-158-00, 729-159-00, 729-182-00, 729-217-00, 729-218-00, 729-221-00
34349719-c322-4984-9f44-a3dfefb010d3 |  |  |  | North | MIRCOM |  | Cards & Components |  |  |  | Card | TRUE | FX-2003-12NDS Main Board | + | FX-2003 MAIN BOARD WITH 12 AMP POWER SUPPLY AND 120/240V TRANSFORMER | 1 | 0.23 | 0.38 |  |  |  |  | TRUE | [5 empty] | #FFFFFFFF |  |  | FALSE | FALSE | FALSE | [14 empty] | FALSE | [7 empty] | THOR\acont | 2024-10-09 10:48 |  |  | [MIRCOM] FX-2003-12NDS Main Board
5a795701-e308-42ed-9760-a3e71fa7497b | NFPA 170 HORN STROBE |  |  | North | Potter |  | Horn/Strobe |  |  |  | Module | TRUE | CHS-24GW |  | Horn Strobe, Wall, White, Green | 1 | 0 | 0.366 |  |  |  |  | FALSE | FALSE |  |  |  |  | #FF0070C0 | FA-NFPA 170 HORN STROBE | 1 | FALSE | FALSE | FALSE | 2012 |  |  | 7135-0328:0210 | [10 empty] | FALSE | [7 empty] | THOR\acont | 2024-09-08 17:27 |  | [Potter] [NAC] [UL MAX, HIGH DB] CHS-24BR, CHS-24BW, CHS-24GR, CHS-24GW, CHS-24RR, CHS-24RW
366276d6-5114-4c12-b80d-a3eb10fc54ad | NFPA 170 HEAT CO DETECTOR |  |  | North | Kidde |  | Heat/CO Detector |  |  |  | Module | TRUE | KIR-HCD w/KI-IB BASE | ++ | Multisensor Heat, and CO Detector | 1 | 3.2e-05 | 3.2e-05 |  |  |  |  | FALSE | [5 empty] | #FFFF0000 | FA-NFPA 170 HEAT CO DETECTOR | 1 | FALSE | FALSE | FALSE | 1403 | [13 empty] | FALSE | [5 empty] | DESKTOP-7EIEB7A\acont | 2023-05-24 19:35 | THOR\acont | 2024-09-08 17:27 | Cloned from Kidde KI-HCD w/KI-IB BASE | [Edwards, Kidde] [SLC EST MODULES/SENSORS] 01 [*] [iO64] DS-HFS (C), DS-PS (C), FX-HD w/IB4U BASE, FX-HD w/RB4U BASE, FX-HD w/SB4U BASE, FX-HD w/SB4U-LF BASE, FX-HD wB4U BASE, FX-PD w/B4U BASE (C), FX-PD w/IB4U BASE (C), FX-PD w/SB4U BASE (C), FX-PD w/SB [Edwards, Kidde] [SLC EST SENSORS] 01 [*] [EST3, iO1000] DS-HFS (C), DS-PS (C), FX-HD w/IB4U BASE, FX-HD w/RB4U BASE, FX-HD w/SB4U BASE, FX-HD w/SB4U-LF BASE, FX-HD wB4U BASE, FX-PD w/B4U BASE (C), FX-PD w/IB4U BASE (C), FX-PD w/SB4U BASE (C), FX-PD w/SB [Kidde] [SLC EST MODULES SENSORS] [*] [#2 SHARED ADDR ¦ SENSORS] DS-HFS (C), DS-PS (C), FX-HD w/IB4U BASE, FX-HD w/RB4U BASE, FX-HD w/SB4U BASE, FX-HD w/SB4U-LF BASE, FX-HD wB4U BASE, FX-PD w/B4U BASE (C), FX-PD w/IB4U BASE (C), FX-PD w/SB4U BASE (C), FX [Kidde] [SLC EST SENSORS] [*] [#4 TYPE ADDR ¦ SENSORS] DS-HFS (C), DS-PS (C), FX-HD w/IB4U BASE, FX-HD w/RB4U BASE, FX-HD w/SB4U BASE, FX-HD w/SB4U-LF BASE, FX-HD wB4U BASE, FX-PD w/B4U BASE (C), FX-PD w/IB4U BASE (C), FX-PD w/SB4U BASE (C), FX-PD w/SB4U
5883ae99-0ca3-409e-9538-a3ebec68b0ff |  |  |  | North | Siemens | [5 empty] | Module | TRUE | SXL-EX-UK | 500-696009 | SXL-EX-UK F/W UPGRADE KIT | 1 | [12 empty] | #FFFFFFFF |  |  | FALSE | FALSE | FALSE | [20 empty] | DESKTOP-7SAL8M7\acont | 2019-08-13 09:04 | THOR\acont | 2024-10-09 10:48
989ccddf-1deb-4c3e-bcdc-a3ed7aeb7019 |  |  |  | North | HID | Security/Access Control |  |  |  |  | Module | TRUE | 202X |  |  | 1 | [12 empty] | #FFFFFFFF |  |  | FALSE | FALSE | FALSE | [20 empty] | THOR\acont | 2024-03-12 21:20 | THOR\acont | 2024-10-09 10:48
46f3c639-4c6e-4832-8190-a3f07007021b | NFPA 170 ADDRESSABLE INPUT MONITOR MODULE |  |  | North | Notifier |  | Addressable Module |  |  |  | Module | TRUE | EM-1M | ++ | Intelligent Monitor Module, Eclipse™ Series | 1 | 0.002 | 0.000745 |  |  |  |  | FALSE | FALSE |  |  |  |  | #FFFF0000 | FA-NFPA 170 ADDRESSABLE INPUT MONITOR MODULE | 1 | FALSE | FALSE | FALSE | 1000 | [13 empty] | FALSE | [7 empty] | THOR\acont | 2024-09-08 17:27 |  | [Honeywell, Notifier, System Sensor] [SLC MODULES] [*] [#3 TYPE ADDR ¦ MODULES] 30-3013 w/FMM-101, Q3013D, ACM-8R, ACPS-610, AMPS-24, AMPS-24E, EM-1M, EM-1MI, EM-1MM, EM-1MMI, EM-1R, EM-1RI, EM-1SR, EM-1SRI, FCM-1, FCM-1-REL, FD7044 MM-101, FDM-1, FDRM-1 [Honeywell, Notifier, System Sensor] [SLC MODULES SENSORS] [*] [#1 SHARED ADDR ¦ MODULES] 30-3013 w/FMM-101, Q3013D, ACM-8R, ACPS-610, AMPS-24, AMPS-24E, EM-1M, EM-1MI, EM-1MM, EM-1MMI, EM-1R, EM-1RI, EM-1SR, EM-1SRI, FCM-1, FCM-1-REL, FD7044 MM-101, FDM | [Notifier, Silent Knight] EM-1M, EM-1MI, EM-1MM, EM-1MMI, FD7044 MM-101, FMM-1, FMM-101, HFS-MM, NMM-100, NMM-100P
4b693ce8-c415-4fc1-a6b4-a3f80c4e77a4 |  |  |  | North | Edwards |  | Cards & Components |  |  |  | Card | TRUE | 3-ZA15 |  | OBSOLETE - 15 Watt Zoned Amplifier | 1 | 0.076 | 0.893 |  |  |  |  | TRUE | [5 empty] | #FFFFFFFF |  |  | FALSE | FALSE | FALSE | [14 empty] | FALSE | [7 empty] | THOR\acont | 2024-10-09 10:48
a69ecf9d-4095-42c2-a18a-a3fe91211470 |  |  |  | North | MIRCOM |  | Cards & Components |  |  |  | Card | TRUE | FX-4009-12N Main Board | ++ | Main Board | 1 | 0.31 | 0.733 | 12 |  |  |  | TRUE | [5 empty] | #FFFFFFFF |  |  | FALSE | FALSE | FALSE | [14 empty] | FALSE | [5 empty] | THOR\acont | 2024-02-26 07:26 | THOR\acont | 2024-10-09 10:48 | Cloned from MIRCOM FX-4000MNS Main Board | [MIRCOM] [IDC] [#2 SUPERVISORY] BPS-1002 Main Board, BPS-602 Main Board, BPS-802 Main Board, FX-350 Main Board, FX-4000MNS Main Board, FX-4003-12N Main Board, FX-4009-12N Main Board, FX-4017-12N Main Board [MIRCOM] [IDC] [#1 ALARM] FA-106 Main Board, FX-350 Main Board, FX-4000MNS Main Board, FX-4003-12N Main Board, FX-4009-12N Main Board, FX-4017-12N Main Board [MIRCOM] [IDC] [#3 TROUBLE] BPS-1002 Main Board, BPS-602 Main Board, BPS-802 Main Board, FA-106 Main Board, FX-350 Main Board, FX-4000MNS Main Board, FX-4003-12N Main Board, FX-4009-12N Main Board, FX-4017-12N Main Board | [MIRCOM] FX-4000MNS Main Board, FX-4003-12N Main Board, FX-4009-12N Main Board, FX-4017-12N Main Board [MIRCOM] FX-4000MNS Main Board, FX-4009-12N Main Board, FX-401 Main Board, FX-4017-12N Main Board
33c98cfd-0619-4038-ab2c-a4025047c829 |  |  |  | North | LifeSafety Power |  | Cards & Components |  |  |  | Card | TRUE | FPO250/250-3C83D8E12M Main Board | ++ | Fire Alarm Power Supply Main Board | 1 | [6 empty] | TRUE | FALSE |  |  |  |  | #FFFFFFFF |  |  | FALSE | FALSE | FALSE | [14 empty] | FALSE | [5 empty] | DESKTOP-7EIEB7A\acont | 2023-01-26 08:28 | THOR\acont | 2024-10-09 10:48 | Cloned from LifeSafety Power FPO250/250-3C8P3D8PE12M Main Board | [Altronix, LifeSafety Power] [IDC] 01 [BATTERY] AL1024ULM MAIN CARD, AL1024ULX Main Board, AL300ULX Main Board, AL400ULX Main Board, AL400ULXJ Main Board (24VDC), AL600ULXR Main Board, eFlow104N Main Board, eFlow104N16 Main Board, eFlow104N8 Main Board, [Altronix, Hochiki, LifeSafety Power] [NAC Trigger] AL1024ULM MAIN CARD, AL1024ULX Main Board, AL125UL Main Board, AL300ULX Main Board, AL400ULX Main Board, AL400ULXJ Main Board (24VDC), AL600ULACM Main Board, AL600ULXR Main Board, eFlow104N Main Board, [Altronix, LifeSafety Power] [IDC] 02 [AC FAIL] AL1024ULX Main Board, AL300ULX Main Board, AL400ULX Main Board, AL400ULXJ Main Board (24VDC), AL600ULXR Main Board, eFlow104N Main Board, eFlow104N16 Main Board, eFlow104N8 Main Board, FPO150/250-2C82D8PE4M | [Altronix, LifeSafety Power] AL1024ULX Main Board, FPO150/250-2C82D8PE4M1 Main Board, FPO150-B100C8D8PE4M Main Board, FPO250/250-3C83D8E12M Main Board, FPO250/250-3C83D8PE12M Main Board, FPO250/250-3C8P3D8PE12M Main Board, FPO75-B100C4PE1M Main Board, FPO
5fd7c39b-2435-46ce-b818-a4037528ce64 | NFPA 170 SPEAKER STROBE CEILING |  |  | North | Autocall |  | Speaker/Strobe |  |  |  | Module | TRUE | 49SVH-APPLC-BA | + | Ceiling Mount Addressable High candela S/V appliance only. Assembled in USA | 1 | 0 | 0 |  |  |  |  | TRUE | TRUE |  |  |  |  | #FF0070C0 | FA-NFPA 170 SPEAKER STROBE CEILING | 1 | FALSE | FALSE | FALSE | 2019 | [16 empty] | C |  |  | DESKTOP-7EIEB7A\acont | 2022-02-21 15:01 | THOR\acont | 2024-09-08 17:27 | Cloned from Autocall A49SVH-APPLC-BA | [Autocall, Simplex] [AUDIO 25v] [25V AUDIO] 49HF-APPLC (C), 49HF-APPLC-BA (C), 49HFV-APPLC (C), 49HFV-APPLC-BA (C), 49HFVH-APPLC (C), 49HFVH-APPLC-BA (C), 49SO-APPLC (C), 49SO-APPLC-BA (C), 49SO-APPLC-O (C), 49SO-APPLC-O-BA (C), 49SV-APPLC (C), 49SV-APPL [Autocall, Simplex] [IDNac] [23VDC] 49HFVH-APPLC (C), 49HFVH-APPLC-BA (C), 49SVH-APPLC (C), 49SVH-APPLC-BA (C), 49VOH-APPLC (C), 49VOH-APPLC-BA (C), A49HFVH-APPLC (C), A49HFVH-APPLC-BA (C), A49SVH-APPLC (C), A49SVH-APPLC-BA (C), A49VOH-APPLC (C), A49VOH- [Autocall, Simplex] [AUDIO 70.7v] [70V AUDIO] 49HF-APPLC (C), 49HF-APPLC-BA (C), 49HFV-APPLC (C), 49HFV-APPLC-BA (C), 49HFVH-APPLC (C), 49HFVH-APPLC-BA (C), 49SO-APPLC (C), 49SO-APPLC-BA (C), 49SO-APPLC-O (C), 49SO-APPLC-O-BA (C), 49SV-APPLC (C), 49SV-AP
ceeabfac-3216-42fc-8c61-a40d9a091c9e | NFPA 170 ASPIRATING SMOKE DETECTOR |  |  | North | Gamewell FCI |  | Air Sampling Detection |  |  |  | Module | TRUE | AAD-7100X | ++ | AAD-7100X Intelligent FAAST Fire Alarm Aspiration Sensing Technology (5,000 sq. foot unit) | 5 | 0.0007 | 0.0007 |  |  |  |  | TRUE | TRUE |  |  |  |  | #FFFF0000 | FA-NFPA 170 ASPIRATING SMOKE DETECTOR | 1 | FALSE | FALSE | FALSE | 1408 | [19 empty] | DESKTOP-7EIEB7A\acont | 2023-05-03 08:08 | THOR\acont | 2024-09-08 17:27 | Cloned from Xtralis VLI-880 | [Gamewell FCI, Xtralis] [SLC MODULES] [#4] AAD-7100X (C), AAD-8100 (C), VEA-040-A00 (C), VEA-040-A10 (C), VEP-A00-1P-NTF, VEP-A00-P-NTF, VEP-A10-P-NTF [Gamewell FCI] [AUX POWER] 7100X (C), 8100 (C), 9400X (C), AAD-7100X (C), AAD-8100 (C) [Gamewell FCI, Xtralis] [SLC MODULES] [#5] AAD-7100X (C), AAD-8100 (C), VEA-040-A00 (C), VEA-040-A10 (C), VEP-A00-1P-NTF, VEP-A00-P-NTF, VEP-A10-P-NTF [Gamewell FCI, Xtralis] [IDC] 02 [ACTION] 7100X (C), 8100 (C), 9400X (C), AAD-7100X (C), AAD-8100 (C), VEP-A00-1P, VEP-A00-1P-NTF, VEP-A00-P, VEP-A00-P-NTF, VEP-A10-P, VEP-A10-P-NTF, VLF-250 (C), VLF-500 (C), VLI-880 (C), VLI-885 (C), XAS-1-US (C), XAS-2 [Gamewell FCI, Xtralis] [IDC] 03 [FIRE1] 7100X (C), 8100 (C), 9400X (C), AAD-7100X (C), AAD-8100 (C), VEP-A00-1P, VEP-A00-1P-NTF, VEP-A00-P, VEP-A00-P-NTF, VEP-A10-P, VEP-A10-P-NTF, VLF-250 (C), VLF-500 (C), VLI-880 (C), VLI-885 (C), XAS-1-US (C), XAS-2- [Gamewell FCI, Xtralis] [IDC] 01 [FAULT 1] 7100X (C), 8100 (C), 9400X (C), AAD-7100X (C), AAD-8100 (C), VEP-A00-1P, VEP-A00-1P-NTF, VEP-A00-P, VEP-A00-P-NTF, VEP-A10-P, VEP-A10-P-NTF, VLF-250 (C), VLF-500 (C), VLI-880 (C), VLI-885 (C), XAS-1-US (C), XAS- [Gamewell FCI, Xtralis] [SLC MODULES] [#2] AAD-7100X (C), AAD-8100 (C), VEA-040-A00 (C), VEA-040-A10 (C), VEP-A00-1P-NTF, VEP-A00-P-NTF, VEP-A10-P-NTF [Gamewell FCI, Xtralis] [SLC MODULES] [#3] AAD-7100X (C), AAD-8100 (C), VEA-040-A00 (C), VEA-040-A10 (C), VEP-A00-1P-NTF, VEP-A00-P-NTF, VEP-A10-P-NTF [Gamewell FCI, Xtralis] [SLC SENSORS] [#3 TYPE ADDR ¦ SENSORS] AAD-7100X (C), AAD-8100 (C), VEA-040-A00 (C), VEA-040-A10 (C), VEA-040-A10-NTF (C), VEP-A00-1P-NTF, VEP-A00-P-NTF, VEP-A10-P-NTF
634d4fac-ae69-4671-9136-a40f34dedd5b | NFPA 170 SPEAKER CEILING |  |  | North | Kidde |  | Speaker |  |  |  | Module | TRUE | EGCSWA |  | Speaker, Ceiling, White, Alert | 1 | [6 empty] | FALSE | TRUE |  |  |  |  | #FF0070C0 | FA-NFPA 170 SPEAKER CEILING | 1 | FALSE | FALSE | FALSE | 2019 | [13 empty] | FALSE |  |  | C |  |  | DESKTOP-7EIEB7A\acont | 2021-05-24 09:24 | THOR\acont | 2024-09-08 17:27 | Cloned from Edwards GCSWA | [Edwards, Kidde] [AUDIO 25v] [25V AUDIO] EGCSRF (C), EGCSRN (C), EGCSVHRF (C), EGCSVHRF-FR (C), EGCSVHRF-SP (C), EGCSVHRN (C), EGCSVHWA (C), EGCSVHWF (C), EGCSVHWF-FR (C), EGCSVHWF-SP (C), EGCSVHWN (C), EGCSVRF (C), EGCSVRN (C), EGCSVWA (C), EGC [Edwards, Kidde] [AUDIO 70.7v] [70V AUDIO] EGCSRF (C), EGCSRN (C), EGCSVHRF (C), EGCSVHRF-FR (C), EGCSVHRF-SP (C), EGCSVHRN (C), EGCSVHWA (C), EGCSVHWF (C), EGCSVHWF-FR (C), EGCSVHWF-SP (C), EGCSVHWN (C), EGCSVRF (C), EGCSVRN (C), EGCSVWA (C), E
44a4aae4-3a34-45d7-9e91-a40ffca72aca | NFPA 170 HORN STROBE CEILING |  |  | North | Autocall |  | Horn/Strobe |  |  |  | Module | TRUE | A4906-9128 | + | Horn with Multi-Candela Strobe; Ceiling Mount, Red | 1 | 0 | 0 |  |  |  |  | TRUE | TRUE |  |  |  |  | #FF0070C0 | FA-NFPA 170 HORN STROBE CEILING | 1 | FALSE | FALSE | FALSE | 2013 | [16 empty] | C |  |  | DESKTOP-0D6CQVA\lousc | 2019-07-05 10:33 | THOR\acont | 2024-09-08 17:27 | Cloned from AutoCall A4906-9127 | [Autocall, Simplex] [NAC] [24VDC STEADY] 4906-9128 (C), 4906-9130 (C), 4906-9140 (C), 4906-9142 (C), A4906-9128 (C), A4906-9130 (C), A4906-9140 (C), A4906-9142 (C)
ecb0ae8e-91f1-4905-a818-a41335d5ff35 | NFPA 170 DOOR HOLDER |  |  | North | RSG |  | Door Holder |  |  |  | Module | TRUE | DH(24120)GPC |  | Door Holder, Ground Mount, Chrome | 1 | 0.02 | 0.04 |  |  |  |  | TRUE | [5 empty] | #FFFF0000 | FA-NFPA 170 DOOR HOLDER | 1 | FALSE | FALSE | FALSE | 2500 | [19 empty] | DESKTOP-7SAL8M7\acont | 2019-04-02 09:20 | THOR\acont | 2024-09-08 17:27 | Cloned from RSG DH(24120)SPC | [RSG] [AUX POWER] [*] DH(1224)FPC, DH(1224)GPC, DH(1224)RPC, DH(1224)SPC, DH(24120)FPC, DH(24120)GPC, DH(24120)GPC2, DH(24120)RPC, DH(24120)SPC [Bosch, Generic, Hochiki, N/A, Notifier, Potter, Rixson, RSG, Silent Knight, System Sensor] [RELAY] [DOOR RELEASE] 110VAC DOOR HOLDER, ADI_K7-998TRI689, D370, D370C, DH Series, DH(1224)FPC, DH(1224)GPC, DH(1224)RPC, DH(1224)SPC, DH(24120)FPC, DH(24120)GP [ASSA ABLOY, Bosch, Hochiki, N/A, Notifier, Potter, Rixson, RSG, Silent Knight, System Sensor] [AUX POWER] [DOOR RELEASE] 7200, ADI_K7-998TRI689, D370, D370C, DH Series, DH(1224)FPC, DH(1224)GPC, DH(1224)RPC, DH(1224)SPC, DH(24120)FPC, DH(24120)GPC, DH(2 [Bosch, Hochiki, N/A, Notifier, Potter, Rixson, RSG, Silent Knight, System Sensor] [AUX POWER] [DOOR RELEASE] ADI_K7-998TRI689, D370, D370C, DH Series, DH(1224)FPC, DH(1224)GPC, DH(1224)RPC, DH(1224)SPC, DH(24120)FPC, DH(24120)GPC, DH(24120)GPC2, DH(2412
8c28ffa7-45aa-457a-a88b-a417b80c2466 | NFPA 170 SMOKE DETECTOR |  |  | North | Xtralis |  | Smoke Detector |  |  |  | Module | TRUE | OSE-HP-01 | + | Emitter - High power alkaline battery | 1 | [6 empty] | FALSE | [5 empty] | #FFFF0000 | FA-NFPA 170 SMOKE DETECTOR | 1 | FALSE | FALSE | FALSE | [14 empty] | FALSE | [7 empty] | THOR\acont | 2024-09-08 17:27
d70ae5ed-1332-4331-be13-a42bffb64937 | NFPA 170 SMOKE DETECTOR |  |  | North | Notifier |  | Smoke Detector |  |  |  | Module | TRUE | FSD-751PL w/B200S-LF | ++ | DETECTOR, SMOKE, ADDRESSABLE PHOTO w/SOUNDER BASE, LOW FREQUENCY | 1 | 0.0003 | 0.0003 |  |  |  |  | FALSE | TRUE |  |  |  |  | #FFFF0000 | FA-NFPA 170 SMOKE DETECTOR | 1 | FALSE | FALSE | FALSE | 1408 | [13 empty] | FALSE |  |  | LF¦SB |  |  |  |  | THOR\acont | 2024-09-08 17:27 | 20191121 AC Detector with base | [Notifier] [AUX POWER] [16VDC, HIGH VOLUME] B200S-LF-WH, FCO-851 w/B200S-LF (C), FCO-951 w/B200S-LF-WH (C), FPC-951 w/B200S-LF-IV (C), FPC-951 w/B200S-LF-WH (C), FPTI-951 w/B200S-LF-IV (C), FPTI-951 w/B200S-LF-WH (C), FSCO-951 w/B200S-LF-IV (C), FSCO-951 [Honeywell, Notifier, System Sensor] [SLC SENSORS] [*] [#4 TYPE ADDR ¦ SENSORS] 2251B (C), 2251-COPTIR (C), 2251-COPTIR w/B200S-WH (C), 2251TB (C), 2251TMB (C), 5251B (C), 5251B-WP (C), 5251H (C), 5251RB (C), 5251RB-WP (C), 7251 (C), 7251DH (C), DH200LP [Honeywell, Notifier, System Sensor] [SLC MODULES SENSORS] [*] [#2 SHARED ADDR ¦ SENSORS] 2251B (C), 2251-COPTIR (C), 2251-COPTIR w/B200S-WH (C), 2251TB (C), 2251TMB (C), 5251B (C), 5251B-WP (C), 5251H (C), 5251RB (C), 5251RB-WP (C), 7251 (C), 7251DH (C) [Notifier] [AUX POWER] [16VDC, LOW VOLUME] B200S-LF-WH, FCO-851 w/B200S-LF (C), FCO-951 w/B200S-LF-WH (C), FPC-951 w/B200S-LF-IV (C), FPC-951 w/B200S-LF-WH (C), FPTI-951 w/B200S-LF-IV (C), FPTI-951 w/B200S-LF-WH (C), FSCO-951 w/B200S-LF-IV (C), FSCO-951
3dffe6fa-14b6-455d-a7be-a42e65781d04 | NFPA 170 SMOKE DETECTOR |  |  | North | Notifier |  | Smoke Detector |  |  |  | Module | TRUE | FSD-751RP w/B200SR |  | DETECTOR, SMOKE, ADDRESSABLE PHOTO w/SOUNDER BASE | 1 | 0.001 | 0.035 |  |  |  |  | FALSE | TRUE |  |  |  |  | #FFFF0000 | FA-NFPA 170 SMOKE DETECTOR | 1 | FALSE | FALSE | FALSE | 1408 | [13 empty] | FALSE |  |  | SB |  |  |  |  | THOR\acont | 2024-09-08 17:27 | 20191121 AC Detector with base | [Honeywell, Notifier, System Sensor] [SLC MODULES SENSORS] [*] [#2 SHARED ADDR ¦ SENSORS] 2251B (C), 2251-COPTIR (C), 2251-COPTIR w/B200S-WH (C), 2251TB (C), 2251TMB (C), 5251B (C), 5251B-WP (C), 5251H (C), 5251RB (C), 5251RB-WP (C), 7251 (C), 7251DH (C) [Notifier] [AUX POWER] B200SR-WH, FSD-751P w/B200SR (C), FSD-751PL w/B200SR (C), FSD-751RP w/B200SR (C), FSD-751RPL w/B200SR (C), FSI-851 w/B200SR (C), FSL-751 w/B200SR (C), FSP-851 w/B200SR (C), FSP-851T w/B200SR (C), FST-851 w/B200SR (C), FST-851H w/B2 [Honeywell, Notifier, System Sensor] [SLC SENSORS] [*] [#4 TYPE ADDR ¦ SENSORS] 2251B (C), 2251-COPTIR (C), 2251-COPTIR w/B200S-WH (C), 2251TB (C), 2251TMB (C), 5251B (C), 5251B-WP (C), 5251H (C), 5251RB (C), 5251RB-WP (C), 7251 (C), 7251DH (C), DH200LP
25e0f67a-dac0-4b26-b06f-a43025062bff | NFPA 170 FIRE ALARM CONTROL UNIT | RISER FACP |  | North | Farenhyt |  | Fire Alarm Control Unit |  |  |  | Assembly | TRUE | IFP-300 | ++ | Intelligent Fire Alarm Control Panel, Red Cabniet | 1 | [6 empty] | FALSE |  |  |  | 6.4”H x 16.4"W x 4.11”D |  | #FFFF0000 | FA-NFPA 170 FIRE ALARM CONTROL UNIT | 1 | FALSE | FALSE | FALSE | 202 | [8 empty] | 7,12,18,35,55 |  | 18 |  |  | TRUE | [5 empty] | DESKTOP-7EIEB7A\acont | 2023-02-27 08:42 | THOR\acont | 2024-09-08 17:27 | Cloned from Silent Knight 6808
6665a85d-b4cb-43f1-8c56-a43ce61c6786 | NFPA 170 HORN |  |  | North | Edwards |  | Horn |  |  |  | Module | TRUE | WGARF | ++ | Outdoor rated horn, red, fire | 1 | [6 empty] | FALSE | [5 empty] | #FF0070C0 | FA-NFPA 170 HORN | 1 | FALSE | FALSE | FALSE | 2010 | [13 empty] | FALSE |  |  | WP |  |  | THOR\acont | 2024-04-09 06:58 | THOR\acont | 2024-09-08 17:27 | Cloned from Edwards WGARA | [Edwards, Kidde] [NAC] [VDC, TEMPORAL] WGARA, WGARF, WGARF-FR, WGARF-SP, WGARN, WGAWA, WGAWF, WGAWF-FR, WGAWF-SP, WGAWN
db42de36-0cc0-4199-8d51-a44645c16f19 | NFPA 170 HORN STROBE |  |  | North | Eaton Wheelock |  | Horn/Strobe |  |  |  | Module | TRUE | EL3RMTSTA-NW | ++ | WALL HORN STROBE, AMBER, WHITE, WP | 1 | [6 empty] | TRUE | [5 empty] | #FF0070C0 | FA-NFPA 170 HORN STROBE | 1 | FALSE | FALSE | FALSE | 2020 | [16 empty] | WP |  |  | THOR\acont | 2024-09-11 19:32 | THOR\acont | 2024-10-09 10:48 | Cloned from Eaton Wheelock EL3RMTST-FW | [Eaton Wheelock] [NAC] [24VDC, HIGH HORN] EL3RMTSTA-ALW, EL3RMTSTA-NW, EL3RMTST-FR, EL3RMTST-FW, EL4XMTSTA-ALW, EL4XMTSTA-NW, EL4XMTST-FR, EL4XMTST-FW [Eaton Wheelock] [NAC] [24VDC, STD HORN] EL3RMTSTA-ALW, EL3RMTSTA-NW, EL3RMTST-FR, EL3RMTST-FW, EL4XMTSTA-ALW, EL4XMTSTA-NW, EL4XMTST-FR, EL4XMTST-FW
241c1634-0dd9-48b9-9d02-a44fef00ffa4 |  |  |  | North | Autocall |  | Cards & Components |  |  |  | Card | TRUE | A100-1243 |  | Microphone Module (mike); for Fire Alarm Control Panels | 1 | 0.00024 | 0.006 |  |  |  |  | TRUE | [5 empty] | #FFFFFFFF |  |  | FALSE | FALSE | FALSE | [20 empty] | DESKTOP-0D6CQVA\lousc | 2019-07-07 14:33 | THOR\acont | 2024-10-09 10:48 | Cloned from AutoCall A100-1210
9c6ea0e0-9471-430f-9a6d-a4507a12405d | NFPA 170 AMPLIFIER RACK | RISER AMP |  | North | Sigcom |  | Cards & Components |  |  |  | Card | TRUE | MNS-100APB (100W, 70V) MAIN BOARD | + | 100 Watt Panel, 4 Speaker Circuits, Back-up Battery and Power Supply | 1 | 0.272 | 0.446 |  |  |  |  | FALSE | [5 empty] | #FFFF0000 | FA-NFPA 170 AMPLIFIER RACK | 1 | FALSE | FALSE | FALSE | 300 | [8 empty] | 7,12,18 |  |  |  | 100 | TRUE | [5 empty] | DESKTOP-7EIEB7A\acont | 2021-03-12 09:54 | THOR\acont | 2024-09-08 17:27 | Cloned from Sigcom MNS-100EXP (100W, 70V) MAIN BOARD | [Sigcom] [IDC] 02 [IDC INPUT] MNS-100APB (100W, 25V) MAIN BOARD, MNS-100APB (100W, 70V) MAIN BOARD [Sigcom] [AUDIO LOW] [#1 AUDIO INPUT] MNS-100APB (100W, 25V) MAIN BOARD, MNS-100APB (100W, 70V) MAIN BOARD, MNS-100EXP (100W, 25V) MAIN BOARD, MNS-100EXP (100W, 70V) MAIN BOARD | [Sigcom] MNS-100APB (100W, 70V) MAIN BOARD
0c8efdb7-461a-40cc-bc67-a4607854ec24 | NFPA 170 MANUAL PULL |  |  | North | NAPCO |  | Manual Station |  |  |  | Module | TRUE | FWC-FSLC-PULL | ++ | Addressable SLC Fire Pull Station, Single Action, Hex Wrench Reset | 1 | 0.001 | 0.001 |  |  | 24 | [7 empty] | #FFFF0000 | FA-NFPA 170 MANUAL PULL | 1 | FALSE | FALSE | FALSE | 957 | [19 empty] | DESKTOP-7SAL8M7\acont | 2020-01-21 11:59 | THOR\acont | 2024-09-08 17:27 |  | [NAPCO] [SLC NAPCO FIRE] 01 [*] FWC-FSLC-CZM, FWC-FSLC-DUCT (C), FWC-FSLC-EZM1, FWC-FSLC-EZM2, FWC-FSLC-HEAT w/FWC-FSLC-SMK6B, FWC-FSLC-ISO, FWC-FSLC-PULL, FWC-FSLC-PULL2, FWC-FSLC-PULLK, FWC-FSLC-PULLK2, FWC-FSLC-RM2, FWC-FSLC-SMK w/FWC-FSLC-SMK6B (C),
010278b1-0367-48be-ad59-a464c962f447 | NFPA 170 SMOKE DETECTOR |  |  | North | Edwards |  | Smoke Detector |  |  |  | Module | TRUE | C3000-103 |  | Reflective Beam Smoke Detector, Single As'bly, 16.5 to 393 ft. | 1 | 0.004 | 0.014 |  |  |  |  | FALSE | TRUE |  |  |  |  | #FFFF0000 | FA-NFPA 170 SMOKE DETECTOR | 1 | FALSE | FALSE | FALSE | 1408 | [13 empty] | FALSE | [7 empty] | THOR\acont | 2024-09-08 17:27 | 20191121 AC Detector without base
86f76e43-986f-4943-9cfa-a4657b2526ed | NFPA 170 STROBE WALL |  |  | North | Potter |  | Strobe |  |  |  | Module | TRUE | CS-24WG-WP |  | Strobe, Wall, White, Green, Outdoor | 1 | 0 | 0.164 |  |  |  |  | FALSE | FALSE |  |  |  |  | #FF0070C0 | FA-NFPA 170 STROBE WALL | 1 | FALSE | FALSE | FALSE | 2023 |  |  | 7135-0328:0213 | [10 empty] | FALSE | [7 empty] | THOR\acont | 2024-09-08 17:27 |  | [Potter] [NAC] [UL MAX, HIGH DB] CS-24B-WP, CS-24G-WP, CS-24R-WP, CS-24WB-WP, CS-24WG-WP, CS-24WR-WP, CSLP-24B-WP, CSLP-24G-WP, CSLP-24R-WP, CSLP-24WB-WP, CSLP-24WG-WP, CSLP-24WR-WP
615dbdb4-405e-489c-a961-a4676e7fcf3b |  |  |  | North | Siemens |  | Hardware |  |  |  | Hardware | TRUE | FHB2001-R1 | S54400-B47-A2 | Back box (1HU, red) | 1 | [6 empty] | FALSE | [5 empty] | #FFFFFFFF |  |  | FALSE | FALSE | FALSE | [20 empty] | AULAPTOP-PC\Aulaptop | 2019-04-08 04:18 | THOR\acont | 2024-10-09 10:48 | Cloned from Siemens New Part
be26101d-b104-45a9-b8ad-a46a412a58fe | NFPA 170 HORN |  |  | North | Edwards |  | Horn |  |  |  | Module | TRUE | G1F-P |  | Genesis Horn, 77.1 dBA, white, running man, FIRE | 1 | 0 | 0.036 |  |  |  |  | FALSE | [5 empty] | #FF0070C0 | FA-NFPA 170 HORN | 1 | FALSE | FALSE | FALSE | 2010 | [13 empty] | FALSE | [7 empty] | THOR\acont | 2024-09-08 17:27 |  | [Edwards, Kidde] [NAC] [24 VDC, HIGH DB] EG1F-HD, EG1F-P, G1F-HD, G1F-P, G1-HD, G1-P, G1RF-HD, G1RF-P, G1R-HD, G1R-P [Edwards, Kidde] [NAC] [16 VDC, HIGH DB] EG1F-HD, EG1F-P, G1F-HD, G1F-P, G1-HD, G1-P, G1RF-HD, G1RF-P, G1R-HD, G1R-P [Edwards, Kidde] [NAC] [24 VDC, LOW DB] EG1F-HD, EG1F-P, G1F-HD, G1F-P, G1-HD, G1-P, G1RF-HD, G1RF-P, G1R-HD, G1R-P [Edwards, Kidde] [NAC] [16 VDC, LOW DB] EG1F-HD, EG1F-P, G1F-HD, G1F-P, G1-HD, G1-P, G1RF-HD, G1RF-P, G1R-HD, G1R-P
8b8c840c-16e6-4e10-85c8-a472dd1d0578 |  |  |  | North | MIRCOM |  | Hardware |  |  |  | Hardware | TRUE | DOX-5014M |  | WHITE METAL DOOR FOR BB-5014 | 1 | [6 empty] | FALSE | [5 empty] | #FFFFFFFF |  |  | FALSE | FALSE | FALSE | [14 empty] | FALSE | [7 empty] | THOR\acont | 2024-10-09 10:48
1ca92e79-410d-44af-9b54-a47bf8071f33 | NFPA 170 SMOKE CO DETECTOR |  |  | North | Kidde |  | Smoke/CO Detector |  |  |  | Module | TRUE | KIR-OSCD w/KI-SB BASE | ++ | Multisensor Smoke and CO Detector | 1 | 4.3e-05 | 7e-05 |  |  |  |  | FALSE | TRUE |  |  |  |  | #FFFF0000 | FA-NFPA 170 SMOKE CO DETECTOR | 1 | FALSE | FALSE | FALSE | 1408 | [13 empty] | FALSE | [5 empty] | DESKTOP-7EIEB7A\acont | 2023-05-24 19:31 | THOR\acont | 2024-09-08 17:27 | Cloned from Kidde KIR-OSHD w/KI-SB BASE | [Edwards, Kidde] [SLC EST SENSORS] 01 [*] [EST3, iO1000] DS-HFS (C), DS-PS (C), FX-HD w/IB4U BASE, FX-HD w/RB4U BASE, FX-HD w/SB4U BASE, FX-HD w/SB4U-LF BASE, FX-HD wB4U BASE, FX-PD w/B4U BASE (C), FX-PD w/IB4U BASE (C), FX-PD w/SB4U BASE (C), FX-PD w/SB [Kidde] [SLC EST MODULES SENSORS] [*] [#2 SHARED ADDR ¦ SENSORS] DS-HFS (C), DS-PS (C), FX-HD w/IB4U BASE, FX-HD w/RB4U BASE, FX-HD w/SB4U BASE, FX-HD w/SB4U-LF BASE, FX-HD wB4U BASE, FX-PD w/B4U BASE (C), FX-PD w/IB4U BASE (C), FX-PD w/SB4U BASE (C), FX [Kidde] [SLC EST SENSORS] [*] [#4 TYPE ADDR ¦ SENSORS] DS-HFS (C), DS-PS (C), FX-HD w/IB4U BASE, FX-HD w/RB4U BASE, FX-HD w/SB4U BASE, FX-HD w/SB4U-LF BASE, FX-HD wB4U BASE, FX-PD w/B4U BASE (C), FX-PD w/IB4U BASE (C), FX-PD w/SB4U BASE (C), FX-PD w/SB4U [Edwards, Kidde] [SLC EST MODULES/SENSORS] 01 [*] [iO64] DS-HFS (C), DS-PS (C), FX-HD w/IB4U BASE, FX-HD w/RB4U BASE, FX-HD w/SB4U BASE, FX-HD w/SB4U-LF BASE, FX-HD wB4U BASE, FX-PD w/B4U BASE (C), FX-PD w/IB4U BASE (C), FX-PD w/SB4U BASE (C), FX-PD w/SB
9acfa3c7-a6d8-4c3c-8f2d-a480068d0fdd | NFPA 170 ADDRESSABLE INPUT MONITOR MODULE |  |  | North | DMP |  | Addressable Module |  |  |  | Module | TRUE | 715-8 |  | 8 Zone Input Module, red Model 340 enclosure | 1 | 0.052 | 0.724 |  |  |  |  | FALSE | [5 empty] | #FFFF0000 | FA-NFPA 170 ADDRESSABLE INPUT MONITOR MODULE | 1 | FALSE | FALSE | FALSE | 1000 | [13 empty] | FALSE |  |  | 8 |  |  | DESKTOP-7SAL8M7\acont | 2020-08-19 11:34 | THOR\acont | 2024-09-08 17:27 | Cloned from DMP 714-8 | [BluePoint, DMP] [DMP LX BUS] [*] [LX BUS] 712-8, 714, 714-16, 714-16L-G, 714-16L-R, 714-16PCB, 714-16-R, 714-8, 714-8L-G, 714-8L-R, 714-8PCB, 714-8-R, 715-16, 715-16PCB, 715-8, 715-8 COPY, 715-8PCB, BP-DHE-714-8 | [BluePoint, DMP] 712-8, 714-8, 714-8L-G, 714-8L-R, 714-8PCB, 714-8-R, 715-8, 715-8 COPY, 715-8PCB, BP-DHE-714-8
1d262642-c09d-4371-9368-a48c3f543099 | NFPA 170 SMOKE DETECTOR |  |  | North | Edwards |  | Smoke Detector |  |  |  | Module | TRUE | SIGA-PHSI w/SIGA-AB4G BASE | ++ | 3D Multisensor Detector, EN-54 Listed | 1 | 4.5e-05 | 4.5e-05 |  |  |  |  | FALSE | TRUE |  |  |  |  | #FFFF0000 | FA-NFPA 170 SMOKE DETECTOR | 1 | FALSE | FALSE | FALSE | 1408 | [13 empty] | FALSE | [7 empty] | THOR\acont | 2024-10-09 10:48 | 20191121 AC Detector with base | [Edwards, Kidde] [SLC EST SENSORS] 01 [*] [EST3, iO1000] DS-HFS (C), DS-PS (C), FX-HD w/IB4U BASE, FX-HD w/RB4U BASE, FX-HD w/SB4U BASE, FX-HD w/SB4U-LF BASE, FX-HD wB4U BASE, FX-PD w/B4U BASE (C), FX-PD w/IB4U BASE (C), FX-PD w/SB4U BASE (C), FX-PD w/SB [Edwards, Kidde] [AUX POWER] FX-HD w/SB4U BASE, FX-PD w/SB4U BASE (C), FX-PHD w/SB4U BASE (C), KI-COD w/KI-ABST BASE (C), KI-HCD w/KI-ABST BASE, KI-HRD w/KI-ABST BASE, KI-PCD w/KI-ABST BASE (C), KI-PD w/KI-ABST BASE (C), KI-PHCD w/KI-ABST BASE (C), KI-PH [Edwards, Kidde] [SLC EST MODULES/SENSORS] 01 [*] [iO64] DS-HFS (C), DS-PS (C), FX-HD w/IB4U BASE, FX-HD w/RB4U BASE, FX-HD w/SB4U BASE, FX-HD w/SB4U-LF BASE, FX-HD wB4U BASE, FX-PD w/B4U BASE (C), FX-PD w/IB4U BASE (C), FX-PD w/SB4U BASE (C), FX-PD w/SB [Edwards, Kidde] [SLC EST SENSORS] [*] [#4 TYPE ADDR ¦ SENSORS] KI-DDOS (C), SIGA2-COS w/SIGA-AB4G BASE, SIGA2-COS w/SIGA-AB4G-LF BASE, SIGA2-COS w/SIGA-AB4GT BASE, SIGA2-COS w/SIGA-IB BASE, SIGA2-COS w/SIGA-RB BASE, SIGA2-COS w/SIGA-SB BASE, SIGA2-HCOS [Edwards, Kidde] [SLC EST MODULES SENSORS] [*] [#2 SHARED ADDR ¦ SENSORS] KI-DDOS (C), SIGA2-COS w/SIGA-AB4G BASE, SIGA2-COS w/SIGA-AB4G-LF BASE, SIGA2-COS w/SIGA-AB4GT BASE, SIGA2-COS w/SIGA-IB BASE, SIGA2-COS w/SIGA-RB BASE, SIGA2-COS w/SIGA-SB BASE, S
0c54a418-6336-4c72-adf0-a49286d82de1 | NFPA 170 STROBE WALL |  |  | North | Edwards |  | Strobe |  |  |  | Module | TRUE | G4EWN-C |  | Strobe Expander, White, no markings, clear | 1 | 0 | 0.294 |  |  |  |  | FALSE | [5 empty] | #FF0070C0 | FA-NFPA 170 STROBE WALL | 1 | FALSE | FALSE | FALSE | 2023 | [13 empty] | FALSE | [7 empty] | THOR\acont | 2024-09-08 17:27 |  | [Edwards, Kidde] [NAC] [16 VDC] G4ERA-A, G4ERA-B, G4ERA-G, G4ERA-R, G4ERF-C, G4ERN-A, G4ERN-B, G4ERN-C, G4ERN-G, G4ERN-R, G4EWA-A, G4EWA-B, G4EWA-G, G4EWA-R, G4EWF-C, G4EWN-A, G4EWN-B, G4EWN-C, G4EWN-G, G4EWN-R, G4F-S2V1575, G4F-S2VM, G4F-S7V1575, G4F-S7 [Edwards, Kidde] [NAC] [24 VDC] G4ERA-A, G4ERA-B, G4ERA-G, G4ERA-R, G4ERF-C, G4ERN-A, G4ERN-B, G4ERN-C, G4ERN-G, G4ERN-R, G4EWA-A, G4EWA-B, G4EWA-G, G4EWA-R, G4EWF-C, G4EWN-A, G4EWN-B, G4EWN-C, G4EWN-G, G4EWN-R, G4F-S2V1575, G4F-S2VM, G4F-S7V1575, G4F-S7
074979ca-8627-4656-b830-a498bd171cc2 | NFPA 170 SMOKE DETECTOR |  |  | North | Notifier |  | Smoke Detector |  |  |  | Module | TRUE | SD-651 | ++ | Conventional Photoelectric Detector, low profile | 1 | 0.0001 | 0.01 |  |  |  |  | FALSE | TRUE |  |  |  |  | #FFFF0000 | FA-NFPA 170 SMOKE DETECTOR | 1 | FALSE | FALSE | FALSE | 1408 | [13 empty] | FALSE | [7 empty] | THOR\acont | 2024-09-08 17:27 | 20191121 AC Detector without base | [Chemtronics, Firelite, MIRCOM, Notifier, System Sensor] [IDC] 01 [*] [IDC 2-WIRE ++] 1151 (C), 1151EIS (C), 1400 (C), 1451 (C), 1451DH (C), 1451DHHT (C), 2100AT (C), 2100S (C), 2100TR (C), 2100TS (C), 2151 w/B110LP (C), 2151 w/B116LP (C), 2151 w/B401 (C
98927327-fb09-487f-bd0f-a498d48ff20a |  |  |  | North | Gamewell FCI |  | Hardware |  |  |  | Hardware | TRUE | 90517 | ++ | 7100, E3 B-Slim 12 A/H Seismic Battery Bracket Kit | 1 | [6 empty] | TRUE | [5 empty] | #FFFFFFFF |  |  | FALSE | FALSE | FALSE | [20 empty] | DESKTOP-7EIEB7A\acont | 2022-08-29 13:25 | THOR\acont | 2024-10-09 10:48 | Cloned from Gamewell FCI 90516 CLONED CLONED
4ceff277-45dd-4f50-9f6b-a4a41ea81f2c | NFPA 170 FIRE ALARM CONTROL UNIT | RISER FACP |  | North | Gamewell FCI |  | Fire Alarm Control Unit |  |  |  | Assembly | TRUE | E3 Remote FACP | 060123++ | E3 Series Command Center w/6 Loops, 2 Amplifiers (060123) | 1 | [6 empty] | FALSE | [5 empty] | #FFFF0000 | FA-NFPA 170 FIRE ALARM CONTROL UNIT | 1 | FALSE | FALSE | FALSE | 202 | [8 empty] | 7,12,26,33,55 |  |  |  |  | TRUE | [5 empty] | DESKTOP-7EIEB7A\acont | 2023-06-01 10:05 | THOR\acont | 2024-09-08 17:27 | Cloned from Gamewell FCI SLP-BLK CLONED CLONED
d1c50f2d-dc06-4bf2-87db-a4a81df5590d |  |  |  | North | Potter | [5 empty] | Module | TRUE | MAS |  | Agent Release / Fire Suppression Pull and Abort Station | 1 | [6 empty] | FALSE | [5 empty] | #FFFFFFFF |  |  | FALSE | FALSE | FALSE | [14 empty] | FALSE | [7 empty] | THOR\acont | 2024-10-09 10:48
ca95355b-d79c-4f36-a8f8-a4aae1512c7c | NFPA 170 SMOKE DETECTOR |  |  | North | Edwards |  | Smoke Detector |  |  |  | Module | TRUE | SIGA-IPHSI |  | 4D Multisensor Detector, EN-54 Listed | 1 | 4.5e-05 | 4.5e-05 |  |  |  |  | FALSE | TRUE |  |  |  |  | #FFFF0000 | FA-NFPA 170 SMOKE DETECTOR | 1 | FALSE | FALSE | FALSE | 1408 | [13 empty] | FALSE | [7 empty] | THOR\acont | 2024-10-08 16:31 | 20191121 AC Detector without base | [Edwards, Kidde] [SLC EST SENSORS] 01 [*] [EST3, iO1000] DS-HFS (C), DS-PS (C), FX-HD w/IB4U BASE, FX-HD w/RB4U BASE, FX-HD w/SB4U BASE, FX-HD w/SB4U-LF BASE, FX-HD wB4U BASE, FX-PD w/B4U BASE (C), FX-PD w/IB4U BASE (C), FX-PD w/SB4U BASE (C), FX-PD w/SB [Edwards, Kidde] [SLC EST SENSORS] [*] [#4 TYPE ADDR ¦ SENSORS] KI-DDOS (C), SIGA2-COS w/SIGA-AB4G BASE, SIGA2-COS w/SIGA-AB4G-LF BASE, SIGA2-COS w/SIGA-AB4GT BASE, SIGA2-COS w/SIGA-IB BASE, SIGA2-COS w/SIGA-RB BASE, SIGA2-COS w/SIGA-SB BASE, SIGA2-HCOS [Edwards, Kidde] [SLC EST MODULES SENSORS] [*] [#2 SHARED ADDR ¦ SENSORS] KI-DDOS (C), SIGA2-COS w/SIGA-AB4G BASE, SIGA2-COS w/SIGA-AB4G-LF BASE, SIGA2-COS w/SIGA-AB4GT BASE, SIGA2-COS w/SIGA-IB BASE, SIGA2-COS w/SIGA-RB BASE, SIGA2-COS w/SIGA-SB BASE, S [Edwards, Kidde] [SLC EST MODULES/SENSORS] 01 [*] [iO64] DS-HFS (C), DS-PS (C), FX-HD w/IB4U BASE, FX-HD w/RB4U BASE, FX-HD w/SB4U BASE, FX-HD w/SB4U-LF BASE, FX-HD wB4U BASE, FX-PD w/B4U BASE (C), FX-PD w/IB4U BASE (C), FX-PD w/SB4U BASE (C), FX-PD w/SB
2c428ad0-f4d3-46e1-8b87-a4b4e55772b9 |  |  |  | North | System Sensor |  | Cards & Components |  |  |  | Card | TRUE | B404B | ++ | Detector Base, 4-wire, 120 VAC | 1 | [6 empty] | TRUE | FALSE |  |  |  |  | #FFFFFFFF |  |  | FALSE | FALSE | FALSE | [14 empty] | FALSE | [7 empty] | THOR\acont | 2024-10-09 10:48
6d1b0be0-6865-4ac0-b588-a4b4f8c4bb60 | NFPA 170 FIRE ALARM TERMINAL CABINET | RISER FATC |  | North | Space Age Electronics |  | Terminal Cabinet |  |  |  | Module | TRUE | SSU00653 | Accessories | Fire Alarm Terminal Cabinet, 23 1/2” 23 1/2” 5 1/2” Keyed | 1 | 0 | 0 |  |  |  |  | TRUE |  | Surface Mounted |  |  |  | #FFFF0000 | FA-NFPA 170 FIRE ALARM TERMINAL CABINET | 1 | FALSE | FALSE | FALSE | 205 | [19 empty] | DESKTOP-7SAL8M7\acont | 2020-09-14 15:20 | THOR\acont | 2024-09-08 17:27 | Cloned from Space Age Electronics SSU00651 | [Generic, N/A, Space Age Electronics] [JUNCTION PASSTHROUGH] [#3] CLASS A RETURN, END OF LINE DEVICE, END OF LINE RESISTOR, FIBER PATCH PANEL, FIRE ALARM TERMINAL CABINET, FURNISHED BY OTHERS, FURNISHED BY OTHERS, JUNCTION BOX, JUNCTION BOX CEILING, LINE [Generic, N/A, Space Age Electronics] [JUNCTION PASSTHROUGH] [#4] CLASS A RETURN, END OF LINE DEVICE, END OF LINE RESISTOR, FIBER PATCH PANEL, FIRE ALARM TERMINAL CABINET, FURNISHED BY OTHERS, FURNISHED BY OTHERS, JUNCTION BOX, JUNCTION BOX CEILING, LINE [Generic, N/A, Space Age Electronics] [JUNCTION PASSTHROUGH] 02 [ALL DEVICES ++] CLASS A RETURN, END OF LINE DEVICE, END OF LINE RESISTOR, FIBER PATCH PANEL, FIRE ALARM TERMINAL CABINET, FURNISHED BY OTHERS, FURNISHED BY OTHERS, JUNCTION BOX, JUNCTION BO [Generic, N/A, Space Age Electronics] [JUNCTION PASSTHROUGH] [#2] CLASS A RETURN, END OF LINE DEVICE, END OF LINE RESISTOR, FIBER PATCH PANEL, FIRE ALARM TERMINAL CABINET, FURNISHED BY OTHERS, FURNISHED BY OTHERS, JUNCTION BOX, JUNCTION BOX CEILING, LINE
7f8d4fdd-d4d5-4edd-89e4-a4bcffe7fab6 |  |  |  | North | Bosch | [5 empty] | Module | TRUE | ISN-GMX-P0 | * | Mounting plate for ISN-SM-50 | 1 | [12 empty] | #FFFFFFFF |  |  | FALSE | FALSE | FALSE | [20 empty] | DESKTOP-7EIEB7A\acont | 2021-08-13 06:25 | THOR\acont | 2024-10-09 10:48
1be7d8ec-2718-4c57-96da-a4c06fdb9f5c | NFPA 170 SPEAKER WALL |  |  | North | Gai-Tronics |  | Speaker |  |  |  | Module | TRUE | 13310-411 |  | Speaker | 1 | [6 empty] | FALSE | [5 empty] | #FF0070C0 | FA-NFPA 170 SPEAKER WALL | 1 | FALSE | FALSE | FALSE | 2021 | [13 empty] | FALSE | [5 empty] | AULAPTOP-PC\Aulaptop | 2018-12-06 05:28 | THOR\acont | 2024-09-08 17:27 | Cloned from Siemens New Part
cbd59610-2a7c-4640-8f28-a4c1b5dcb0a0 | NFPA 170 SPEAKER STROBE CEILING |  |  | North | Eaton Wheelock |  | Speaker/Strobe |  |  |  | Module | TRUE | LSPSTC3 |  | CEILING SPEAKER STROBE | 1 | [6 empty] | TRUE | TRUE |  |  |  |  | #FF0070C0 | FA-NFPA 170 SPEAKER STROBE CEILING | 1 | FALSE | FALSE | FALSE | 2020 | [16 empty] | C |  |  | DESKTOP-QMKR22O\aucon | 2020-07-31 11:11 | THOR\acont | 2024-09-08 17:27 |  | [Eaton Wheelock] [NAC] LSPSTC3 (C), LSPSTRC3 (C), LSPSTRC3-AL (C), LSPSTWC3 (C), LSPSTWC3-AL (C) [Eaton Wheelock] [AUDIO 25v] [25V AUDIO] LSPKC (C), LSPKRC (C), LSPKRC-AL (C), LSPKRC-N (C), LSPKWC (C), LSPKWC-AL (C), LSPKWC-N (C), LSPSTC3 (C), LSPSTR3, LSPSTR3-AL, LSPSTR3-ALA, LSPSTR3-N, LSPSTR3-NA, LSPSTRC3 (C), LSPSTRC3-AL (C), LSPSTW3, LSPSTW3-AL [Eaton Wheelock] [AUDIO 70.7v] [70V AUDIO] LSPKC (C), LSPKRC (C), LSPKRC-AL (C), LSPKRC-N (C), LSPKWC (C), LSPKWC-AL (C), LSPKWC-N (C), LSPSTC3 (C), LSPSTR3, LSPSTR3-AL, LSPSTR3-ALA, LSPSTR3-N, LSPSTR3-NA, LSPSTRC3 (C), LSPSTRC3-AL (C), LSPSTW3, LSPSTW3-
948e949a-afed-419c-9938-a4c2726f48b0 | NFPA 170 ADDRESSABLE INPUT OUTPUT |  |  | North | Edwards |  | Addressable Module |  |  |  | Module | TRUE | SIGA-MAB | ++ | 1 Class 'B' N.O. Input, PC 1,2,3,4; Class A/B Module - UIO Mount | 1 | 0.000396 | 0.00068 |  |  |  |  | TRUE | [5 empty] | #FFFF0000 | FA-NFPA 170 ADDRESSABLE INPUT OUTPUT | 1 | FALSE | FALSE | FALSE | [14 empty] | FALSE | [7 empty] | THOR\acont | 2024-10-08 16:35 |  | [Edwards] [SLC EST MODULES/SENSORS] 08 [*] [iO64 - 1 Class 'B' Smoke Input, PC 13, 14; A/B Module - UIO Mount] SIGA-MAB [Edwards] [SLC EST MODULES/SENSORS] 07 [*] [iO64 - 1 Class 'A' N.O. Input, PC 9, 10, 11, 12; A/B Module - UIO Mount] SIGA-MAB [Edwards, Kidde] [AUDIO 25v, AUDIO 70.7v, AUX POWER, FFT, HORN, NAC] [RISER INPUT] ANSZM4B2A, FX-NAC, GSA-CC1, GSA-CC1S, GSA-CC2, GSA-MAB, GSA-MCC1, GSA-MCC1S, GSA-MCC2, GSA-MRM1, GSA-RM1, GSA-UM, SIGA-CC1, SIGA-CC1S, SIGA-CC2, SIGA-CC2A, SIGA-MAB, SIGA- [Edwards, Kidde] [SLC EST MODULES SENSORS] [*] [#1 SHARED ADDR ¦ MODULES] GSA-UIO2R, GSA-UIO6, GSA-UIO6R, RZI16-2, SIGA-270, SIGA-270P, SIGA-278, SIGA-AA30, SIGA-AA50, SIGA-CC1, SIGA-CC1S, SIGA-CC2, SIGA-CC2A, SIGA-CR, SIGA-CR2, SIGA-CRH, SIGA-CRR, SIGA- [Edwards] [SLC EST MODULES/SENSORS] 05 [*] [iO64 - 1 Class 'B' NAC, PC 16; A/B Module - UIO Mount] SIGA-MAB [Edwards, Kidde] [SLC EST MODULES] [*] [#3 TYPE ADDR ¦ MODULES] GSA-UIO2R, GSA-UIO6, GSA-UIO6R, RZI16-2, SIGA-270, SIGA-270P, SIGA-278, SIGA-AA30, SIGA-AA50, SIGA-CC1, SIGA-CC1S, SIGA-CC2, SIGA-CC2A, SIGA-CR, SIGA-CR2, SIGA-CRH, SIGA-CRR, SIGA-CT1, SIGA- [Edwards] [SLC EST MODULES] 11 [*] [EST3, iO1000 - 1 Class 'B' Smoke Input, PC 13, 14; A/B Module - UIO Mount] SIGA-MAB [Edwards] [SLC EST MODULES/SENSORS] 10 [*] [iO64 - 1 Class 'A' Smoke Input, PC 20, 21; A/B Module - UIO Mount] SIGA-MAB [Edwards] [SLC EST MODULES] 10 [*] [EST3, iO1000 - 1 Class 'B' N.O. Input, PC 1,2,3,4; Class A/B Module - UIO Mount] SIGA-MAB [Edwards] [SLC EST MODULES] 06 [*] [EST3, iO1000 - 1 Class 'A' NAC, PC 15; A/B Module - UIO Mount] SIGA-MAB [Edwards, Kidde] [SLC EST MODULES] 01 [*] [EST3, iO1000 ] FX-2WIRE, FX-IDC1A, FX-IDC1B, FX-IDC2B, FX-IDCWS, FX-ISO, FX-NAC, GSA-CC1, GSA-CC1S, GSA-CC2, GSA-CT1, GSA-CT2, GSA-IO, GSA-MAB, GSA-MCC1, GSA-MCC1S, GSA-MCC2, GSA-MCT2, GSA-MIO, GSA-MM1, GSA-MRM1 [Edwards] [SLC EST MODULES] 08 [*] [EST3, iO1000 - 1 Class 'A' N.O. Input, PC 9, 10, 11, 12; A/B Module - UIO Mount] SIGA-MAB [Edwards] [SLC EST MODULES] 09 [*] [EST3, iO1000 - 1 Class 'B' NAC, PC 16; A/B Module - UIO Mount] SIGA-MAB [Edwards] [SLC EST MODULES/SENSORS] 09 [*] [iO64 - 1 Class 'A' NAC, PC 15; A/B Module - UIO Mount] SIGA-MAB [Edwards] [SLC EST MODULES] 07 [*] [EST3, iO1000 - 1 Class 'A' Smoke Input, PC 20, 21; A/B Module - UIO Mount] SIGA-MAB [Edwards] [SLC EST MODULES/SENSORS] 06 [*] [iO64 - 1 Class 'B' N.O. Input, PC 1,2,3,4; Class A/B Module - UIO Mount] SIGA-MAB | [Apollo, Edwards, Kidde] 55000-825ADV , FX-NAC, GSA-CC1, GSA-CC1S, GSA-CC2, GSA-MAB, GSA-MCC1, GSA-MCC1S, GSA-MCC2, GSA-UM, SIGA-CC1, SIGA-CC1S, SIGA-CC2, SIGA-CC2A, SIGA-MAB, SIGA-MCC1, SIGA-MCC1S, SIGA-MCC2, SIGA-MCC2A, SIGA-UM
7e49f6e6-3188-4db4-815f-a4c67b5e41fc | NFPA 170 CELL COMM | RISER CELL COMM |  | North | NAPCO |  | Cards & Components |  |  |  | Card | TRUE | Integral Starlink Communicator | ++ | Connected to AUX circuit and Z8 (2.2k EOL) | 1 | 0.06 | 0.195 |  |  |  |  | TRUE | [5 empty] | #FFFF0000 | FA-NFPA 170 CELL COMM | 1 | FALSE | FALSE | FALSE | 250 | [13 empty] | FALSE | [5 empty] | DESKTOP-7EIEB7A\acont | 2023-05-25 06:37 | THOR\acont | 2024-09-08 17:27 | Cloned from NAPCO SLE/4G-CDMA-CFB
5b82d21a-2bb2-4636-b403-a4c82523d249 | NFPA 170 HORN STROBE |  |  | North | Monaco Enterprises |  | Horn/Strobe |  |  |  | Module | TRUE | 585-107-00 |  | HORN STB:RED,T-1,WM,4WIRE,INDOOR,24V,CLR LENS,WT FIRE LTR,15-185 CANDELLA | 1 | 0 | 0.44 |  |  |  |  | FALSE | FALSE |  |  |  |  | #FF0070C0 | FA-NFPA 170 HORN STROBE | 1 | FALSE | FALSE | FALSE | 2012 | [13 empty] | FALSE | [5 empty] | DESKTOP-7SAL8M7\acont | 2020-02-23 12:39 | THOR\acont | 2024-09-08 17:27 | Cloned from System Sensor P4RL | [Monaco Enterprises] [NAC] [#2 VDC, TEMPORAL HIGH] 585-106-00, 585-107-00 [Monaco Enterprises] [NAC] [VDC] 585-106-00, 585-107-00 [Monaco Enterprises] [NAC] [VFWR] 585-106-00, 585-107-00
803b619c-e235-4387-843b-a4c92177e9e9 |  |  |  | North | Autocall |  | Cards & Components |  |  |  | Card | TRUE | A100-1274 | ++ | Microphone Multiplex Module | 1 | 0.171 | 0.219 |  |  |  |  | TRUE | [5 empty] | #FFFFFFFF |  |  | FALSE | FALSE | FALSE | [20 empty] | DESKTOP-7EIEB7A\acont | 2022-10-30 11:36 | THOR\acont | 2024-10-09 10:48 | Cloned from Autocall A100-1243
df0a0796-3787-4fb6-8de9-a4c97c341901 | NFPA 170 REMOTE ANNUNCIATOR |  |  | North | Simplex |  | Cards & Components |  |  |  | Module | TRUE | 4100-9405 | ++ | Remote ES Touch Screen Display, platinum | 1 | 0.16 | 0.225 |  |  |  |  | TRUE | [5 empty] | #FFFF0000 | FA-NFPA 170 REMOTE ANNUNCIATOR | 1 | FALSE | FALSE | FALSE | [20 empty] | THOR\acont | 2025-02-24 12:53 | THOR\acont | 2025-02-24 12:54 | Cloned from Simplex 4100-9404 | [Autocall, Simplex] [RUI] 4009-9401 Main Board, 4100-9404, 4100-9405, 4100-9616, 4100-9617, 4606-9202, A009-9401 Main Board, A009-970x MAIN BOARD, A009-970xx MAIN BOARD, A100-9404, A100-9405, A100-9616, A100-9617, A4606-9202
734539ae-bae3-4337-8778-a4cb8f1d4c87 |  |  |  | North | Edwards |  | Hardware |  |  |  | Hardware | TRUE | 2-WB7DR |  | OBSOLETE - Outer and Inner Door for 2-WB7R | 1 | [6 empty] | FALSE | [5 empty] | #FFFFFFFF |  |  | FALSE | FALSE | FALSE | [14 empty] | FALSE | [7 empty] | THOR\acont | 2024-10-09 10:48
c2ab3bf8-a2ea-4ef7-bb0b-a4cc9d0190b6 | NFPA 170 SMOKE DETECTOR |  |  | North | MIRCOM |  | Smoke Detector |  |  |  | Module | TRUE | MIX-2251B w/B200SR-WH | + | Intelligent Photoelectric Smoke Sensor, Sounder Base | 1 | 0.0003 | 0.0065 |  |  |  |  | FALSE | TRUE |  |  |  |  | #FFFF0000 | FA-NFPA 170 SMOKE DETECTOR | 1 | FALSE | FALSE | FALSE | 1408 | [13 empty] | FALSE |  |  | P, SB |  |  | DESKTOP-7SAL8M7\acont | 2019-04-12 09:08 | THOR\acont | 2024-09-08 17:27 | 20191121 AC Detector with base | [MIRCOM] [SLC MODULES SENSORS] [*] [#2 SHARED ADDR ¦ SENSORS] DNR w/MIX-2251BR (C), DNR w/MIX-2351RAP (C), MIX-1251AP w/B200SR-LF-WH (C), MIX-1251AP w/B200SR-WH (C), MIX-1251AP w/B210LP (C), MIX-1251AP w/B224RB-WH (C), MIX-1251AP w/B501 (C), MIX-1251B w/ [MIRCOM] [SLC SENSORS] [*] [#4 TYPE ADDR ¦ SENSORS] DNR w/MIX-2251BR (C), DNR w/MIX-2351RAP (C), MIX-1251AP w/B200SR-LF-WH (C), MIX-1251AP w/B200SR-WH (C), MIX-1251AP w/B210LP (C), MIX-1251AP w/B224RB-WH (C), MIX-1251AP w/B501 (C), MIX-1251B w/B200SR-LF- [MIRCOM, Monaco Enterprises] [AUX POWER] 721-121-00 w/B200SR-WH (C), 721-124-00 w/B200SR-WH (C), 722-121-00 w/B200SR-WH (C), 722-406-00 w/B200SR-WH (C), 723-345-00 w/B200SR-WH (C), 723-353-00 w/B200SR-WH (C), 723-361-00 w/B200SR-WH (C), MIX-1251AP w/B200
f281dc32-fcea-4fdd-b6d5-a4d10116a781 | NFPA 170 HORN STROBE CEILING |  |  | North | Eaton Wheelock |  | Horn/Strobe |  |  |  | Module | TRUE | EL3RHS-FW | ++ | CEILING HORN STROBE, WHITE | 1 | [6 empty] | TRUE | TRUE |  |  |  |  | #FF0070C0 | FA-NFPA 170 HORN STROBE CEILING | 1 | FALSE | FALSE | FALSE | 2020 | [16 empty] | C |  |  | THOR\acont | 2024-08-15 09:26 | THOR\acont | 2024-09-11 19:28 | Cloned from Eaton Wheelock EL3RHS-FW | [Eaton Wheelock] [NAC] [24VDC, HIGH CONT.] EL3RHS-FR (C), EL3RHS-FW (C), EL4XHS-FR (C), EL4XHS-FW (C) [Eaton Wheelock] [NAC] [24VDC, LOW CONT.] EL3RHS-FR (C), EL3RHS-FW (C), EL4XHS-FR (C), EL4XHS-FW (C)
1311cce9-d143-4eb3-a217-a4d20f42e6fa | NFPA 170 SMOKE DETECTOR |  |  | North | Fike |  | Smoke Detector |  |  |  | Module | TRUE | 66-1032 |  | Ionization Smoke Sensor | 1 | 0.00045 | 0.00054 |  |  |  |  | FALSE | TRUE |  |  |  |  | #FFFF0000 | FA-NFPA 170 SMOKE DETECTOR | 1 | FALSE | FALSE | FALSE | 1408 | [13 empty] | FALSE | [7 empty] | THOR\acont | 2024-09-08 17:27 | 20191121 AC Detector without base | [Fike] [SLC FIKE] [*] [#1 SHARED ADDR ¦ ALL] 20-1063, 20-1064, 20-1343, 55-019/020 (C), 55-021 (C), 55-023 (C), 55-041, 55-042, 55-043, 55-045, 55-046, 55-047, 55-048, 55-050, 55-052, 55-055, 55-056, 55-060, 55-061, 60-1028 (C), 60-1039 (C), 60-1040 (C), [Fike] [AUX POWER] 20-1063, 20-1064, 20-1343, 55-019/020 (C), 55-021 (C), 55-023 (C), 55-043, 55-047, 55-048, 55-050, 55-055, 55-056, 55-060, 55-061, 60-1028 (C), 60-1039 (C), 60-1040 (C), 63-028/029 (C), 63-1021 (C), 63-1052 (C), 63-1053 (C), 63-1056 (C
e75cbace-d8c0-47ec-bbd0-a4d5437f28ec | NFPA 170 MANUAL PULL |  |  | North | DMP |  | Manual Station |  |  |  | Module | TRUE | 850D | ++ | Dual-action pull station | 1 | 0 | 0 |  |  |  |  | FALSE | FALSE |  |  |  |  | #FFFF0000 | FA-NFPA 170 MANUAL PULL | 1 | FALSE | FALSE | FALSE | 957 | [13 empty] | FALSE | [5 empty] | AULAPTOP-PC\Aulaptop | 2019-03-07 05:47 | THOR\acont | 2024-09-08 17:27 | Cloned from DMP 850S | [DMP] [IDC] 01 850D, 850S
3f8a03c4-9d89-4519-a5f3-a4d557760fb3 |  |  |  | North | MIRCOM | [5 empty] | Module | TRUE | BB-1001DS | ++ | Remote Annunciator Enclosure Houses one module. “D” White “DR” Red "DS" Stainless Steel or "DB" for Black Door. | 1 | [12 empty] | #FFFFFFFF |  |  | FALSE | FALSE | FALSE | [20 empty] | THOR\acont | 2024-02-26 09:30 | THOR\acont | 2024-10-09 10:48 | Cloned from MIRCOM BB-1001DR
b17c0a50-5685-4e78-b686-a4d6ba16a066 |  |  |  | North | Edwards |  | Hardware |  |  |  | Hardware | TRUE | 276-K1 |  | Station Reset Key (one supplied /w each station) | 1 | [6 empty] | FALSE | [5 empty] | #FFFFFFFF |  |  | FALSE | FALSE | FALSE | [14 empty] | FALSE | [7 empty] | THOR\acont | 2024-10-09 10:48
702b8cff-18c5-4359-ba53-a4d9d12c3d5d | NFPA 170 SMOKE DETECTOR |  |  | North | Fike |  | Smoke Detector |  |  |  | Module | TRUE | FIK-2351 w/B200S-WH | ++ | White, low‐profile intelligent photoelectric sensor, Sounder Base | 1 | 0.0002 | 0.0045 |  |  |  |  | FALSE | TRUE |  |  |  |  | #FFFF0000 | FA-NFPA 170 SMOKE DETECTOR | 1 | FALSE | FALSE | FALSE | 1408 | [13 empty] | FALSE | [5 empty] | DESKTOP-7EIEB7A\acont | 2023-01-02 16:02 | THOR\acont | 2024-09-08 17:27 | Cloned from Firelite SD365 w/B200S-WH | [Fike] [AUX POWER] [SOUNDER ++] FIK-2351 w/B200S-WH (C), FIK-2351T w/B200S-WH (C), FIK-2351TIR w/B200S-WH (C), FIK-5351 w/B200S-WH (C), FIK-5351H w/B200S-WH (C), FIK-5351R w/B200S-WH (C), FIK-FC351 w/B200S-WH (C) [Fike] [SLC IDP SENSORS] [*] [#4 TYPE ADDR ¦ SENSORS] DNR w/FIK‐2351R (C), FIK-2351 w/B200S-LF-WH (C), FIK-2351 w/B200S-WH (C), FIK-2351 w/B224RB-WH (C), FIK-2351 w/B300-6 (C), FIK-2351T w/B200S-LF-WH (C), FIK-2351T w/B200S-WH (C), FIK-2351T w/B224RB-WH
fdbaa2ed-ed97-4e89-ad86-a4f1d284009c |  |  |  | North | Edwards |  | Hardware |  |  |  | Hardware | TRUE | WG4WTS |  | Surface Skirt for Genesis WG4 (wpf), white | 1 | [6 empty] | FALSE | [5 empty] | #FFFFFFFF |  |  | FALSE | FALSE | FALSE | [14 empty] | FALSE |  |  | WP |  |  |  |  | THOR\acont | 2024-10-09 10:48
126cc35d-d222-4dd3-804a-a50075bfc0e1 | NFPA 170 DOOR HOLDER |  |  | North | LCN |  | Door Holder |  |  |  | Module | TRUE | 3130SE |  | Single point door closer/holder, 24VDC | 1 | 0.09 | [5 empty] | FALSE | [5 empty] | #FFFF0000 | FA-NFPA 170 DOOR HOLDER | 1 | FALSE | FALSE | FALSE | 2500 | [13 empty] | FALSE |  |  | D/C |  |  | THOR\acont | 2024-11-14 08:01 |  |  | Cloned from LCN 4040SE | [Edwards, Kidde, LCN] [AUX POWER] 1501-AQN5, 1504-AQN5, 1505-AQN5, 1508-AQN5, 1509-AQN5, 2310ME, 3130SE, 4040SE, 4310 HSA, 4310ME, 4410 HSA, SEM7830, SEM7840, SEM7850
271eae52-d3cb-460d-b82d-a501ce54b4ce |  |  |  | North | Bosch | [5 empty] | Module | TRUE | PET-PACKAGE D | * | Pet-package D | 1 | [12 empty] | #FFFFFFFF |  |  | FALSE | FALSE | FALSE | [20 empty] | DESKTOP-7EIEB7A\acont | 2021-08-13 06:25 | THOR\acont | 2024-10-09 10:48
2e313e6a-2e6d-4a39-9db2-a5052e71b6f2 |  |  |  | North | Autocall | [5 empty] | Module | TRUE | A190-9859 | ++ | ES Net NIC dual channel multi-mode fiber media card | 1 | 0.135 | 0.135 | [10 empty] | #FFFFFFFF |  |  | FALSE | FALSE | FALSE | [20 empty] | THOR\acont | 2024-02-23 06:36 | THOR\acont | 2024-10-09 10:48 | Cloned from Autocall A100-6308 | [Autocall, Simplex] [Fiber Optic] [NETWORK ++] 4007-6307, 4007-6308, 4007-6309, 4010-6307, 4010-6308, 4100-6307, 4100-6308, 4190-9858, 4190-9859, A007-6307, A007-6308, A007-6309, A010-6307, A010-6308, A100-6307, A100-6308, A190-9858, A190-9859 | [Autocall, Simplex] 4007-6308, 4007-6309, 4010-6308, 4100-6308, 4190-9859, A007-6308, A007-6309, A010-6308, A100-6308, A190-9859
a4230bff-ccc9-40fe-8112-a5052f3a549f |  |  |  | North | Simplex |  | Hardware |  |  |  | Hardware | TRUE | YJ1263 | + | IAM Cover Plate | 1 | 0 | 0 |  |  |  |  | TRUE | [5 empty] | #FFFFFFFF |  |  | FALSE | FALSE | FALSE | [20 empty] | DESKTOP-7EIEB7A\acont | 2022-02-21 13:12 | THOR\acont | 2024-10-09 10:48 | Cloned from Simplex 4098-9857
2f1cbde0-db76-4ce5-adbc-a50c8b0e300e | NFPA 170 HORN STROBE |  |  | North | Edwards |  | Horn/Strobe |  |  |  | Module | TRUE | 757-5A-TW |  | 15cdWC Strobe, Horn 97 dbA Avg., White | 1 | [6 empty] | FALSE | [5 empty] | #FF0070C0 | FA-NFPA 170 HORN STROBE | 1 | FALSE | FALSE | FALSE | 2012 | [13 empty] | FALSE | [7 empty] | THOR\acont | 2024-09-08 17:27 |  | [Edwards] [HORN] [16 VDC, HIGH] 757-5A-T, 757-5A-TW [Edwards] [NAC] [16 VFWR, HIGH] 757-5A-T, 757-5A-TW [Edwards] [NAC] [16 VDC, HIGH] 757-5A-T, 757-5A-TW [Edwards] [STROBE] [16 VDC] 757-5A-T, 757-5A-TW
ed3b2136-047e-4ff6-8cff-a50e9b65e4e2 | NFPA 170 HEAT DETECTOR |  |  | North | Hochiki |  | Heat Detector |  |  |  | Module | TRUE | DFE-190 w/HSC-224R - 2 WIRE RELAY BASE | DFE-190 w/HSC-224R - 2 WIRE RELAY BASE | HEAT DETECTOR w/ 2 WIRE RELAY BASE | 1 |  | 0.193 |  |  |  |  | TRUE | TRUE |  | *Refer to Install Sheet |  |  | #FFFF0000 | FA-NFPA 170 HEAT DETECTOR | 1 | FALSE | FALSE | FALSE | 1403 | [16 empty] | R |  |  | DESKTOP-0D6CQVA\lousc | 2019-10-12 07:53 | THOR\acont | 2024-09-08 17:27 | Cloned from Hochiki DCD-135 w/HSC-224R - 2 WIRE RELAY BASE | [Hochiki] [IDC] 01 [IDC] DCD-135 w/HSC-220L LATCHING LED BASE (C), DCD-135 w/HSC-220R - 2 WIRE RELAY BASE (C), DCD-135 w/HSC-221L LATCHING LED BASE (C), DCD-135 w/HSC-221R - 2 WIRE RELAY BASE (C), DCD-135 w/HSC-224L LATCHING LED BASE (C), DCD-135 w
dc855dec-5709-4a3e-a8fb-a51239eda73b | NFPA 170 HORN |  |  | North | Simplex |  | Horn |  |  |  | Module | TRUE | 49CMT-APPLW-BA | + | Multi-Tone Horns; SmartSync Controlled or Free-run; with 520 Hz output, Non-Addressable, Specify Cover, Assembled in USA | 1 | 0 | 0 |  |  |  |  | TRUE | [5 empty] | #FF0070C0 | FA-NFPA 170 HORN | 1 | FALSE | FALSE | FALSE | 2012 | [19 empty] | DESKTOP-7EIEB7A\acont | 2022-02-21 22:09 | THOR\acont | 2024-09-08 17:27 | Cloned from Simplex 49CMT-APPLW | [Autocall, Simplex] [NAC] [23VDC, STEADY HIGH, 520 HZ] 49CMT-APPLW, 49CMT-APPLW-BA, A49CMT-APPLW, A49CMT-APPLW-BA [Autocall, Simplex] [NAC] [23VDC, STEADY LOW, 520 HZ] 49CMT-APPLW, 49CMT-APPLW-BA, A49CMT-APPLW, A49CMT-APPLW-BA
472d960e-cf13-477b-b645-a5149a72b91a | NFPA 170 SPEAKER CEILING |  |  | North | Edwards |  | Speaker |  |  |  | Module | TRUE | GCWA-S7 |  | 70V Speaker, white, Alert markings | 1 | [6 empty] | FALSE | TRUE |  |  |  |  | #FF0070C0 | FA-NFPA 170 SPEAKER CEILING | 1 | FALSE | FALSE | FALSE | 2019 | [13 empty] | FALSE |  |  | C |  |  |  |  | THOR\acont | 2024-09-08 17:27 |  | [Edwards, Kidde] [AUDIO 70.7v] [70V AUDIO] G4F-S7, G4F-S7V1575, G4F-S7VM, G4HFRF-S7, G4HFRF-S7VMC, G4HFRN-S7, G4HFRN-S7VMC, G4HFWA-S7, G4HFWA-S7VMA, G4HFWA-S7VMC, G4HFWF-S7, G4HFWF-S7VMC, G4HFWN-S7, G4HFWN-S7VMA, G4HFWN-S7VMB, G4HFWN-S7VMC, G4RF-S7, G4RF
4eb6dffd-6654-4cda-ac5b-a51990f875cb | NFPA 170 SPEAKER STROBE |  |  | North | Potter |  | Speaker/Strobe |  |  |  | Module | TRUE | SHX-52 Series |  | 15 Watt Durable Speaker or Speaker Strobe | 1 | [6 empty] | FALSE | [5 empty] | #FF0070C0 | FA-NFPA 170 SPEAKER STROBE | 1 | FALSE | FALSE | FALSE | 2019 | [13 empty] | FALSE | [7 empty] | THOR\acont | 2024-09-08 17:27
9dedef49-0a33-4f94-ad1d-a51b05abd540 | NFPA 170 SPEAKER CEILING |  |  | North | Potter |  | Speaker |  |  |  | Module | TRUE | FASPKR-W | + | Low Profile Speaker, Ceiling, White | 1 | [6 empty] | FALSE | TRUE |  |  |  |  | #FF0070C0 | FA-NFPA 170 SPEAKER CEILING | 1 | FALSE | FALSE | FALSE | 2019 | [13 empty] | FALSE |  |  | C |  |  |  |  | THOR\acont | 2024-09-08 17:27 |  | [Gentex, Hochiki, Potter] [AUDIO 25v] [25V AUDIO] CSPKSTR-24AR (C), CSPKSTR-24AW (C), CSPKSTR-24BR (C), CSPKSTR-24BW (C), CSPKSTR-24GR (C), CSPKSTR-24GW (C), CSPKSTR-24RR (C), CSPKSTR-24RW (C), FASPKR-R (C), FASPKR-W (C), FASPKR-WR, FASPKR-WW, FASPK-WPR, [Gentex, Hochiki, Potter] [AUDIO 70.7v] [70V AUDIO] CSPKSTR-24AR (C), CSPKSTR-24AW (C), CSPKSTR-24BR (C), CSPKSTR-24BW (C), CSPKSTR-24GR (C), CSPKSTR-24GW (C), CSPKSTR-24RR (C), CSPKSTR-24RW (C), FASPKR-R (C), FASPKR-W (C), FASPKR-WR, FASPKR-WW, FASPK-WP
44d1b1cb-7012-4081-8025-a51b6b409186 |  |  |  | North | MIRCOM |  | Cards & Components |  |  |  | Card | TRUE | MIX-ADD |  | ADDRESS CARD FOR MIX-3000 SERIES INTELLIGENT DETECTORS | 1 | [6 empty] | TRUE | [5 empty] | #FFFFFFFF |  |  | FALSE | FALSE | FALSE | [14 empty] | FALSE | [7 empty] | THOR\acont | 2024-10-09 10:48 |  | [MIRCOM] [SLC MODULES SENSORS] [*] [#2 SHARED ADDR ¦ SENSORS] DNR w/MIX-2251BR (C), DNR w/MIX-2351RAP (C), MIX-1251AP w/B200SR-LF-WH (C), MIX-1251AP w/B200SR-WH (C), MIX-1251AP w/B210LP (C), MIX-1251AP w/B224RB-WH (C), MIX-1251AP w/B501 (C), MIX-1251B w/ [MIRCOM] [SLC SENSORS] [*] [#4 TYPE ADDR ¦ SENSORS] DNR w/MIX-2251BR (C), DNR w/MIX-2351RAP (C), MIX-1251AP w/B200SR-LF-WH (C), MIX-1251AP w/B200SR-WH (C), MIX-1251AP w/B210LP (C), MIX-1251AP w/B224RB-WH (C), MIX-1251AP w/B501 (C), MIX-1251B w/B200SR-LF-
102d9f27-340e-474b-88ee-a51c8841664d |  |  |  | North | Edwards |  | Hardware |  |  |  | Hardware | TRUE | MN-GVRMAD |  | HPSA Roof-mount apparatus for MN-GVD Directional HPSA | 1 | [6 empty] | FALSE | [5 empty] | #FFFFFFFF |  |  | FALSE | FALSE | FALSE | [14 empty] | FALSE | [7 empty] | THOR\acont | 2024-10-09 10:48
8c4952e6-9365-46be-bcc4-a520881b2f9e | NFPA 170 SPEAKER STROBE |  |  | North | Eaton Wheelock |  | Speaker/Strobe |  |  |  | Module | TRUE | E50-24MCWH-FW |  | Speaker/Strobe, 24 VDC, Multi-Candela, , 25/70 Vrms, white | 1 | 0 | 0.455 |  |  |  |  | FALSE | FALSE |  |  |  |  | #FF0070C0 | FA-NFPA 170 SPEAKER STROBE | 1 | FALSE | FALSE | FALSE | 2019 | [13 empty] | FALSE | [7 empty] | THOR\acont | 2024-09-08 17:27 |  | [Bosch, Eaton Wheelock] [AUDIO 25v] [25V AUDIO] E50-24MCW-FR, E50-24MCW-FW, E50-24MCWH-FR, E50-24MCWH-FW, E50-24W-FR, E50-24W-FW [Bosch, Eaton Wheelock] [NAC] E50-24MCWH-FR, E50-24MCWH-FW [Bosch, Eaton Wheelock] [AUDIO 70.7v] [70V AUDIO] E50-24MCW-FR, E50-24MCW-FW, E50-24MCWH-FR, E50-24MCWH-FW, E50-24W-FR, E50-24W-FW
5fa5b199-5dfe-481a-881d-a525d29f25c9 | NFPA 170 HORN STROBE |  |  | North | Generic |  | Horn/Strobe |  |  |  | Module | TRUE | Existing NAC Load (.5A) |  |  | 1 |  | 0.5 |  |  |  |  | TRUE | [5 empty] | #FF0070C0 | FA-NFPA 170 HORN STROBE | 1 | FALSE | FALSE | FALSE | 2012 | [16 empty] | EXP |  |  | DESKTOP-7SAL8M7\acont | 2020-11-20 07:29 | THOR\acont | 2024-09-08 17:27 | Cloned from Generic Existing NAC Load (.06A) | [Generic] [NAC] [*] Existing NAC Load (.01A), Existing NAC Load (.02A), Existing NAC Load (.03A), Existing NAC Load (.04A), Existing NAC Load (.05A), Existing NAC Load (.06A), Existing NAC Load (.07A), Existing NAC Load (.08A), Existing NAC Load (.09A),
57fb43db-8fbf-42b8-8f01-a52b3eeacc23 |  |  |  | North | Simplex | [5 empty] | Module | TRUE | 4100-9601 |  | LOCAL MODE TRANSPONDER | 1 | [12 empty] | #FFFFFFFF |  |  | FALSE | FALSE | FALSE | [20 empty] | AULAPTOP-PC\Aulaptop | 2019-07-04 04:36 | THOR\acont | 2024-10-09 10:48
2738904f-6cd8-4c25-b9f2-a52ecc67ffc8 |  |  |  | North | Edwards |  | Hardware |  |  |  | Hardware | TRUE | QS8-12-G-2E-SP |  | OBSOLETE - FAP w/ 12 Option Card Space, Gray, EN-54, Spanish, 230V | 1 | [6 empty] | FALSE | [5 empty] | #FFFFFFFF |  |  | FALSE | FALSE | FALSE | [14 empty] | FALSE | [7 empty] | THOR\acont | 2024-10-09 10:48
12c3b96d-df8d-42b2-b6f4-a537841121e6 |  |  |  | North | Siemens | [5 empty] | Module | TRUE | FHK2003-R3 | S54400-C56-A2 | Red 2 Height Unit 2 Window Enclosure kit (for FC922, FC924 when adding LEDs) Consists of: One FHB2002-R1, one FHD2004-U1, two FHD2006-U1, one FHD2003-R3 | 1 | [12 empty] | #FFFFFFFF |  |  | FALSE | FALSE | FALSE | [20 empty] | DESKTOP-7SAL8M7\acont | 2019-08-13 09:04 | THOR\acont | 2024-10-09 10:48
04731476-fb3b-46af-bab0-a547b9a2f2d5 |  |  |  | North | Edwards |  | Hardware |  |  |  | Hardware | TRUE | 740216L |  | 14/2 Solid Twisted,OS, Red-Jacket FPL Mid Cap 1x500' | 1 | [6 empty] | FALSE | [5 empty] | #FFFFFFFF |  |  | FALSE | FALSE | FALSE | [14 empty] | FALSE | [7 empty] | THOR\acont | 2024-10-09 10:48
0356c258-7996-46bb-b716-a5496bb3a6f3 |  |  |  | North | Edwards |  | Hardware |  |  |  | Hardware | TRUE | SIGI-IBS |  | Isolator Detector Base, European | 1 | [6 empty] | FALSE | [5 empty] | #FFFFFFFF |  |  | FALSE | FALSE | FALSE | [14 empty] | FALSE | [7 empty] | THOR\acont | 2024-10-09 10:48
0b26c777-a332-44df-9b8d-a54b23805604 |  |  |  | North | Edwards |  | Hardware |  |  |  | Hardware | TRUE | EV2B |  | Wall Box, Textured Black, 24"w x 24"h x 3 1/2" D - black | 1 | [6 empty] | FALSE | [5 empty] | #FFFFFFFF |  |  | FALSE | FALSE | FALSE | [14 empty] | FALSE | [7 empty] | THOR\acont | 2024-10-09 10:48
3589486b-7d92-433a-bcdf-a54f465dba6a | NFPA 170 ADDRESSABLE INPUT MONITOR MODULE |  |  | North | Monaco Enterprises |  | Addressable Module |  |  |  | Module | TRUE | 729-217-00 | ++ | Intelligent Monitor Module, AP/CLIP, White, Type II | 1 | 0.0004 | 0.005 |  |  |  |  | FALSE | [5 empty] | #FFFF0000 | FA-NFPA 170 ADDRESSABLE INPUT MONITOR MODULE | 1 | FALSE | FALSE | FALSE | 1000 | [13 empty] | FALSE | [5 empty] | DESKTOP-7EIEB7A\acont | 2023-04-25 07:18 | THOR\acont | 2024-09-08 17:27 | Cloned from Monaco Enterprises 729-142-00 | [Monaco Enterprises] [SLC MODULES] 01 [*] 708-026-01, 708-031-00, 729-142-00, 729-143-00, 729-144-00, 729-158-00, 729-159-00, 729-165-00, 729-182-00, 729-217-00, 729-218-00, 729-221-00, 729-225-00 [Monaco Enterprises] [SLC MODULES/SENSORS] 01 [*] 721-121-00 w/B200SR-LF-WH (C), 721-121-00 w/B200SR-WH (C), 721-121-00 w/B210LP (C), 721-121-00 w/B224RB-WH (C), 721-121-00 w/B501 (C), 721-124-00 w/B200SR-LF-WH (C), 721-124-00 w/B200SR-WH (C), 721-124-00 [Monaco Enterprises] [SLC MODULES] 01 [*] 729-142-00, 729-143-00, 729-144-00, 729-158-00, 729-159-00, 729-182-00, 729-217-00, 729-218-00, 729-221-00 [Monaco Enterprises] [SLC MODULES SENSORS] 01 [*] 708-026-01, 708-031-00, 721-121-00 w/B200SR-LF-WH (C), 721-121-00 w/B200SR-WH (C), 721-121-00 w/B210LP (C), 721-121-00 w/B224RB-WH (C), 721-121-00 w/B501 (C), 721-124-00 w/B200SR-LF-WH (C), 721-124-00 w/B | [MIRCOM, Monaco Enterprises, System Sensor] 729-142-00, 729-143-00, 729-217-00, 729-218-00, M500M, M501M, MIX-M500M, MIX-M500MAP, MIX-M501M, MIX-M501MAP
91209486-e850-4ddd-a836-a551913e16ea | NFPA 170 SMOKE HEAT CO DETECTOR |  |  | North | Kidde |  | Smoke/Heat/CO Detector |  |  |  | Module | TRUE | KI-PHCD w/KI-RB BASE | ++ | Photoelectric, heat detector and carbon monoxide life safety detector | 1 | 3.2e-05 | 3.2e-05 |  |  |  |  | FALSE | TRUE |  |  |  |  | #FFFF0000 | FA-NFPA 170 SMOKE HEAT CO DETECTOR | 1 | FALSE | FALSE | FALSE | 1408 | [13 empty] | FALSE | [5 empty] | DESKTOP-7SAL8M7\acont | 2020-01-02 08:32 | THOR\acont | 2024-10-08 16:26 | Cloned from Edwards SIGA-PHCD w/SIGA-RB BASE | [Edwards, Kidde] [SLC EST MODULES/SENSORS] 01 [*] [iO64] DS-HFS (C), DS-PS (C), FX-HD w/IB4U BASE, FX-HD w/RB4U BASE, FX-HD w/SB4U BASE, FX-HD w/SB4U-LF BASE, FX-HD wB4U BASE, FX-PD w/B4U BASE (C), FX-PD w/IB4U BASE (C), FX-PD w/SB4U BASE (C), FX-PD w/SB [Edwards, Kidde] [SLC EST SENSORS] 01 [*] [EST3, iO1000] DS-HFS (C), DS-PS (C), FX-HD w/IB4U BASE, FX-HD w/RB4U BASE, FX-HD w/SB4U BASE, FX-HD w/SB4U-LF BASE, FX-HD wB4U BASE, FX-PD w/B4U BASE (C), FX-PD w/IB4U BASE (C), FX-PD w/SB4U BASE (C), FX-PD w/SB [Kidde] [SLC EST SENSORS] [*] [#4 TYPE ADDR ¦ SENSORS] DS-HFS (C), DS-PS (C), FX-HD w/IB4U BASE, FX-HD w/RB4U BASE, FX-HD w/SB4U BASE, FX-HD w/SB4U-LF BASE, FX-HD wB4U BASE, FX-PD w/B4U BASE (C), FX-PD w/IB4U BASE (C), FX-PD w/SB4U BASE (C), FX-PD w/SB4U [Kidde] [SLC EST MODULES SENSORS] [*] [#2 SHARED ADDR ¦ SENSORS] DS-HFS (C), DS-PS (C), FX-HD w/IB4U BASE, FX-HD w/RB4U BASE, FX-HD w/SB4U BASE, FX-HD w/SB4U-LF BASE, FX-HD wB4U BASE, FX-PD w/B4U BASE (C), FX-PD w/IB4U BASE (C), FX-PD w/SB4U BASE (C), FX
226bf6b3-1ea1-4459-bf14-a55424b74804 | NFPA 170 HORN STROBE |  |  | North | Potter |  | Horn/Strobe |  |  |  | Module | TRUE | SH-1224W |  | Horn Strobe, Wall, White | 1 | 0 | 0.218 |  |  |  |  | FALSE | [5 empty] | #FF0070C0 | FA-NFPA 170 HORN STROBE | 1 | FALSE | FALSE | FALSE | 2012 | [13 empty] | FALSE | [7 empty] | THOR\acont | 2024-09-08 17:27 |  | [Potter] [NAC] [UL MAX, HIGH DB] SH-1224R, SH-1224W
12ecdf10-196f-4caa-a5c9-a555ab38502b | NFPA 170 ADDRESSABLE INPUT MONITOR MODULE |  |  | North | Fike |  | Addressable Module |  |  |  | Module | TRUE | 55-046 |  | 4” Monitor Module Isolator Version | 1 | [6 empty] | FALSE | [5 empty] | #FFFF0000 | FA-NFPA 170 ADDRESSABLE INPUT MONITOR MODULE | 1 | FALSE | FALSE | FALSE | 1000 | [13 empty] | FALSE |  |  | 4"¦ISO |  |  |  |  | THOR\acont | 2024-09-08 17:27 |  | [Fike] [SLC FIKE] [*] [#1 SHARED ADDR ¦ ALL] 20-1063, 20-1064, 20-1343, 55-019/020 (C), 55-021 (C), 55-023 (C), 55-041, 55-042, 55-043, 55-045, 55-046, 55-047, 55-048, 55-050, 55-052, 55-055, 55-056, 55-060, 55-061, 60-1028 (C), 60-1039 (C), 60-1040 (C),
b26f77a4-1c9d-4872-9724-a5573d6d2151 | NFPA 170 ISOLATION MODULE |  |  | North | Firelite |  | Isolator Module |  |  |  | Module | TRUE | I300 | + | SLC Loop Isolator Module; isolates against short circuits on the SLC. | 1 | 0.00045 | 0.0017 |  |  |  |  | FALSE | FALSE |  |  |  |  | #FFFF0000 | FA-NFPA 170 ISOLATION MODULE | 1 | FALSE | FALSE | FALSE | 1200 | [13 empty] | FALSE |  |  | 6 |  |  |  |  | THOR\acont | 2024-09-08 17:27 |  | [Firelite, Monaco Enterprises, Notifier] [ISO] 01 [*] [ISO ++] 729-140-00, 729-208-00, I300, ISO-6, ISO-X, N100-ISO
aad36a88-ac4f-46eb-9ee2-a55aa9005b81 | NFPA 170 HEAT DETECTOR |  |  | North | Potter |  | Heat Detector |  |  |  | Module | TRUE | PAD300-HD w/PAD300-LFSB | ++ | Heat Detector with 6" Base LF Sounder Module Included | 1 | 0.0006 | 0.0006 |  |  |  |  | FALSE | [5 empty] | #FFFF0000 | FA-NFPA 170 HEAT DETECTOR | 1 | FALSE | FALSE | FALSE | 1403 | [13 empty] | FALSE |  |  | LF |  |  | DESKTOP-7EIEB7A\acont | 2023-01-20 07:12 | THOR\acont | 2024-09-08 17:27 | Cloned from Potter PAD100-HD w/PAD100-LFSB | [Potter] [SLC PAD] [*] [#2 SHARED ADDR ¦ SENSORS] PAD100-CD w/PAD100-4DB, PAD100-CD w/PAD100-6DB, PAD100-CD w/PAD100-IB, PAD100-CD w/PAD100-LFSB, PAD100-CD w/PAD100-RB, PAD100-CD w/PAD100-SB, PAD100-CD w/PAD100-SPKB, PAD100-DUCT (C), PAD100-DUCTR (C), PA [Potter] [AUX POWER] [UL268 (16 VDC)] PAD300-CD w/PAD300-LFSB, PAD300-HD w/PAD300-LFSB, PAD300-PCD w/PAD300-LFSB (C), PAD300-PCD w/PAD300-LFSB (Split) (C), PAD300-PD w/PAD300-LFSB (C), PAD300-PHD w/PAD300-LFSB (C), PAD300-PHD w/PAD300-LFSB (Split) (C) [Potter] [AUX POWER] [UL268 (24 VDC)] PAD300-CD w/PAD300-LFSB, PAD300-HD w/PAD300-LFSB, PAD300-PCD w/PAD300-LFSB (C), PAD300-PCD w/PAD300-LFSB (Split) (C), PAD300-PD w/PAD300-LFSB (C), PAD300-PHD w/PAD300-LFSB (C), PAD300-PHD w/PAD300-LFSB (Split) (C)
3892696c-f2fc-4d80-99a3-a56455170298 | NFPA 170 HORN STROBE |  |  | North | Concealite |  | Horn/Strobe |  |  |  | Module | TRUE | FA900-W-ELHSW | + | WALL HORN STROBE, WHITE, FIRE | 1 | [6 empty] | TRUE | [5 empty] | #FF0070C0 | FA-NFPA 170 HORN STROBE | 1 | FALSE | FALSE | FALSE | 2020 | [19 empty] | THOR\acont | 2024-01-29 09:05 | THOR\acont | 2024-09-08 17:27 | Cloned from Eaton Wheelock ELHSW | [Concealite] [NAC] [24VDC, LOW CONT.] FA900-W-ELHSR, FA900-W-ELHSW [Concealite] [NAC] [24VDC, HIGH CONT.] FA900-W-ELHSR, FA900-W-ELHSW [Concealite] [AUX POWER] [AUX] FA900-W-ELHNR, FA900-W-ELHSR, FA900-W-ELHSW, FA900-W-ELSPKR, FA900-W-ELSPKW, FA900-W-ELSPSTR, FA900-W-ELSPSTW, FA900-W-ELSTR, FA900-W-ELSTW, FAFX-C-ELHNWC (C), FAFX-C-ELHSRC (C), FAFX-C-ELHSWC (C), FAFX-C-ELSPKWC (C), FAFX-
e2d6b52c-6e51-4f57-b9ea-a56683a8f0e1 | NFPA 170 SPEAKER STROBE |  |  | North | Hochiki |  | Speaker/Strobe |  |  |  | Module | TRUE | ET70WP-2475W-FR |  | Speaker/Strobe, wall, 24 VDC, WP, red | 1 | 0 | 0.155 |  |  |  |  | FALSE | FALSE |  |  |  |  | #FF0070C0 | FA-NFPA 170 SPEAKER STROBE | 1 | FALSE | FALSE | FALSE | 2019 | [13 empty] | FALSE |  |  | WP |  |  | DESKTOP-7SAL8M7\acont | 2020-11-17 09:37 | THOR\acont | 2024-09-08 17:27 | Cloned from Hochiki ET70-24MCW-FR | [Eaton Wheelock, Hochiki] [AUDIO 70.7v] [70V AUDIO] ET70WP-24115C-FR (C), ET70WP-24115C-FW (C), ET70WP-24135C-FR (C), ET70WP-24135C-FW (C), ET70WP-24135W-FR (C), ET70WP-24135W-FW (C), ET70WP-24177C-FR (C), ET70WP-24177C-FW (C), ET70WP-24185W-FR, ET70WP-2 [Eaton Wheelock, Hochiki] [NAC] [UL 1971] ET70WP-2475W-FR, ET70WP-2475W-FR w/IOB-R, ET70WP-2475W-FR w/WFP-R, ET70WP-2475W-FW, ET70WP-2475W-FW w/IOB-R, ET70WP-2475W-FW w/IOB-W, ET70WP-2475W-FW w/WFP-W [Eaton Wheelock, Hochiki] [NAC] [UL 1638 @ 77°F] ET70WP-2475W-FR, ET70WP-2475W-FR w/IOB-R, ET70WP-2475W-FR w/WFP-R, ET70WP-2475W-FW, ET70WP-2475W-FW w/IOB-R, ET70WP-2475W-FW w/IOB-W, ET70WP-2475W-FW w/WFP-W [Eaton Wheelock, Hochiki] [AUDIO 25v] [25V AUDIO] ET70WP-24115C-FR (C), ET70WP-24115C-FW (C), ET70WP-24135C-FR (C), ET70WP-24135C-FW (C), ET70WP-24135W-FR (C), ET70WP-24135W-FW (C), ET70WP-24177C-FR (C), ET70WP-24177C-FW (C), ET70WP-24185W-FR, ET70WP-241
a7c977ca-bf27-4e09-ae1d-a567646f9ea0 | NFPA 170 HORN STROBE CEILING |  |  | North | Siemens |  | Horn/Strobe |  |  |  | Module | TRUE | ZH-MC-CW | 500-636166 | Z HORN MULTI CANDELA CEILING WHITE | 1 | [7 empty] | TRUE |  |  |  |  | #FF0070C0 | FA-NFPA 170 HORN STROBE CEILING | 1 | FALSE | FALSE | FALSE | 2013 | [16 empty] | C |  |  | DESKTOP-7SAL8M7\acont | 2019-08-13 09:04 | THOR\acont | 2024-09-08 17:27 | B,T | [Siemens] [NAC] [DC HIGH DB] ZH-MC-CR (C), ZH-MC-CW (C)
fc47bc21-da86-4587-9847-a56c58251722 | NFPA 170 HEAT DETECTOR |  |  | North | Notifier |  | Heat Detector |  |  |  | Module | TRUE | 5624 |  | 194 °F (90° C) fixed temperature, dual circuit. | 1 | [6 empty] | FALSE | TRUE |  |  |  |  | #FFFF0000 | FA-NFPA 170 HEAT DETECTOR | 1 | FALSE | FALSE | FALSE | 1403 | [13 empty] | FALSE | [7 empty] | THOR\acont | 2024-09-08 17:27 | 20191121 AC Detector without base | [Det-Tronics, Edwards, Kidde, Notifier] [IDC] 01 30-3013, 30-3013 w/FMM-101, Q3013D, 5621 (C), 5622 (C), 5623 (C), 5624 (C), BNG-1, BNG-1F, BNG-1FTS, BNG-1R, BNG-1SP, BNG-1TS, BNG-1TSL, BNG-1TSR, BNG-1TSRL, CP-651 (C), HD-601 (C), HD-602 (C), HD-603 (C),
afb6298b-1439-4aab-b170-a58b06cee1a4 |  |  |  | North | Bosch |  | Cards & Components |  |  |  | Card | TRUE | B600 | ++ | ZONEX retrofit module | 1 | 0.012 | 0.012 |  |  | 12 | [7 empty] | #FFFFFFFF |  |  | FALSE | FALSE | FALSE | [20 empty] | DESKTOP-7EIEB7A\acont | 2021-08-13 06:25 | THOR\acont | 2024-10-09 10:48 |  |  | [Bosch] B600
e315e675-bc41-4217-af60-a58b5608f568 | NFPA 170 STROBE CEILING |  |  | North | Kidde |  | Strobe |  |  |  | Module | TRUE | EGCVHRF |  | Strobe, running man, red, FIRE, high cd | 1 | [6 empty] | FALSE | TRUE |  |  |  |  | #FF0070C0 | FA-NFPA 170 STROBE CEILING | 1 | FALSE | FALSE | FALSE | 2022 | [13 empty] | FALSE |  |  | C |  |  | XPS-17-9710\August | 2024-10-18 14:34 |  |  | Cloned from Edwards GCVHRF | [Edwards, Kidde] [NAC] [24 VDC] EGCSVHRF (C), EGCSVHRF-FR (C), EGCSVHRF-SP (C), EGCSVHRN (C), EGCSVHWA (C), EGCSVHWF (C), EGCSVHWF-FR (C), EGCSVHWF-SP (C), EGCSVHWN (C), EGCVHRF (C), EGCVHRF-FR (C), EGCVHRF-SP (C), EGCVHRN (C), EGCVHWA (C), [Edwards, Kidde] [NAC] [24 FWR] EGCSVHRF (C), EGCSVHRF-FR (C), EGCSVHRF-SP (C), EGCSVHRN (C), EGCSVHWA (C), EGCSVHWF (C), EGCSVHWF-FR (C), EGCSVHWF-SP (C), EGCSVHWN (C), EGCVHRF (C), EGCVHRF-FR (C), EGCVHRF-SP (C), EGCVHRN (C), EGCVHWA (C),
e208a2bb-8aac-45bd-81a0-a58f19829567 | NFPA 170 DUCT SMOKE DETECTOR |  |  | North | Kidde |  | Duct Smoke Detector |  |  |  | Module | TRUE | KI-SDH | ++ | Duct Detector Housing with Standard Base | 1 | 0.00025 | 0.0004 |  |  | 19 |  | FALSE | TRUE |  |  |  |  | #FFFF0000 | FA-NFPA 170 DUCT SMOKE DETECTOR | 1 | FALSE | FALSE | FALSE | 1400 | [13 empty] | FALSE | [5 empty] | THOR\acont | 2023-09-28 16:46 | THOR\acont | 2024-09-08 17:27 | Cloned from Kidde GSA-SD | [Kidde] [SLC EST MODULES SENSORS] [*] [#2 SHARED ADDR ¦ SENSORS] DS-HFS (C), DS-PS (C), FX-HD w/IB4U BASE, FX-HD w/RB4U BASE, FX-HD w/SB4U BASE, FX-HD w/SB4U-LF BASE, FX-HD wB4U BASE, FX-PD w/B4U BASE (C), FX-PD w/IB4U BASE (C), FX-PD w/SB4U BASE (C), FX [Kidde] [SLC EST SENSORS] [*] [#4 TYPE ADDR ¦ SENSORS] DS-HFS (C), DS-PS (C), FX-HD w/IB4U BASE, FX-HD w/RB4U BASE, FX-HD w/SB4U BASE, FX-HD w/SB4U-LF BASE, FX-HD wB4U BASE, FX-PD w/B4U BASE (C), FX-PD w/IB4U BASE (C), FX-PD w/SB4U BASE (C), FX-PD w/SB4U | [Edwards, Kidde] FX-PDD, GSA-SD, KI-DDOS, KI-SDH, KI-SDHR, SD-2W, SIGA-DDOS, SIGA-SD
2dc81e84-1703-4a3a-820e-a5903024f661 | NFPA 170 HEAT DETECTOR |  |  | North | DMP |  | Heat Detector |  |  |  | Module | TRUE | 1183-135F | ++ | Wireless Residential/Commercial Heat Detector | 1 | [6 empty] | TRUE | [5 empty] | #FFFF0000 | FA-NFPA 170 HEAT DETECTOR | 1 | FALSE | FALSE | FALSE | 1403 | [16 empty] | FT |  |  | DESKTOP-7EIEB7A\acont | 2022-04-19 10:40 | THOR\acont | 2024-09-08 17:27 | Cloned from DMP 1183-135R | [BluePoint, DMP] [DMP WIRELESS] [WIRELESS] 1103, 1126R, 1135, 1164 (C), 1164NS (C), 1165H (C), 1168 (C), 1181-R, 1182, 1183-135F, 1183-135R, 1184-W (C), BP01-303, BP02-203M, BP02-203P, BP02-A203M, BP02-A203P, BP02-A203PH, BP03-303, BP03-A103M, BP03-A103P
db8e3525-b927-407e-a647-a5932e88449f | DETECTOR_MULTI CRITERIA |  |  | North | Gamewell FCI |  | Multi Criteria Detector |  |  |  | Module | TRUE | MCS-COF w/B200SR-LF-WH |  | Advanced Multi-Criteria Fire/CO Detector | 1 | 0.0003 | 0.0003 |  |  |  |  | FALSE | [5 empty] | #FFFF0000 | FA-DETECTOR_MULTI CRITERIA | 1 | FALSE | FALSE | FALSE | [14 empty] | FALSE |  |  | LF |  |  |  |  | THOR\acont | 2024-09-08 17:27 | 20191121 AC Detector with base | [Gamewell FCI] [SLC SENSORS] [*] [#4 TYPE ADDR ¦ SENSORS] ADPF (C), ASD-PL2F w/B200S-LF-WH (C), ASD-PL2F w/B210LP (C), ASD-PL2FR (C), ASD-PL3 w/B200S-LF-WH (C), ASD-PL3 w/B200SR-LF-WH (C), ASD-PL3 w/B200SR-WH (C), ASD-PL3 w/B224BI-WH (C), ASD-PL3 w/B224R [Gamewell FCI] [SLC MODULES SENSORS] [*] [#2 SHARED ADDR ¦ SENSORS] ADPF (C), ASD-PL2F w/B200S-LF-WH (C), ASD-PL2F w/B210LP (C), ASD-PL2FR (C), ASD-PL3 w/B200S-LF-WH (C), ASD-PL3 w/B200SR-LF-WH (C), ASD-PL3 w/B200SR-WH (C), ASD-PL3 w/B224BI-WH (C), ASD-P [Gamewell FCI] [AUX POWER] ASD-PL3 w/B200SR-LF-WH (C), ASD-PL3-IV w/B200SR-LF-IV (C), ASD-PTL3 w/B200SR-LF-WH (C), ASD-PTL3-IV w/B200SR-LF-IV (C), ATD-L3 w/B200SR-LF-WH (C), ATD-L3H w/B200SR-LF-WH (C), ATD-L3H-IV w/B200SR-LF-IV (C), ATD-L3-IV w/B200SR-LF
37e0c577-0a10-4008-8159-a59c6f29a2ba | NFPA 170 SPEAKER STROBE |  |  | North | Kidde |  | Speaker/Strobe |  |  |  | Module | TRUE | G4LFRN-HVM | + | Low Frequency(520hz), Red,15,30,75,110 cd | 1 | 0 | 0.176 |  |  |  |  | FALSE | [5 empty] | #FF0070C0 | FA-NFPA 170 SPEAKER STROBE | 1 | FALSE | FALSE | FALSE | 2019 | [13 empty] | FALSE |  |  | LF |  |  | DESKTOP-7EIEB7A\acont | 2021-11-15 14:32 | THOR\acont | 2024-09-08 17:27 | Cloned from Edwards G4LFRN-HVM | [Edwards, Kidde] [NAC] [24 VFWR, TEMPORAL] G4LFRF-HVM, G4LFRN-HVM, G4LFWF-HVM, G4LFWN-HVM [Edwards, Kidde] [NAC] [24 VDC, TEMPORAL] G4LFRF-HVM, G4LFRN-HVM, G4LFWF-HVM, G4LFWN-HVM [Edwards, Kidde] [NAC] [24 VDC, CONTINUOUS] G4LFRF-HVM, G4LFRN-HVM, G4LFWF-HVM, G4LFWN-HVM [Edwards, Kidde] [NAC] [16 VDC, TEMPORAL] G4LFRF-HVM, G4LFRN-HVM, G4LFWF-HVM, G4LFWN-HVM [Edwards, Kidde] [NAC] [24 VFWR, CONTINUOUS] G4LFRF-HVM, G4LFRN-HVM, G4LFWF-HVM, G4LFWN-HVM [Edwards, Kidde] [NAC] [16 VFWR, TEMPORAL] G4LFRF-HVM, G4LFRN-HVM, G4LFWF-HVM, G4LFWN-HVM [Edwards, Kidde] [NAC] [16 VFWR, CONTINUOUS] G4LFRF-HVM, G4LFRN-HVM, G4LFWF-HVM, G4LFWN-HVM [Edwards, Kidde] [NAC] [16 VDC, CONTINUOUS] G4LFRF-HVM, G4LFRN-HVM, G4LFWF-HVM, G4LFWN-HVM
100aaf08-5949-45e9-8480-a59cdde01fff | NFPA 170 FIRE ALARM CONTROL UNIT | RISER FACP |  | North | Farenhyt |  | Fire Alarm Control Unit |  |  |  | Assembly | TRUE | RPS-2000 | ++ | Intelligent Fire Alarm Control Panel without built in display | 1 | [6 empty] | FALSE |  |  |  | 14.75”W x 25”H x 4”D (37.5 W x 63.5 H x 10.16 D cm) |  | #FFFF0000 | FA-NFPA 170 FIRE ALARM CONTROL UNIT | 1 | FALSE | FALSE | FALSE | 202 | [8 empty] | 18,26,33,55 |  | 18 |  |  | TRUE | [5 empty] | DESKTOP-7EIEB7A\acont | 2021-09-20 08:00 | THOR\acont | 2024-09-08 17:27 | Cloned from Farenhyt IFP-2000 (IDP)
3fb961bb-a201-4b3c-9728-a59e5ad1666f |  |  |  | North | Edwards |  | Hardware |  |  |  | Hardware | TRUE | MN-HSPM16 |  | Portable tripod mast. Extends up to 16' | 1 | [6 empty] | FALSE | [5 empty] | #FFFFFFFF |  |  | FALSE | FALSE | FALSE | [14 empty] | FALSE | [7 empty] | THOR\acont | 2024-10-09 10:48
8499e910-32eb-42e1-ad4e-a5a077df3bba |  |  |  | North | Siemens |  | Cards & Components |  |  |  | Card | TRUE | MXLV Main Board |  | CARD, Fire Alarm Control Panel, Addressable With Voice Main Board | 1 | [6 empty] | TRUE | [5 empty] | #FFFFFFFF |  |  | FALSE | FALSE | FALSE | [14 empty] | FALSE | [7 empty] | THOR\acont | 2024-10-09 10:48 |  |  | [Siemens] MXLV Main Board
b0a4d916-fd1a-4a6a-bce1-a5a22bc74ea7 | NFPA 170 SPEAKER STROBE CEILING |  |  | North | Edwards |  | Speaker/Strobe |  |  |  | Module | TRUE | GCWA-S2VMR |  | 25V Speaker/Strobe white, ALERT, Standard cd, red | 1 | 0 | 0.318 |  |  |  |  | FALSE | TRUE |  |  |  |  | #FF0070C0 | FA-NFPA 170 SPEAKER STROBE CEILING | 1 | FALSE | FALSE | FALSE | 2020 | [13 empty] | FALSE |  |  | C |  |  |  |  | THOR\acont | 2024-09-08 17:27 |  | [Edwards, Kidde] [NAC] [16 VDC] EGCFR-VM (C), EGCF-VM (C), GCFR-S7VM (C), GCFR-VM (C), GCF-S2VM (C), GCF-S7VM (C), GCF-VM (C), GCHFRF-S2VMC (C), GCHFRF-S7VMC (C), GCHFRN-S2VMC (C), GCHFRN-S7VMC (C), GCHFWA-S2VMA (C), GCHFWA-S2VMC (C), GCHFWA-S7VMA (C), G [Edwards, Kidde] [NAC] [24 VDC] EGCFR-VM (C), EGCF-VM (C), GCFR-S7VM (C), GCFR-VM (C), GCF-S2VM (C), GCF-S7VM (C), GCF-VM (C), GCHFRF-S2VMC (C), GCHFRF-S7VMC (C), GCHFRN-S2VMC (C), GCHFRN-S7VMC (C), GCHFWA-S2VMA (C), GCHFWA-S2VMC (C), GCHFWA-S7VMA (C), G [Edwards, Kidde] [AUDIO 25v] [25V AUDIO] EGCF-S2VMH (C), G4F-S2, G4F-S2V1575, G4F-S2VM, G4HFRF-S2, G4HFRF-S2VMC, G4HFRN-S2, G4HFRN-S2VMC, G4HFWA-S2, G4HFWA-S2VMA, G4HFWA-S2VMC, G4HFWF-S2, G4HFWF-S2VMC, G4HFWN-S2, G4HFWN-S2VMA, G4HFWN-S2VMC, G4RF-S2, G4RF
d3cb0bf9-47f3-4df6-a0d5-a5aa32078d39 |  |  |  | North | Edwards |  | Cards & Components |  |  |  | Card | TRUE | 4-FWAL3 | n | Firewall Module | 1 | 0.092 | 0.092 |  |  |  |  | TRUE | [5 empty] | #FFFFFFFF |  |  | FALSE | FALSE | FALSE | [20 empty] | DESKTOP-7SAL8M7\acont | 2019-12-13 12:52 | THOR\acont | 2024-10-09 10:48
06f95cde-80fa-446b-a683-a5ab889721c2 | NFPA 170 STROBE WALL |  |  | North | Edwards |  | Strobe |  |  |  | Module | TRUE | 116DEGEXA-FJ |  | Explosionproof Strobe - Genesis synchronization | 1 | 0 | 0.505 |  |  |  |  | FALSE | [5 empty] | #FF0070C0 | FA-NFPA 170 STROBE WALL | 1 | FALSE | FALSE | FALSE | 2023 | [13 empty] | FALSE |  |  | EXP |  |  |  |  | THOR\acont | 2024-09-08 17:27 |  | [Edwards] [NAC] [24 VDC] 116DEGEXA-FJ [Edwards] [NAC] [16 VDC] 116DEGEXA-FJ
b3a15150-3f56-46b3-ba2b-a5ac29238f97 | NFPA 170 HORN STROBE |  |  | North | Kidde |  | Horn/Strobe |  |  |  | Module | TRUE | WGAVRF-SP | ++ | Outdoor rated horn-strobe, red, feugo | 1 | [6 empty] | FALSE | [5 empty] | #FF0070C0 | FA-NFPA 170 HORN STROBE | 1 | FALSE | FALSE | FALSE | 2012 | [13 empty] | FALSE |  |  | WP |  |  | THOR\acont | 2024-12-19 13:51 | THOR\acont | 2024-12-19 13:57 | Cloned from Edwards WGAVRF-SP | [Edwards, Kidde] [NAC] [VDC, TEMPORAL] WGAVRA, WGAVRF, WGAVRF-FR, WGAVRF-SP, WGAVRN, WGAVWA, WGAVWF, WGAVWF-FR, WGAVWF-SP, WGAVWN
4c306353-e463-4366-b61e-a5ae2088e1a8 |  |  |  | North | Edwards |  | Hardware |  |  |  | Hardware | TRUE | SIGA-IB4 |  | Isolator Detector Base for 4" square box | 1 | 5.1e-05 | 6.8e-05 |  |  |  |  | FALSE | [5 empty] | #FFFFFFFF |  |  | FALSE | FALSE | FALSE | [14 empty] | FALSE | [7 empty] | THOR\acont | 2024-10-09 10:48
5214f5d8-49b8-4236-a182-a5af9b8a2910 |  |  |  | North | Edwards |  | Hardware |  |  |  | Hardware | TRUE | 3-SFS1 |  | EST3X Electronics Chassis | 1 | [6 empty] | FALSE | [5 empty] | #FFFFFFFF |  |  | FALSE | FALSE | FALSE | [14 empty] | FALSE | [7 empty] | THOR\acont | 2024-10-09 10:48
9b1f85db-cbe3-473c-93d2-a5b228afb749 | NFPA 170 SMOKE DETECTOR |  |  | North | Simplex |  | Smoke Detector |  |  |  | Module | TRUE | 4098-9714 w/4098-9780 | + | TrueAlarm Analog Sensors, Photoelectric smoke sensor, White, 2-Wire Sensor Relay Base w/LED and Supervised Relay Connections | 1 | 0.0008 | 0.001 |  |  |  |  | FALSE | TRUE |  |  |  |  | #FFFF0000 | FA-NFPA 170 SMOKE DETECTOR | 1 | FALSE | FALSE | FALSE | 1408 | [13 empty] | FALSE | [5 empty] | DESKTOP-7EIEB7A\acont | 2022-02-15 06:54 | THOR\acont | 2024-09-08 17:27 | Cloned from Simplex 4098-9714 w/4098-9791 | [Autocall, Simplex] [IDNet] [SENSORS ++] 4098-9714 (C), 4098-9714 w/4098-9770 (C), 4098-9714 w/4098-9771 (C), 4098-9714 w/4098-9772 (C), 4098-9714 w/4098-9773 (C), 4098-9714 w/4098-9780 (C), 4098-9714 w/4098-9789 (C), 4098-9714 w/4098-9791 (C), 4098-9714 [Autocall, Simplex] [AUX POWER] [RELAY POWER (OPTIONAL)] 4098-9714 w/4098-9780 (C), 4098-9733 w/4098-9780 (C), 4098-9734 w/4098-9780 (C), 4098-9860, A4098-9714 w/A4098-9780 (C), A4098-9733 w/A4098-9780 (C), A4098-9734 w/A4098-9780 (C), A4098-9860
68ba296e-85f0-46d5-8dec-a5b48ca6f5a1 | NFPA 170 HORN STROBE CEILING |  |  | North | Edwards |  | Horn/Strobe |  |  |  | Module | TRUE | GCFR-HDVM |  | Temporal Horn-Strobe, runnning man, red, FIRE, 15, 30, 75, 95 cd | 1 | 0 | 0.18 |  |  |  |  | FALSE | TRUE |  |  |  |  | #FF0070C0 | FA-NFPA 170 HORN STROBE CEILING | 1 | FALSE | FALSE | FALSE | 2013 | [13 empty] | FALSE |  |  | C |  |  |  |  | THOR\acont | 2024-09-08 17:27 |  | [Edwards, Kidde] [NAC] [16 VDC, HIGH DB] EGCF-HDVM (C), GCF-HDVM (C), GCFR-HDVM (C), GC-HDVM (C), GCWA-HDVMA (C), GCWA-HDVMB (C), GCWA-HDVMC (C), GCWA-HDVMG (C), GCWA-HDVMR (C), GCWN-HDVMA (C), GCWN-HDVMB (C), GCWN-HDVMC (C), GCWN-HDVMG (C), GCWN-HDVMR ( [Edwards, Kidde] [NAC] [24 VDC, HIGH DB] EGCF-HDVM (C), GCF-HDVM (C), GCFR-HDVM (C), GC-HDVM (C), GCWA-HDVMA (C), GCWA-HDVMB (C), GCWA-HDVMC (C), GCWA-HDVMG (C), GCWA-HDVMR (C), GCWN-HDVMA (C), GCWN-HDVMB (C), GCWN-HDVMC (C), GCWN-HDVMG (C), GCWN-HDVMR ( [Edwards, Kidde] [NAC] [16 VDC, LOW DB] EGCF-HDVM (C), GCF-HDVM (C), GCFR-HDVM (C), GC-HDVM (C), GCWA-HDVMA (C), GCWA-HDVMB (C), GCWA-HDVMC (C), GCWA-HDVMG (C), GCWA-HDVMR (C), GCWN-HDVMA (C), GCWN-HDVMB (C), GCWN-HDVMC (C), GCWN-HDVMG (C), GCWN-HDVMR (C [Edwards, Kidde] [NAC] [24 VDC, LOW DB] EGCF-HDVM (C), GCF-HDVM (C), GCFR-HDVM (C), GC-HDVM (C), GCWA-HDVMA (C), GCWA-HDVMB (C), GCWA-HDVMC (C), GCWA-HDVMG (C), GCWA-HDVMR (C), GCWN-HDVMA (C), GCWN-HDVMB (C), GCWN-HDVMC (C), GCWN-HDVMG (C), GCWN-HDVMR (C
bdb94a37-a1ba-427f-b592-a5b4ea04295b | NFPA 170 SPEAKER STROBE |  |  | North | Kidde |  | Speaker/Strobe |  |  |  | Module | TRUE | EG4SVRF |  | Speaker/Strobe, Wall, Red, FIRE | 1 | [6 empty] | FALSE | FALSE | GRSW-10 | G4RSB |  |  | #FF0070C0 | FA-NFPA 170 SPEAKER STROBE | 1 | FALSE | FALSE | FALSE | 2019 | [13 empty] | FALSE |  |  | C |  |  | DESKTOP-7EIEB7A\acont | 2021-05-24 09:19 | THOR\acont | 2025-02-25 13:49 | Cloned from Edwards G4SVRF | [Edwards, Hochiki, Kidde] [AUDIO 70.7v] [70V AUDIO] EG4SRF, EG4SRN, EG4SVRF, EG4SVRN, EG4SVWA, EG4SVWF, EG4SVWN, EG4SWA, EG4SWF, EG4SWN, G4SRF, G4SRN, G4SVRF, G4SVRN, G4SVWA, G4SVWF, G4SVWN, G4SWA, G4SWF, G4SWN, WGSRA, WGSRF, WGSRF-FR, WGSRF-SP, WGSRN, W [Edwards, Kidde] [NAC] [24 FWR] EG4SVRF, EG4SVRN, EG4SVWA, EG4SVWF, EG4SVWN, G4SVRF, G4SVRN, G4SVWA, G4SVWF, G4SVWN [Edwards, Hochiki, Kidde] [AUDIO 25v] [25V AUDIO] EG4SRF, EG4SRN, EG4SVRF, EG4SVRN, EG4SVWA, EG4SVWF, EG4SVWN, EG4SWA, EG4SWF, EG4SWN, G4SRF, G4SRN, G4SVRF, G4SVRN, G4SVWA, G4SVWF, G4SVWN, G4SWA, G4SWF, G4SWN, WGSRA, WGSRF, WGSRF-FR, WGSRF-SP, WGSRN, WGS [Edwards, Kidde] [NAC] [24 VDC] EG4SVRF, EG4SVRN, EG4SVWA, EG4SVWF, EG4SVWN, G4SVRF, G4SVRN, G4SVWA, G4SVWF, G4SVWN
09ffc546-1b8f-4837-92a4-a5b781327308 | NFPA 170 STROBE WALL |  |  | North | Federal Signal |  | Strobe |  |  |  | Module | TRUE | 24XSTHI-CN | ++ | ULC Fire Listed, Explosion-Proof Hearing Impaired Supervised Strobe Light | 1 | [6 empty] | FALSE | [5 empty] | #FF0070C0 | FA-NFPA 170 STROBE WALL | 1 | FALSE | FALSE | FALSE | 2023 | [13 empty] | FALSE |  |  | XP |  |  | THOR\acont | 2024-08-16 13:01 | THOR\acont | 2024-09-08 17:27 | Cloned from Federal Signal 24XSTHI-MOD | [Federal Signal] [NAC] [24 VDC] 24XSTHI-CN, 24XSTHI-MOD
7096ae66-7610-442f-ba89-a5bbaad3ab5d |  |  |  | North | Autocall |  | Hardware |  |  |  | Hardware | TRUE | 4081 Series |  | End-of-Line Resistor Harnesses | 1 | 0 | 0 |  |  |  |  | TRUE | [5 empty] | #FFFFFFFF |  |  | FALSE | FALSE | FALSE | [20 empty] | DESKTOP-0D6CQVA\lousc | 2019-07-05 08:11 | THOR\acont | 2024-10-09 10:48
47a8ad50-9f41-475a-a187-a5bf46f53641 |  |  |  | North | Notifier |  | Hardware |  |  |  | Hardware | TRUE | DR-D4BR |  | Door assembly, solid door, four tiers, RED, 28.40 lbs. | 1 | [6 empty] | FALSE |  | SURFACE |  | PROVIDED ("WX"HX"D) | N/A | #FFFFFFFF |  |  | FALSE | FALSE | FALSE |  |  |  | 7165-0028:0224 | [10 empty] | FALSE | [5 empty] | DESKTOP-7EIEB7A\acont | 2021-04-01 15:01 | THOR\acont | 2024-10-09 10:48 | Cloned from Notifier DR-D4
726e9101-463b-4760-b893-a5c6dc182aec | NFPA 170 AMPLIFIER RACK | RISER AMP |  | North | Monaco Enterprises |  | Amplifier |  |  |  | Assembly | TRUE | 703-167-00 (25V) | + | Audio Booster 80W, 115 VAC, 50/60 Hz, two 2A strobe circuits | 1 | [6 empty] | FALSE | [5 empty] | #FFFF0000 | FA-NFPA 170 AMPLIFIER RACK | 1 | FALSE | FALSE | FALSE | 300 | [8 empty] | 7,12,18,26 |  |  | 7.5 | 50 | TRUE | [5 empty] | DESKTOP-7SAL8M7\acont | 2020-04-02 09:45 | THOR\acont | 2024-09-08 17:27 | Cloned from Firelite ECC-50/100 (50W, 25V)
fb9bd2e2-7876-431f-8baf-a5c7bfbc7bea |  |  |  | North | Monaco Enterprises |  | Hardware |  |  |  | Hardware | TRUE | 326-M10-01 |  | MAAP-X customer option message card field upgrade kit—8 MNS, 1 fire, for 9 total pre-recorded messages: | 1 | [12 empty] | #FFFFFFFF |  |  | FALSE | FALSE | FALSE | [20 empty] | AULAPTOP-PC\Aulaptop | 2019-04-20 03:50 | THOR\acont | 2024-10-09 10:48
a89db96c-8380-4937-b75f-a5d6a9604616 |  |  |  | North | Edwards |  | Hardware |  |  |  | Hardware | TRUE | FW-NS15FP |  | License set - Non-Redundant service server . (15 Clients) Auto Added | 1 | [6 empty] | FALSE | [5 empty] | #FFFFFFFF |  |  | FALSE | FALSE | FALSE | [14 empty] | FALSE | [7 empty] | THOR\acont | 2024-10-09 10:48
5e8efca4-2297-4e78-94cd-a5d81ad5475e | NFPA 170 HEAT DETECTOR |  |  | North | Gamewell FCI |  | Heat Detector |  |  |  | Module | TRUE | ATD-L3-IV w/B200SR-IV | + | Thermal heat detector, 135°F fixed, ivory, Velociti/CLIP w/ Standard sounder base, ivory | 1 | 0.0002 | 0.0045 |  |  |  |  | FALSE | TRUE | FLUSH |  | 4" SQ. DEEP | 3 "O" PLASTER RING | #FFFF0000 | FA-NFPA 170 HEAT DETECTOR | 1 | FALSE | FALSE | FALSE | 1403 | [13 empty] | FALSE |  |  | SB |  |  | DESKTOP-7SAL8M7\acont | 2019-05-06 09:58 | THOR\acont | 2024-09-08 17:27 | 20191121 AC Detector with base | [Gamewell FCI] [SLC MODULES SENSORS] [*] [#2 SHARED ADDR ¦ SENSORS] ADPF (C), ASD-PL2F w/B200S-LF-WH (C), ASD-PL2F w/B210LP (C), ASD-PL2FR (C), ASD-PL3 w/B200S-LF-WH (C), ASD-PL3 w/B200SR-LF-WH (C), ASD-PL3 w/B200SR-WH (C), ASD-PL3 w/B224BI-WH (C), ASD-P [Gamewell FCI] [SLC SENSORS] [*] [#4 TYPE ADDR ¦ SENSORS] ADPF (C), ASD-PL2F w/B200S-LF-WH (C), ASD-PL2F w/B210LP (C), ASD-PL2FR (C), ASD-PL3 w/B200S-LF-WH (C), ASD-PL3 w/B200SR-LF-WH (C), ASD-PL3 w/B200SR-WH (C), ASD-PL3 w/B224BI-WH (C), ASD-PL3 w/B224R
26e8504f-0238-4193-adf5-a5db3d78dea9 | NFPA 170 HEAT DETECTOR |  |  | North | Gamewell FCI |  | Heat Detector |  |  |  | Module | TRUE | ATD-L3H-IV w/B200S-LF-IV | + | Thermal heat detector, 190°F high temp, ivory, Velociti/CLIP w/ Intelligent addressable low frequency sounder base, ivory | 1 | 0.0002 | 0.0045 |  |  |  |  | FALSE | TRUE | FLUSH |  | 4" SQ. DEEP | 3 "O" PLASTER RING | #FFFF0000 | FA-NFPA 170 HEAT DETECTOR | 1 | FALSE | FALSE | FALSE | 1403 | [13 empty] | FALSE |  |  | 190°, LF |  |  | DESKTOP-7SAL8M7\acont | 2019-05-06 10:45 | THOR\acont | 2024-09-08 17:27 | 20191121 AC Detector with base | [Gamewell FCI] [SLC SENSORS] [*] [#4 TYPE ADDR ¦ SENSORS] ADPF (C), ASD-PL2F w/B200S-LF-WH (C), ASD-PL2F w/B210LP (C), ASD-PL2FR (C), ASD-PL3 w/B200S-LF-WH (C), ASD-PL3 w/B200SR-LF-WH (C), ASD-PL3 w/B200SR-WH (C), ASD-PL3 w/B224BI-WH (C), ASD-PL3 w/B224R [Gamewell FCI] [AUX POWER] [16VDC, HIGH VOLUME, 16VDC, LOW VOLUME] ASD-PL2F w/B200S-LF-WH (C), ASD-PL3 w/B200S-LF-WH (C), ASD-PL3F w/B200S-LF-WH (C), ASD-PL3-IV w/B200S-LF-IV (C), ASD-PTL3 w/B200S-LF-WH (C), ASD-PTL3-IV w/B200S-LF-IV (C), ATD-L3 w/B200S- [Gamewell FCI] [SLC MODULES SENSORS] [*] [#2 SHARED ADDR ¦ SENSORS] ADPF (C), ASD-PL2F w/B200S-LF-WH (C), ASD-PL2F w/B210LP (C), ASD-PL2FR (C), ASD-PL3 w/B200S-LF-WH (C), ASD-PL3 w/B200SR-LF-WH (C), ASD-PL3 w/B200SR-WH (C), ASD-PL3 w/B224BI-WH (C), ASD-P
96cf7e47-f58d-41ee-9f3d-a5e0491e57cf | NFPA 170 SPEAKER WALL |  |  | North | Hochiki |  | Speaker |  |  |  | Module | TRUE | HSSPKCLPR |  | Speaker, 25 or 70.7 Vrms, 1/8 to 4 watts, red | 1 | [6 empty] | FALSE | FALSE |  | *Refer to Install Sheet |  |  | #FF0070C0 | FA-NFPA 170 SPEAKER WALL | 1 | FALSE | FALSE | FALSE | 2021 | [13 empty] | FALSE | [5 empty] | DESKTOP-7SAL8M7\acont | 2019-12-02 09:55 | THOR\acont | 2024-09-08 17:27 | Cloned from Gentex SSPKCLPR | [Gentex, Hochiki, Potter] [AUDIO 70.7v] [70V AUDIO] CSPKSTR-24AR (C), CSPKSTR-24AW (C), CSPKSTR-24BR (C), CSPKSTR-24BW (C), CSPKSTR-24GR (C), CSPKSTR-24GW (C), CSPKSTR-24RR (C), CSPKSTR-24RW (C), FASPKR-R (C), FASPKR-W (C), FASPKR-WR, FASPKR-WW, FASPK-WP [Gentex, Hochiki, Potter] [AUDIO 25v] [25V AUDIO] CSPKSTR-24AR (C), CSPKSTR-24AW (C), CSPKSTR-24BR (C), CSPKSTR-24BW (C), CSPKSTR-24GR (C), CSPKSTR-24GW (C), CSPKSTR-24RR (C), CSPKSTR-24RW (C), FASPKR-R (C), FASPKR-W (C), FASPKR-WR, FASPKR-WW, FASPK-WPR,
9273fe8d-021e-4585-a84f-a5e686845c0b | NFPA 170 STROBE WALL |  |  | North | Edwards |  | Strobe |  |  |  | Module | TRUE | G1RF-VM |  | Wall Strobe, Switch Select 15, 30, 75, 110 cd, red, /w FIRE | 1 | 0 | 0.255 |  |  |  |  | FALSE | [5 empty] | #FF0070C0 | FA-NFPA 170 STROBE WALL | 1 | FALSE | FALSE | FALSE | 2023 | [13 empty] | FALSE | [7 empty] | THOR\acont | 2024-09-08 17:27 |  | [EDCO, Edwards, Kidde] [NAC] [16 VDC] EG1F-V1575, EG1F-VM, G1F-V1575, G1F-VM, G1RF-V1575, G1RF-VM, G1R-VM, G1-VM, G1WA-VMA, G1WA-VMC, G1WN-VMA, G1WN-VMC, PN101 (C) [Edwards, Kidde] [NAC] [24 VDC] EG1F-V1575, EG1F-VM, G1F-V1575, G1F-VM, G1RF-V1575, G1RF-VM, G1R-VM, G1-VM, G1WA-VMA, G1WA-VMC, G1WN-VMA, G1WN-VMC
4e0c17f8-3b94-4962-bb50-a5ec28e6154c |  |  |  | North | Edwards |  | Cards & Components |  |  |  | Card | TRUE | MN-HS32G2P |  | 1280 Watt Non-Omni directional HPSA Assembly (2 of 5 Active Panels) with lockable NEMA 4 amplifier, 110V/60 Hz. inverter/battery charger and electronics enclosure, lockable NEMA 4 battery enclosure (w/o batteries). Enclosures equipped with tamper switches. AC powered amplifier with DC backup. Edwards hard-wire interface included. Batteries and accessories are ordered separately. Gray colored speaker head. | 1 | [6 empty] | TRUE | [5 empty] | #FFFFFFFF |  |  | FALSE | FALSE | FALSE | [14 empty] | FALSE | [7 empty] | THOR\acont | 2024-10-09 10:48
52de577c-2af9-4727-a106-a5f796e03b6d | NFPA 170 STROBE CEILING |  |  | North | Edwards |  | Strobe |  |  |  | Module | TRUE | GCWA-VMR |  | Strobe, white, ALERT, 15, 30, 75, 95 cd, red | 1 | 0 | 0.318 |  |  |  |  | FALSE | TRUE |  |  |  |  | #FF0070C0 | FA-NFPA 170 STROBE CEILING | 1 | FALSE | FALSE | FALSE | 2022 | [13 empty] | FALSE |  |  | C |  |  |  |  | THOR\acont | 2024-09-08 17:27 |  | [Edwards, Kidde] [NAC] [16 VDC] EGCFR-VM (C), EGCF-VM (C), GCFR-S7VM (C), GCFR-VM (C), GCF-S2VM (C), GCF-S7VM (C), GCF-VM (C), GCHFRF-S2VMC (C), GCHFRF-S7VMC (C), GCHFRN-S2VMC (C), GCHFRN-S7VMC (C), GCHFWA-S2VMA (C), GCHFWA-S2VMC (C), GCHFWA-S7VMA (C), G [Edwards, Kidde] [NAC] [24 VDC] EGCFR-VM (C), EGCF-VM (C), GCFR-S7VM (C), GCFR-VM (C), GCF-S2VM (C), GCF-S7VM (C), GCF-VM (C), GCHFRF-S2VMC (C), GCHFRF-S7VMC (C), GCHFRN-S2VMC (C), GCHFRN-S7VMC (C), GCHFWA-S2VMA (C), GCHFWA-S2VMC (C), GCHFWA-S7VMA (C), G
ea825143-43ad-427e-9e35-a5f9b6e79bcb |  |  |  | North | Monaco Enterprises |  | Hardware |  |  |  | Hardware | TRUE | 729-189-00 |  | SURFACE MOUNTING KIT:SMOKE DETECTOR,REFLECTION PROJECTED BEAM,SINGLE ENDED | 1 | [6 empty] | FALSE | FALSE |  |  |  |  | #FFFFFFFF |  |  | FALSE | FALSE | FALSE | [14 empty] | FALSE | [5 empty] | DESKTOP-7SAL8M7\acont | 2020-02-23 09:46 | THOR\acont | 2024-10-09 10:48 | Cloned from Notifier BEAMSMK
7d323b95-6602-41d1-89e9-a6015a5ee330 | NFPA 170 GAS DETECTOR |  |  | North | Kidde |  | Gas Detection |  |  |  | Module | TRUE | KI-COD w/KI-SB BASE | ++ | Intelligent Carbon Monoxide Detector | 1 | 3.2e-05 | 3.2e-05 |  |  |  |  | FALSE | TRUE |  |  |  |  | #FFFF0000 | FA-NFPA 170 GAS DETECTOR | 1 | FALSE | FALSE | FALSE | 1408 | [13 empty] | FALSE | [5 empty] | DESKTOP-7SAL8M7\acont | 2020-01-02 08:26 | THOR\acont | 2024-10-08 16:26 | Cloned from Edwards SIGA-COD w/SIGA-SB BASE | [Edwards, Kidde] [SLC EST MODULES/SENSORS] 01 [*] [iO64] DS-HFS (C), DS-PS (C), FX-HD w/IB4U BASE, FX-HD w/RB4U BASE, FX-HD w/SB4U BASE, FX-HD w/SB4U-LF BASE, FX-HD wB4U BASE, FX-PD w/B4U BASE (C), FX-PD w/IB4U BASE (C), FX-PD w/SB4U BASE (C), FX-PD w/SB [Kidde] [SLC EST MODULES SENSORS] [*] [#2 SHARED ADDR ¦ SENSORS] DS-HFS (C), DS-PS (C), FX-HD w/IB4U BASE, FX-HD w/RB4U BASE, FX-HD w/SB4U BASE, FX-HD w/SB4U-LF BASE, FX-HD wB4U BASE, FX-PD w/B4U BASE (C), FX-PD w/IB4U BASE (C), FX-PD w/SB4U BASE (C), FX [Kidde] [SLC EST SENSORS] [*] [#4 TYPE ADDR ¦ SENSORS] DS-HFS (C), DS-PS (C), FX-HD w/IB4U BASE, FX-HD w/RB4U BASE, FX-HD w/SB4U BASE, FX-HD w/SB4U-LF BASE, FX-HD wB4U BASE, FX-PD w/B4U BASE (C), FX-PD w/IB4U BASE (C), FX-PD w/SB4U BASE (C), FX-PD w/SB4U [Edwards, Kidde] [SLC EST SENSORS] 01 [*] [EST3, iO1000] DS-HFS (C), DS-PS (C), FX-HD w/IB4U BASE, FX-HD w/RB4U BASE, FX-HD w/SB4U BASE, FX-HD w/SB4U-LF BASE, FX-HD wB4U BASE, FX-PD w/B4U BASE (C), FX-PD w/IB4U BASE (C), FX-PD w/SB4U BASE (C), FX-PD w/SB
3cd46e8e-8498-49ca-bb0f-a602888fb37e |  |  |  | North | Siemens | [5 empty] | Module | TRUE | BS-SS | 500-694389 | BELL 6 24V DC RED SS | 1 | [12 empty] | #FFFFFFFF |  |  | FALSE | FALSE | FALSE | [20 empty] | DESKTOP-7SAL8M7\acont | 2019-08-13 09:04 | THOR\acont | 2024-10-09 10:48
4364bdc4-8434-43fb-ad27-a6044864807b | NFPA 170 SPEAKER CEILING |  |  | North | Edwards |  | Speaker |  |  |  | Module | TRUE | GCWA-S2 |  | 25V Speaker, white, Alert markings | 1 | [6 empty] | FALSE | TRUE |  |  |  |  | #FF0070C0 | FA-NFPA 170 SPEAKER CEILING | 1 | FALSE | FALSE | FALSE | 2019 | [13 empty] | FALSE |  |  | C |  |  |  |  | THOR\acont | 2024-09-08 17:27 |  | [Edwards, Kidde] [AUDIO 25v] [25V AUDIO] EGCF-S2VMH (C), G4F-S2, G4F-S2V1575, G4F-S2VM, G4HFRF-S2, G4HFRF-S2VMC, G4HFRN-S2, G4HFRN-S2VMC, G4HFWA-S2, G4HFWA-S2VMA, G4HFWA-S2VMC, G4HFWF-S2, G4HFWF-S2VMC, G4HFWN-S2, G4HFWN-S2VMA, G4HFWN-S2VMC, G4RF-S2, G4RF
e5857196-78cd-4d68-af8a-a604a257d8b4 |  |  |  | North | Bosch | [5 empty] | Module | TRUE | NDE-8504-R-RO | * | ***(Ross) Fixed Dome 8Mp Hdr 3.9-10Mm Ptrz Ip66 | 1 | [12 empty] | #FFFFFFFF |  |  | FALSE | FALSE | FALSE | [20 empty] | DESKTOP-7EIEB7A\acont | 2021-08-13 06:25 | THOR\acont | 2024-10-09 10:48
672d4152-c4da-4407-a4f4-a60816b05d91 | NFPA 170 SMOKE HEAT DETECTOR |  |  | North | Potter |  | Smoke/Heat Detector |  |  |  | Module | TRUE | PAD100-PHD w/PAD100-SPKB (Split) | + | Photoelectric Smoke/Heat Detector with Speaker Base with One Form-C Relay Contact | 1 | 0.00045 | 0.00045 |  |  |  |  | FALSE | TRUE |  |  |  |  | #FFFF0000 | FA-NFPA 170 SMOKE HEAT DETECTOR | 1 | FALSE | FALSE | FALSE | 1411 | [13 empty] | FALSE |  |  | SB |  |  | THOR\acont | 2025-02-13 08:09 |  |  | Cloned from Potter PAD100-PHD w/PAD100-SPKB | [Potter] [SLC PAD] [*] [#2 SHARED ADDR ¦ SENSORS] PAD100-CD w/PAD100-4DB, PAD100-CD w/PAD100-6DB, PAD100-CD w/PAD100-IB, PAD100-CD w/PAD100-LFSB, PAD100-CD w/PAD100-RB, PAD100-CD w/PAD100-SB, PAD100-CD w/PAD100-SPKB, PAD100-DUCT (C), PAD100-DUCTR (C), PA [Potter] [AUDIO 25v] [25V AUDIO] PAD100-CD w/PAD100-SPKB, PAD100-HD w/PAD100-SPKB, PAD100-PD w/PAD100-SPKB (C), PAD100-PHD w/PAD100-SPKB (C), PAD100-PHD w/PAD100-SPKB (Split) (C), PAD100-SPKB, PAD200-PCD w/PAD100-SPKB (C), PAD200-PCD w/PAD100-SPKB (Split [Potter] [AUDIO 70.7v] [70V AUDIO] PAD100-CD w/PAD100-SPKB, PAD100-HD w/PAD100-SPKB, PAD100-PD w/PAD100-SPKB (C), PAD100-PHD w/PAD100-SPKB (C), PAD100-PHD w/PAD100-SPKB (Split) (C), PAD100-SPKB, PAD200-PCD w/PAD100-SPKB (C), PAD200-PCD w/PAD100-SPKB (Spl
ee555e06-78a8-49a8-9bab-a609642f2afb |  |  |  | North | Monaco Enterprises |  | Hardware |  |  |  | Hardware | TRUE | 588-096-00 |  | TRIM RING:RD,T-1,CEILING MOUNT,UNIVERSAL | 1 | [6 empty] | FALSE | [5 empty] | #FFFFFFFF |  |  | FALSE | FALSE | FALSE | [14 empty] | FALSE | [5 empty] | DESKTOP-7SAL8M7\acont | 2020-03-02 16:48 | THOR\acont | 2024-10-09 10:48 | Cloned from System Sensor TRC-2
8f8d55a7-d7d9-4a51-8140-a6136cdbd87e |  |  |  | North | Edwards |  | Hardware |  |  |  | Hardware | TRUE | 4-BRKT-CS | n | Bracket - Chassi / Side Mount | 1 | [12 empty] | #FFFFFFFF |  |  | FALSE | FALSE | FALSE | [20 empty] | DESKTOP-7SAL8M7\acont | 2019-12-13 12:52 | THOR\acont | 2024-10-09 10:48
214f9fb9-4fc9-4ffa-ae1a-a613b93306ed | NFPA 170 AMPLIFIER RACK |  |  | North | Edwards |  | Amplifier |  |  |  | Assembly | TRUE | RKU-70 |  | Amplifier Cabinet, 40 Rack Spaces, 70" | 1 | [6 empty] | FALSE | [5 empty] | #FFFF0000 | FA-NFPA 170 AMPLIFIER RACK | 1 | FALSE | FALSE | FALSE | [14 empty] | FALSE | [7 empty] | THOR\acont | 2024-09-08 17:27
0bc09575-7dda-414b-8a6a-a613bee18013 | NFPA 170 PREACTION MANUAL PULL |  |  | North | Block Definition Only |  | Manual Station |  |  |  | Module | TRUE | NFPA 170 PREACTION MANUAL PULL |  | NFPA 170 PREACTION MANUAL PULL | 1 | [12 empty] | #FFFF0000 | FA-NFPA 170 PREACTION MANUAL PULL | 1 | FALSE | FALSE | FALSE | 959 | [19 empty] | AULAPTOP-PC\Aulaptop | 2020-03-26 07:41 | THOR\acont | 2024-09-08 17:27
af7478e3-5938-4c63-92e4-a61f2f7fffb5 | NFPA 170 HORN STROBE |  |  | North | Hochiki |  | Horn/Strobe |  |  |  | Module | TRUE | HEC3-24WW |  | Selectable Candela, Low Profile Evacuation Horn/Strobe, White | 1 | 0 | 0.172 |  |  |  |  | FALSE |  |  | *Refer to Install Sheet |  |  | #FF0070C0 | FA-NFPA 170 HORN STROBE | 1 | FALSE | FALSE | FALSE | 2012 | [13 empty] | FALSE | [5 empty] | DESKTOP-7SAL8M7\acont | 2019-12-04 14:10 | THOR\acont | 2024-09-08 17:27 | Cloned from Gentex GEC3-24WW | [Bosch, Gentex, Hochiki, VES] [STROBE] [UL MAX, Temporal 3 2400 Hz, High] GEC3-24WR, GEC3-24WW, HEC3-24WR, HEC3-24WW, VF4002-X0 [Bosch, Gentex, Hochiki, VES] [NAC] [UL MAX, Temporal 3 2400 Hz, High] GEC3-24WR, GEC3-24WW, HEC3-24WR, HEC3-24WW, VF4002-X0 [Bosch, Gentex, Hochiki, VES] [HORN] [UL MAX, Temporal 3 2400 Hz, High] GEC3-24WR, GEC3-24WW, HEC3-24WR, HEC3-24WW, VF4002-X0
7d64e9eb-dfd1-4637-abb1-a6216b4fa3af | NFPA 170 MULTI DETECTOR |  |  | North | Fike |  | Multi Criteria Detector |  |  |  | Module | TRUE | FIK-2351TIR w/B300-6 | ++ | Multi‐criteria photoelectric, thermal, and infrared smoke detector, white, Standard Base | 1 | 0.0002 | 0.0045 |  |  | 24 |  | FALSE | TRUE |  |  | 2.7” H x 6.875” D (69 mm x 175 mm), installed in B200S series sounder base |  | #FFFF0000 | FA-NFPA 170 MULTI DETECTOR | 1 | FALSE | FALSE | FALSE | 1408 |  |  | 7272-0028:0206 | [10 empty] | FALSE | [5 empty] | DESKTOP-7EIEB7A\acont | 2023-01-03 07:57 | THOR\acont | 2024-09-08 17:27 | Cloned from Fike FIK-FC351 w/B300-6 | [Fike] [SLC IDP SENSORS] [*] [#4 TYPE ADDR ¦ SENSORS] DNR w/FIK‐2351R (C), FIK-2351 w/B200S-LF-WH (C), FIK-2351 w/B200S-WH (C), FIK-2351 w/B224RB-WH (C), FIK-2351 w/B300-6 (C), FIK-2351T w/B200S-LF-WH (C), FIK-2351T w/B200S-WH (C), FIK-2351T w/B224RB-WH
63a14d0d-7657-4798-8d9c-a625e5e6c381 |  |  |  | North | Rath Area of Refuge | Area of Refuge | Cards & Components |  |  |  | Card | TRUE | 2500-210B MAIN CARD |  | 10 ZONE SURFACE MOUNT CABINET W/DOOR MAIN CARD | 1 | [6 empty] | TRUE | [5 empty] | #FFFFFFFF |  |  | FALSE | FALSE | FALSE | [14 empty] | FALSE | [5 empty] | ALIENWIN10\AugWin7 | 2019-12-23 14:22 | THOR\acont | 2024-10-09 10:48 | Cloned from Rath Area of Refuge RP6600100M | [Rath Area of Refuge] [AUX POWER] [*] 2100-956RR, 2100-956RR MAIN CARD, 2100-956RR MAIN CARD-2, 2100-956SR, 2100-958NSR, 2100-984LR, 2500-205B MAIN CARD, 2500-205FM MAIN CARD, 2500-205PSS MAIN CARD, 2500-210B MAIN CARD, 2500-210FM MAIN CARD, 2500-UPSMONI [Rath Area of Refuge] [IDC] 01 2500-12RCF MAIN CARD, 2500-16RCF MAIN CARD, 2500-205B MAIN CARD, 2500-205FM MAIN CARD, 2500-205PSS MAIN CARD, 2500-210B MAIN CARD, 2500-210FM MAIN CARD, 2500-210PSS MAIN CARD, 2500-28RCF MAIN CARD, 2500-56XNC, 2500-56XRC, 2 | [Rath Area of Refuge] 2500-210B MAIN CARD, 2500-210FM MAIN CARD, 2500-210PSS MAIN CARD
a4cfccf4-2468-48e5-9fc5-a6269be14a3d |  |  |  | North | Edwards |  | Cards & Components |  |  |  | Card | TRUE | 3-CPU3 |  | Central Processor Module | 1 | 0.155 | 0.165 |  |  |  |  | TRUE | [5 empty] | #FFFFFFFF |  |  | FALSE | FALSE | FALSE | [14 empty] | FALSE | [7 empty] | THOR\acont | 2024-10-09 10:48 |  |  | [Edwards, Kidde] 3-CPU3, 4-CPU, SFS1-CPU, VM-1 Mainboard
b11fa25c-bd52-42ef-a75b-a628445fbd7c | NFPA 170 FIRE ALARM CONTROL UNIT | RISER FACP |  | North | MIRCOM |  | Fire Alarm Control Unit |  |  |  | Assembly | TRUE | FA-106 | ++ | Six Zone Fire Alarm Unit, White Door | 1 | [6 empty] | FALSE | [5 empty] | #FFFF0000 | FA-NFPA 170 FIRE ALARM CONTROL UNIT | 1 | FALSE | FALSE | FALSE | 202 | [8 empty] | 5,7 |  | 7 |  |  | TRUE | [5 empty] | DESKTOP-7EIEB7A\acont | 2023-08-04 12:03 | THOR\acont | 2024-09-08 17:27 | Cloned from MIRCOM FA-300-6DDR
ba5442a2-0c19-4791-8c43-a628a30d6a46 | NFPA 170 VOICE EVACUATION CONTROL UNIT |  |  | North | Evax |  | Voice Evac Control Unit |  |  |  | Assembly | TRUE | EVAX-100/8Z | + | EVAX 100 Watt Voice Evacuation System | 1 | [6 empty] | FALSE | [5 empty] | #FFFF0000 | FA-NFPA 170 VOICE EVACUATION CONTROL UNIT | 1 | FALSE | FALSE | FALSE | 211 | [8 empty] | 7,12,18 |  |  |  | 100 | TRUE | [5 empty] | DESKTOP-7EIEB7A\acont | 2021-04-20 13:28 | THOR\acont | 2024-09-08 17:27 | Cloned from Evax EVAX-100/4Z |  | [Evax] EVAX-100, EVAX-100/4Z, EVAX-100/8Z, EVAX-100E, EVAX-150, EVAX-200, EVAX-25, EVAX-25/4Z, EVAX-50, EVAX-50/4Z
bb87dd07-1df6-47ca-aeed-a62a6c30b14d | NFPA 170 FIRE ALARM CONTROL UNIT | RISER FACP |  | North | Silent Knight |  | Fire Alarm Control Unit |  |  |  | Assembly | TRUE | 5820XL | ++ | Addressable Fire Alarm Control Panel | 1 | [6 empty] | FALSE |  |  |  | 16.2”W x 26.4”H x 4.2”D (40.6 W x 67 H x 11.8 D cm) |  | #FFFF0000 | FA-NFPA 170 FIRE ALARM CONTROL UNIT | 1 | FALSE | FALSE | FALSE | 202 | [8 empty] | 7,12,18,35 |  | 18 |  |  | TRUE | [5 empty] | DESKTOP-7EIEB7A\acont | 2022-11-19 12:22 | THOR\acont | 2024-09-08 17:27 | Cloned from Silent Knight 6820
0892f832-672b-4abd-bda2-a62e447865b3 | NFPA 170 SPEAKER CEILING |  |  | North | Eaton Wheelock |  | Speaker |  |  |  | Module | TRUE | ELSPKWC | + | CEILING SPEAKER, WHITE, FIRE | 1 | [6 empty] | TRUE | TRUE |  |  |  |  | #FF0070C0 | FA-NFPA 170 SPEAKER CEILING | 1 | FALSE | FALSE | FALSE | 2020 | [19 empty] | DESKTOP-7EIEB7A\acont | 2021-04-29 08:03 | THOR\acont | 2024-09-08 17:27 | Cloned from Eaton Wheelock ELSPKW | [Concealite, Eaton Wheelock] [AUDIO 70.7v] [70V AUDIO] ELSPKR, ELSPKR-AL, ELSPKRC (C), ELSPKRC-AL (C), ELSPKRC-N (C), ELSPKR-N, ELSPKW, ELSPKW-AL, ELSPKWC (C), ELSPKWC-AL (C), ELSPKWC-N (C), ELSPKW-N, ELSPSTR, ELSPSTR-AL, ELSPSTRC (C), ELSPSTRC-AL (C), E [Concealite, Eaton Wheelock] [AUDIO 25v] [25V AUDIO] ELSPKR, ELSPKR-AL, ELSPKRC (C), ELSPKRC-AL (C), ELSPKRC-N (C), ELSPKR-N, ELSPKW, ELSPKW-AL, ELSPKWC (C), ELSPKWC-AL (C), ELSPKWC-N (C), ELSPKW-N, ELSPSTR, ELSPSTR-AL, ELSPSTRC (C), ELSPSTRC-AL (C), ELS
f498e402-7cbe-4cfa-a964-a63299c1d1c5 | NFPA 170 MANUAL PULL |  |  | North | Simplex |  | Manual Station |  |  |  | Module | TRUE | 2099-9756 | ++ | Non-Coded, Non-Addressable Manual Station, Double Action | 1 | [6 empty] | FALSE | TRUE | Flush | Single gang box 2-1/2" deep 4" square box, 2-1/8" (54 mm) minimum | 5" H x 3-3/4" W x 1" D (127 mm x 95 mm x 25 mm) |  | #FFFF0000 | FA-NFPA 170 MANUAL PULL | 1 | FALSE | FALSE | FALSE | 1408 | [13 empty] | FALSE |  |  | SBP |  |  | DESKTOP-7EIEB7A\acont | 2023-03-07 06:38 | THOR\acont | 2024-09-08 17:27 | Cloned from Simplex 2099-9103 CLONED CLONED CLONED CLONED CLONED CLONED | [Autocall, Simplex] [IDC] 01 2098-9201 (C), 2098-9202 (C), 2098-9203 (C), 2098-9208 (C), 2098-9576 (C), 2099-9101 (C), 2099-9102 (C), 2099-9103 (C), 2099-9104 (C), 2099-9105 (C), 2099-9107 (C), 2099-9108 (C), 2099-9754 (C), 2099-9755 (C), 2099-9756 (C),
5a93b752-c92a-4b4c-94a7-a637cf1a40e6 | NFPA 170 FIRE ALARM CONTROL UNIT | RISER FACP |  | North | Edwards |  | Fire Alarm Control Unit |  |  |  | Assembly | TRUE | iO1000G-F |  | FACP, 1-4 Loop, 1000pt max, 4 Cl B NACs, gray, 120v, w/ 16 RY LED, FCdn | 1 | [6 empty] | FALSE | [5 empty] | #FFFF0000 | FA-NFPA 170 FIRE ALARM CONTROL UNIT | 1 | FALSE | FALSE | FALSE | 202 | [8 empty] | 7,12,18 |  |  |  |  | TRUE | [7 empty] | THOR\acont | 2024-09-08 17:27
067c7afa-6996-4783-aabb-a63956a55d66 | NFPA 170 HORN STROBE |  |  | North | System Sensor |  | Horn/Strobe |  |  |  | Module | TRUE | P2RL-LF w/ WAV-RL | + | 2-Wire, Horn Strobe, Red | 1 | 0 | 0.245 |  |  |  |  | FALSE | [5 empty] | #FF0070C0 | FA-NFPA 170 HORN STROBE | 1 | FALSE | FALSE | FALSE | 2012 | [13 empty] | FALSE |  |  | LF |  |  | DESKTOP-7SAL8M7\acont | 2020-09-14 15:54 | THOR\acont | 2024-09-08 17:27 | Cloned from System Sensor P2RL-LF | [Notifier, System Sensor] [NAC] [24VDC, TEMPORAL HIGH] P2RL-LF, P2RL-LF w/ WAV-RL, P2WL-LF, P2WL-LF w/ WAV-WL [Notifier, System Sensor] [NAC] [24VFWR, TEMPORAL HIGH] P2RL-LF, P2RL-LF w/ WAV-RL, P2WL-LF, P2WL-LF w/ WAV-WL [Farenhyt, Firelite, Gamewell FCI, Notifier, Silent Knight, System Sensor] [SWIFT MESH DEVICES] 01 HRL-LF w/ WAV-RL, HWL-LF w/ WAV-WL, P2RL w/WAV-RL, P2RLED w/WAV-RL, P2RL-LF w/ WAV-RL, P2WL w/ WAV-WL, P2WLED w/ WAV-WL, P2WL-LF w/ WAV-WL, SRL w/ WAV-RL,
93da1168-54ea-42d7-8c07-a64363e504e9 | NFPA 170 ABORT SWITCH |  |  | North | Janus |  | Switch |  |  |  | Module | TRUE | MAS-1 |  | Momentary Abort Station | 1 | [6 empty] | FALSE | [5 empty] | #FFFF0000 | FA-NFPA 170 ABORT SWITCH | 1 | FALSE | FALSE | FALSE | 957 | [13 empty] | FALSE | [5 empty] | DESKTOP-QGO6JOK\acont | 2021-06-01 11:34 | THOR\acont | 2024-09-08 17:27 | Cloned from Janus MRS-1 | [Janus] [IDC] 01 20722, ARS-1, LOS-1, MAS-1, MAS-2, MMS-1, MMS-4, MRS-1, SG-42SK1, SGX-32SK1
5314c5e6-098c-4cb1-81f4-a6466cf19999 |  |  |  | North | Edwards |  | Hardware |  |  |  | Hardware | TRUE | EVZSWLED |  | In-graphic LED - White for FSCS series graphics | 1 | [6 empty] | FALSE | [5 empty] | #FFFFFFFF |  |  | FALSE | FALSE | FALSE | [14 empty] | FALSE | [7 empty] | THOR\acont | 2024-10-09 10:48
113bf710-c89c-4733-9830-a647dc99bc92 | NFPA 170 HORN STROBE |  |  | North | Potter |  | Horn/Strobe |  |  |  | Module | TRUE | CHSLP-24WG-WP |  | Horn Strobe, Wall, White, Green, Outdoor, Low Profile | 1 | 0 | 0.22 |  |  |  |  | FALSE | FALSE |  |  |  |  | #FF0070C0 | FA-NFPA 170 HORN STROBE | 1 | FALSE | FALSE | FALSE | 2012 | [13 empty] | FALSE | [7 empty] | THOR\acont | 2024-09-08 17:27 |  | [Potter] [NAC] [UL MAX, HIGH DB] CHS-24B-WP, CHS-24G-WP, CHS-24R-WP, CHS-24WB-WP, CHS-24WG-WP, CHS-24WR-WP, CHSLP-24B-WP, CHSLP-24G-WP, CHSLP-24R-WP, CHSLP-24WB-WP, CHSLP-24WG-WP, CHSLP-24WR-WP
61b406a2-ea6b-4e35-86b7-a648c8add8a2 | NFPA 170 FIRE ALARM CONTROL UNIT | RISER FACP |  | North | Siemens |  | Fire Alarm Control Unit |  |  |  | Assembly | TRUE | TXR-320 | 500-537020 + | TXR-320 6 ZONE DELUG / EXTING PANEL | 1 | [12 empty] | #FFFF0000 | FA-NFPA 170 FIRE ALARM CONTROL UNIT | 1 | FALSE | FALSE | FALSE | [14 empty] | TRUE | [5 empty] | DESKTOP-7SAL8M7\acont | 2019-08-13 09:04 | THOR\acont | 2024-09-08 17:27
ce9c13c0-b79e-4932-8241-a648f470f963 | NFPA 170 FIRE ALARM CONTROL UNIT | RISER FACP |  | North | Edwards |  | Fire Alarm Control Unit |  |  |  | Assembly | TRUE | iO64G-PG |  | FACP, 1 Loop, 64pt, 2 Cl B NACs, gray, 120v, Portuguese | 1 | [6 empty] | FALSE | [5 empty] | #FFFF0000 | FA-NFPA 170 FIRE ALARM CONTROL UNIT | 1 | FALSE | FALSE | FALSE | 202 | [8 empty] | 7,12,18,26 |  | 10 |  |  | TRUE | [7 empty] | THOR\acont | 2024-09-08 17:27
3df06db7-afd1-4a9c-8da6-a649ba14849b | NFPA 170 STROBE WALL |  |  | North | Hochiki |  | Strobe |  |  |  | Module | TRUE | HES24-1575WR |  | 15/75 Candela, Low Profile Evacuation Strobe, Red | 1 | 0 | 0.213 |  |  |  |  | FALSE |  |  | *Refer to Install Sheet |  |  | #FF0070C0 | FA-NFPA 170 STROBE WALL | 1 | FALSE | FALSE | FALSE | 2023 | [13 empty] | FALSE | [5 empty] | DESKTOP-7SAL8M7\acont | 2019-12-03 06:17 | THOR\acont | 2024-09-08 17:27 | Cloned from Hochiki HES24-177WR | [Hochiki] [NAC] [UL MAX] HES24-1575WR, HES24-1575WW [Hochiki] [NAC] [24 VDC] HES24-1575WR, HES24-1575WW
7f78620b-8b82-4c0c-9d9d-a64e9582f563 |  |  |  | North | Silent Knight |  | Cards & Components |  |  |  | Card | TRUE | 5895XL Main Board | ++ | Main Board | 1 | 0.04 | 0.16 |  |  |  |  | TRUE | [5 empty] | #FFFFFFFF |  |  | FALSE | FALSE | FALSE | [14 empty] | FALSE | [7 empty] | THOR\acont | 2024-10-09 10:48 |  | [Silent Knight] [IDC] [#2 TROUBLE] 5104B Main Board, 5204 Main Board, 5207 Main Board, 5208 Main Board, 5495 Main Board, 5600 Main Board, 5700 Main Board, 5808 Main Board, 5820XL Main Board, 5895XL Main Board, 6700 Main Board, 6808 Main Board, 6820 Main [Silent Knight, Stanley Security Solutions] [SBUS] [SBUS ++] 5496 Main Board, 5895XL Main Board, EVS-100W MAIN BOARD, EVS-125W MAIN BOARD, EVS-50W MAIN BOARD, EVS-INT50W, VIP-50 Main Board [Silent Knight] [IDC] [#1 ALARM] 5104B Main Board, 5204 Main Board, 5207 Main Board, 5208 Main Board, 5600 Main Board, 5700 Main Board, 5808 Main Board, 5820XL Main Board, 5895XL Main Board, 6700 Main Board, 6808 Main Board, 6820 Main Board, 6820EVS Main [Farenhyt, Silent Knight, Stanley Security Solutions] [VAC ] 5104B Main Board, 5204 Main Board, 5207 Main Board, 5208 Main Board, 5495 Main Board, 5496 Main Board, 5499 Main Board, 5600 Main Board, 5700 Main Board, 5808 Main Board, 5820XL Main Board, 588 | [Silent Knight] 5895XL Main Board
7114b795-e44b-4ec7-a256-a64e9b7e544d | NFPA 170 SPEAKER WALL |  |  | North | Edwards |  | Speaker |  |  |  | Module | TRUE | WGSRN | ++ | Outdoor rated speaker, wall, red, none | 1 | [6 empty] | FALSE | FALSE |  |  |  |  | #FF0070C0 | FA-NFPA 170 SPEAKER WALL | 1 | FALSE | FALSE | FALSE | 2021 | [13 empty] | FALSE |  |  | WP |  |  | THOR\acont | 2024-04-09 09:04 | THOR\acont | 2024-09-08 17:27 | Cloned from Edwards WGSRF CLONED CLONED | [Edwards, Hochiki, Kidde] [AUDIO 25v] [25V AUDIO] EG4SRF, EG4SRN, EG4SVRF, EG4SVRN, EG4SVWA, EG4SVWF, EG4SVWN, EG4SWA, EG4SWF, EG4SWN, G4SRF, G4SRN, G4SVRF, G4SVRN, G4SVWA, G4SVWF, G4SVWN, G4SWA, G4SWF, G4SWN, WGSRA, WGSRF, WGSRF-FR, WGSRF-SP, WGSRN, WGS [Edwards, Hochiki, Kidde] [AUDIO 70.7v] [70V AUDIO] EG4SRF, EG4SRN, EG4SVRF, EG4SVRN, EG4SVWA, EG4SVWF, EG4SVWN, EG4SWA, EG4SWF, EG4SWN, G4SRF, G4SRN, G4SVRF, G4SVRN, G4SVWA, G4SVWF, G4SVWN, G4SWA, G4SWF, G4SWN, WGSRA, WGSRF, WGSRF-FR, WGSRF-SP, WGSRN, W
da5b1186-005d-4d3f-a81d-a6507ba3a17a |  |  |  | North | Bosch | [5 empty] | Module | TRUE | G-SSPK24WLPR | * | WALL SPEAKERSTROBE-RED | 1 | [12 empty] | #FFFFFFFF |  |  | FALSE | FALSE | FALSE | [20 empty] | DESKTOP-7EIEB7A\acont | 2021-08-13 06:25 | THOR\acont | 2024-10-09 10:48
25886fe0-bd78-4d8c-8381-a65720b6aaec |  |  |  | North | Autocall |  | Hardware |  |  |  | Hardware | TRUE | A4098-9832 | + | Adapter Plate Required for surface or semi-flush mounted 4" square box and for surface mounted 4" octagonal box | 1 | 0 | 0 |  |  |  |  | TRUE | [5 empty] | #FFFFFFFF |  |  | FALSE | FALSE | FALSE | [20 empty] | DESKTOP-0D6CQVA\lousc | 2019-07-07 15:58 | THOR\acont | 2024-10-09 10:48 | Cloned from AutoCall A4098-9845
429dc971-c9fd-4b94-bb05-a65a72a3e262 |  |  |  | North | Monaco Enterprises |  | Cards & Components |  |  |  | Card | TRUE | 703-163-00 (70V) | + | Audio Splitter (4 Class B or 2 Class A), audio splitter bracket required. | 1 | 0 | 0 |  |  |  |  | TRUE | FALSE |  |  |  |  | #FFFFFFFF |  |  | FALSE | FALSE | FALSE | [14 empty] | FALSE | [5 empty] | DESKTOP-7SAL8M7\acont | 2020-04-02 09:45 | THOR\acont | 2024-10-09 10:48 | Cloned from Firelite ECC-CE6 (70V) |  | [Monaco Enterprises] 703-163-00 (70V)
9bcb9458-945c-4ec0-bc1f-a65fa8503de2 |  |  |  | North | Honeywell | [5 empty] | Module | TRUE | 4944SN-WH |  |  | 1 | [6 empty] | FALSE | [5 empty] | #FFFFFFFF |  |  | FALSE | FALSE | FALSE | [14 empty] | FALSE | [5 empty] | AULAPTOP-PC\Aulaptop | 2018-09-03 05:46 | THOR\acont | 2024-10-09 10:48
60ede4cb-5b9b-41b6-ba21-a65ff857b662 | NFPA 170 REMOTE ANNUNCIATOR | RISER ANNUNCIATOR |  | North | Potter |  | Remote Annunciator |  |  |  | Module | TRUE | LED-16F (P-LINK+) | + | 16 Zone LED Annunciator Flush Mount | 1 | 0.015 | 0.21 |  |  |  |  | FALSE | [5 empty] | #FFFF0000 | FA-NFPA 170 REMOTE ANNUNCIATOR | 1 | FALSE | FALSE | FALSE | 255 | [13 empty] | FALSE | [7 empty] | THOR\acont | 2024-09-08 17:27 |  | [Potter] [P-LINK] [*] LED-16F (P-LINK+)
57e05ce9-f066-4436-bf47-a66060094816 | NFPA 170 HORN STROBE |  |  | North | Simplex |  | Horn/Strobe |  |  |  | Module | TRUE | 4906-9131 | + | Weatherproof appliance with multi-candela Horn strobe Wall Mount Red | 1 | 0 | 0 |  |  |  |  | TRUE | [5 empty] | #FF0070C0 | FA-NFPA 170 HORN STROBE | 1 | FALSE | FALSE | FALSE | 2012 | [16 empty] | WP |  |  | DESKTOP-7EIEB7A\acont | 2022-03-07 09:45 | THOR\acont | 2024-09-08 17:27 | Cloned from Autocall A4906-9131 | [Autocall, Simplex] [NAC] [24VDC STEADY] 4906-9131, 4906-9132, A4906-9131, A4906-9132 [Autocall, Simplex] [NAC] 4906-9131, 4906-9132, A4906-9131, A4906-9132
12d62dc3-5cd9-4ce3-b7a1-a66a98b5c092 | NFPA 170 SMOKE DETECTOR |  |  | North | Simplex |  | Smoke Detector |  |  |  | Module | TRUE | 4098-9714 w/4098-9793 | + | TrueAlarm Photoelectric Smoke Detector w/TrueAlarm Sensor Isolator Base | 1 | 0.0008 | 0.001 |  |  |  |  | TRUE | TRUE |  |  |  |  | #FFFF0000 | FA-NFPA 170 SMOKE DETECTOR | 1 | FALSE | FALSE | FALSE | 1408 | [19 empty] | DESKTOP-7EIEB7A\acont | 2022-02-15 10:09 | THOR\acont | 2024-09-08 17:27 | Cloned from Autocall A4098-9714 w/A4098-9793 | [Autocall, Simplex] [IDNet] [SENSORS ++] 4098-9714 (C), 4098-9714 w/4098-9770 (C), 4098-9714 w/4098-9771 (C), 4098-9714 w/4098-9772 (C), 4098-9714 w/4098-9773 (C), 4098-9714 w/4098-9780 (C), 4098-9714 w/4098-9789 (C), 4098-9714 w/4098-9791 (C), 4098-9714
de891021-8434-4a87-9a2f-a66cd8878412 |  |  |  | North | MIRCOM |  | Cards & Components |  |  |  | Card | TRUE | ANC-5000 |  | AUDIO NETWORK CONTROLLER MODULE | 1 | 0.29 | 0.29 |  |  |  |  | TRUE | [5 empty] | #FFFFFFFF |  |  | FALSE | FALSE | FALSE | [14 empty] | FALSE | [7 empty] | THOR\acont | 2024-10-09 10:48
8bda677a-1e66-4b8c-ba7b-a66f64ed5c53 | NFPA 170 HEAT DETECTOR |  |  | North | Monaco Enterprises |  | Heat Detector |  |  |  | Module | TRUE | 722-406-00 w/B200SR-LF-WH | + | DETECTOR,HEAT:190 F,FIXED,INTELLIGENT,LOW PROFILE,HEAD | 1 | 0.0003 | 0.0065 |  |  |  |  | FALSE | TRUE |  |  |  |  | #FFFF0000 | FA-NFPA 170 HEAT DETECTOR | 1 | FALSE | FALSE | FALSE | 1403 | [13 empty] | FALSE |  |  | 190°¦LF |  |  | DESKTOP-7SAL8M7\acont | 2020-02-23 09:25 | THOR\acont | 2024-09-08 17:27 | Cloned from MIRCOM MIX-5251H w/B200SR-LF | [Monaco Enterprises] [SLC MODULES SENSORS] 01 [*] 708-026-01, 708-031-00, 721-121-00 w/B200SR-LF-WH (C), 721-121-00 w/B200SR-WH (C), 721-121-00 w/B210LP (C), 721-121-00 w/B224RB-WH (C), 721-121-00 w/B501 (C), 721-124-00 w/B200SR-LF-WH (C), 721-124-00 w/B [Monaco Enterprises] [SLC MODULES/SENSORS] 01 [*] 721-121-00 w/B200SR-LF-WH (C), 721-121-00 w/B200SR-WH (C), 721-121-00 w/B210LP (C), 721-121-00 w/B224RB-WH (C), 721-121-00 w/B501 (C), 721-124-00 w/B200SR-LF-WH (C), 721-124-00 w/B200SR-WH (C), 721-124-00 [Monaco Enterprises] [SLC SENSORS] 01 [*] 721-121-00 w/B200SR-LF-WH (C), 721-121-00 w/B200SR-WH (C), 721-121-00 w/B210LP (C), 721-121-00 w/B224RB-WH (C), 721-121-00 w/B501 (C), 721-124-00 w/B200SR-LF-WH (C), 721-124-00 w/B200SR-WH (C), 721-124-00 w/B210L [MIRCOM, Monaco Enterprises] [AUX POWER] [24 VDC] 721-121-00 w/B200SR-LF-WH (C), 721-124-00 w/B200SR-LF-WH (C), 722-121-00 w/B200SR-LF-WH (C), 722-406-00 w/B200SR-LF-WH (C), 723-345-00 w/B200SR-LF-WH (C), 723-353-00 w/B200SR-LF-WH (C), 723-361-00 w/B200S [Monaco Enterprises] [SLC SENSORS] 01 [*] 721-121-00 w/B200SR-LF-WH (C), 721-121-00 w/B200SR-WH (C), 721-121-00 w/B210LP (C), 721-121-00 w/B224RB-WH (C), 721-121-00 w/B501 (C), 721-124-00 w/B200SR-LF-WH (C), 721-124-00 w/B200SR-WH (C), 721-124-00 w/B210L
57a37de7-0373-484c-a70e-a6700b972af7 | NFPA 170 SMOKE DETECTOR |  |  | North | MIRCOM |  | Smoke Detector |  |  |  | Module | TRUE | MIX-1251AP w/B210LP | + | Intelligent Ionization Smoke Sensor, Standard Base | 1 | 0.0003 | 0.0065 |  |  |  |  | FALSE | TRUE |  |  |  |  | #FFFF0000 | FA-NFPA 170 SMOKE DETECTOR | 1 | FALSE | FALSE | FALSE | 1408 | [13 empty] | FALSE |  |  | I |  |  | DESKTOP-7SAL8M7\acont | 2019-04-14 08:13 | THOR\acont | 2024-09-08 17:27 | 20191121 AC Detector with base | [MIRCOM] [SLC SENSORS] [*] [#4 TYPE ADDR ¦ SENSORS] DNR w/MIX-2251BR (C), DNR w/MIX-2351RAP (C), MIX-1251AP w/B200SR-LF-WH (C), MIX-1251AP w/B200SR-WH (C), MIX-1251AP w/B210LP (C), MIX-1251AP w/B224RB-WH (C), MIX-1251AP w/B501 (C), MIX-1251B w/B200SR-LF- [MIRCOM] [SLC MODULES SENSORS] [*] [#2 SHARED ADDR ¦ SENSORS] DNR w/MIX-2251BR (C), DNR w/MIX-2351RAP (C), MIX-1251AP w/B200SR-LF-WH (C), MIX-1251AP w/B200SR-WH (C), MIX-1251AP w/B210LP (C), MIX-1251AP w/B224RB-WH (C), MIX-1251AP w/B501 (C), MIX-1251B w/
d2cb39a0-40d4-444a-93e7-a670d85c4e93 | NFPA 170 GRAPHIC ANNUNCIATOR PANEL | RISER ANNUNCIATOR |  | North | Edwards |  | Graphic Annunciator |  |  |  | Module | TRUE | EV3-QS4 |  | Graphic Annunciator 17.5"w x 15.75"h view area, 96 LEDs typical | 1 | [6 empty] | FALSE | [5 empty] | #FFFF0000 | FA-NFPA 170 GRAPHIC ANNUNCIATOR PANEL | 1 | FALSE | FALSE | FALSE | 256 | [13 empty] | FALSE | [7 empty] | THOR\acont | 2024-09-08 17:27
875709e4-288c-410e-ae77-a67112f7099c | 170 BASIC SHAPE |  |  | North | Siemens |  | Hardware |  |  |  | Hardware | TRUE | FH2016-R1 | S54400-B136-A1 | Housing for EBA2001 (red) Red enclosure for an EBA2001 booster amplifier. Capable of housing a single EBA2004 main board, a single FP2011-U1 power supplly, and up to 33 AH batteries. | 1 | [6 empty] | TRUE | [5 empty] | #FFFF0000 | FA-170 BASIC SHAPE | 1 | FALSE | FALSE | FALSE | 5000 | [13 empty] | FALSE | [5 empty] | AULAPTOP-PC\Aulaptop | 2019-04-21 04:45 | THOR\acont | 2024-09-08 17:27 | Cloned from Siemens FH2016-U1
f2a28ca6-516f-4ce1-a8a3-a6764f8d40b4 |  |  |  | North | Ansul |  | Cards & Components |  |  |  | Card | TRUE | 430525 Main Board | + | CPU Assembly | 1 | 0.1 | 0.264 |  |  |  |  | TRUE | [5 empty] | #FFFFFFFF |  |  | FALSE | FALSE | FALSE | [14 empty] | FALSE | [5 empty] | DESKTOP-QGO6JOK\acont | 2022-05-24 19:02 | THOR\acont | 2024-10-09 10:48 | Cloned from Ansul 4007-9101AR CPU | [Ansul] [IDC] [#1 ALARM] 4007-9101AR CPU, 430525 Main Board [Ansul] [IDC] [#2 TROUBLE] 4007-9101AR CPU, 430525 Main Board | [Ansul] 430525 Main Board
178c9edd-2419-4a07-8a4c-a67b85ee984d | NFPA 170 BATTERY CABINET |  |  | North | Gamewell FCI |  | Enclosure |  |  |  | Assembly | TRUE | FCI-LBB | ++ | Battery box, accommodates batteries up to 55 A/H, black | 1 | [6 empty] | FALSE | [5 empty] | #FFFF0000 | FA-NFPA 170 BATTERY CABINET | 1 | FALSE | FALSE | FALSE | 3000 | [8 empty] | 26,55,100 |  | 55 |  |  | FALSE | [7 empty] | THOR\acont | 2024-09-08 17:27
1a0a8213-c9ab-4440-81d2-a67f66ad5a59 | NFPA 170 AMPLIFIER RACK |  |  | North | Gamewell FCI |  | Amplifier |  |  |  | Assembly | TRUE | 90272A-802 | ++ | Encompass LT 600W Cabinet w/IP | 1 | [6 empty] | TRUE | [5 empty] | #FFFF0000 | FA-NFPA 170 AMPLIFIER RACK | 1 | FALSE | FALSE | FALSE | [17 empty] | 10 AMP REQ'D |  |  | THOR\acont | 2025-02-12 11:07 |  |  | Cloned from Edwards 90272A-802
b7207c5b-79b5-4cc3-8d79-a6819989ee8a |  |  |  | North | Honeywell | [5 empty] | Module | TRUE | DT7500SN |  | V-Plex DUAL TEC Motion Sensor | 1 | [6 empty] | FALSE | [5 empty] | #FFFFFFFF |  |  | FALSE | FALSE | FALSE | [14 empty] | FALSE | [5 empty] | AULAPTOP-PC\Aulaptop | 2018-09-03 05:46 | THOR\acont | 2024-10-09 10:48
7f0204b7-def4-41f0-a8e0-a6838c2a5c20 | NFPA 170 REMOTE ANNUNCIATOR | RISER ANNUNCIATOR |  | North | Fike |  | Remote Annunciator |  |  |  | Module | TRUE | FIK-5865-3 | ++ | LED Annunciator, Red | 1 | 0.035 | 0.145 |  |  | 24 |  | FALSE |  |  |  | 5.56” x 4.1” x 1.75” (14.1 x 10.4 x 4.45 cm |  | #FFFF0000 | FA-NFPA 170 REMOTE ANNUNCIATOR | 1 | FALSE | FALSE | FALSE | 255 | [13 empty] | FALSE | [5 empty] | DESKTOP-7EIEB7A\acont | 2023-01-04 16:46 | THOR\acont | 2024-09-08 17:27 | Cloned from Fike FIK-RA-100 | [Fike] [SBUS] [*] [SBUS ++] FIK-5824, FIK-5865-3, FIK-5865-4, FIK-5880, FIK-6815, FIK-RA-100, FIK-RA-1000R, FIK-RA-2000
3b0d8973-8765-4efc-bc82-a684763c6ea4 | NFPA 170 NOTIFICATION CIRCUIT EXTENDER PANEL | RISER NAC |  | North | Fike |  | Notification Circuit Extender Panel |  |  |  | Assembly | TRUE | FIK-5496 | ++ | Intelligent Power Supply, 6 Amp | 1 | [6 empty] | FALSE |  |  |  | 16” x 12.25” x 3” (40.6 x 30.9 x 7.6 cm) |  | #FFFF0000 | FA-NFPA 170 NOTIFICATION CIRCUIT EXTENDER PANEL | 1 | FALSE | FALSE | FALSE | 212 | [8 empty] | 7,12,18,26,34 |  |  |  |  | TRUE | [5 empty] | DESKTOP-7EIEB7A\acont | 2023-01-04 14:38 | THOR\acont | 2024-09-08 17:27 | Cloned from Silent Knight 5496
c2f52697-309f-4eb7-b62f-a68668fb9acf |  |  |  | North | Notifier |  | Cards & Components |  |  |  | Card | TRUE | NFC-50/100 Main Board (100W, 25V) | + | Main Board for ECC-50/100 | 1 | 0.272 | 3.846 |  |  |  |  | TRUE | FALSE |  |  |  |  | #FFFFFFFF |  |  | FALSE | FALSE | FALSE | [14 empty] | FALSE | [5 empty] | DESKTOP-7SAL8M7\acont | 2019-10-02 17:27 | THOR\acont | 2024-10-09 10:48 | Cloned from Firelite ECC-50/100 Main Board (50W, 25V) | [Notifier] [RS-485] NFC-50/100 Main Board (100W, 25V), NFC-50/100 Main Board (100W, 70V), NFC-50/100 Main Board (50W, 25V), NFC-50/100 Main Board (50W, 70V) [Notifier] [NAC Trigger] NFC-50/100 Main Board (100W, 25V), NFC-50/100 Main Board (100W, 70V), NFC-50/100 Main Board (50W, 25V), NFC-50/100 Main Board (50W, 70V) [Notifier] [VAC ] 411UDAC Main Board, AFP-100 Main Board, AFP-200 Main Board, FCPS-24S6 MAIN BOARD, FCPS-24S8 MAIN BOARD, HPFF12 Main Board, HPFF8 Main Board, NFC-125DA (25V) Main Board, NFC-50/100 Main Board (100W, 25V), NFC-50/100 Main Board (100W, 70V | [Notifier] NFC-50/100 Main Board (100W, 25V)
bdff5cda-720b-4b7a-925b-a6899cd74924 | NFPA 170 SPEAKER WALL |  |  | North | Potter |  | Speaker |  |  |  | Module | TRUE | SPHP-DVSMR | ++ | High Output Speaker, Surface Mount | 1 | [6 empty] | FALSE | [5 empty] | #FF0070C0 | FA-NFPA 170 SPEAKER WALL | 1 | FALSE | FALSE | FALSE | 2021 | [13 empty] | FALSE | [5 empty] | THOR\acont | 2024-02-22 10:43 | THOR\acont | 2024-09-08 17:27 | Cloned from Potter SPHX-DVSMR | [Federal Signal, Potter] [AUDIO 70.7v] [70V AUDIO] SPHP-DVSMR, SPHX, SPHX-DVSMR [Federal Signal, Potter] [AUDIO 25v] [25V AUDIO] SPHP-DVSMR, SPHX, SPHX-DVSMR
60ebbb4b-3b04-419b-ad24-a68d6c104109 | NFPA 170 SMOKE CO DETECTOR |  |  | North | Edwards |  | Smoke/CO Detector |  |  |  | Module | TRUE | SIGA-OSCD w/SIGA-SB BASE | ++ | Multisensor Smoke and CO Detector | 1 | 3.2e-05 | 4.5e-05 |  |  |  |  | FALSE | TRUE |  |  |  |  | #FFFF0000 | FA-NFPA 170 SMOKE CO DETECTOR | 1 | FALSE | FALSE | FALSE | 1408 | [13 empty] | FALSE | [5 empty] | DESKTOP-7SAL8M7\acont | 2020-11-02 14:56 | THOR\acont | 2024-10-08 16:47 | Cloned from Edwards SIGA-OSD w/SIGA-SB BASE | [Edwards, Kidde] [SLC EST MODULES SENSORS] [*] [#2 SHARED ADDR ¦ SENSORS] KI-DDOS (C), SIGA2-COS w/SIGA-AB4G BASE, SIGA2-COS w/SIGA-AB4G-LF BASE, SIGA2-COS w/SIGA-AB4GT BASE, SIGA2-COS w/SIGA-IB BASE, SIGA2-COS w/SIGA-RB BASE, SIGA2-COS w/SIGA-SB BASE, S [Edwards, Kidde] [SLC EST MODULES/SENSORS] 01 [*] [iO64] DS-HFS (C), DS-PS (C), FX-HD w/IB4U BASE, FX-HD w/RB4U BASE, FX-HD w/SB4U BASE, FX-HD w/SB4U-LF BASE, FX-HD wB4U BASE, FX-PD w/B4U BASE (C), FX-PD w/IB4U BASE (C), FX-PD w/SB4U BASE (C), FX-PD w/SB [Edwards, Kidde] [SLC EST SENSORS] [*] [#4 TYPE ADDR ¦ SENSORS] KI-DDOS (C), SIGA2-COS w/SIGA-AB4G BASE, SIGA2-COS w/SIGA-AB4G-LF BASE, SIGA2-COS w/SIGA-AB4GT BASE, SIGA2-COS w/SIGA-IB BASE, SIGA2-COS w/SIGA-RB BASE, SIGA2-COS w/SIGA-SB BASE, SIGA2-HCOS [Edwards, Kidde] [SLC EST SENSORS] 01 [*] [EST3, iO1000] DS-HFS (C), DS-PS (C), FX-HD w/IB4U BASE, FX-HD w/RB4U BASE, FX-HD w/SB4U BASE, FX-HD w/SB4U-LF BASE, FX-HD wB4U BASE, FX-PD w/B4U BASE (C), FX-PD w/IB4U BASE (C), FX-PD w/SB4U BASE (C), FX-PD w/SB
9de21494-4d09-4aff-8e20-a690179bac9c | NFPA 170 MANUAL PULL |  |  | North | Hochiki |  | Manual Station |  |  |  | Module | TRUE | DCP-AMS-KL-LP Dual Action Key Lock | DCP-AMS SERIES ADDRESSABLE MANUAL PULL STATION | DCP-AMS SERIES ADDRESSABLE MANUAL PULL STATION | 1 | 0.00055 | 0.00066 |  |  |  |  | TRUE |  |  | *Refer to Install Sheet |  |  | #FFFF0000 | FA-NFPA 170 MANUAL PULL | 1 | FALSE | FALSE | FALSE | 957 | [19 empty] | DESKTOP-0D6CQVA\lousc | 2019-10-06 09:24 | THOR\acont | 2024-09-08 17:27 | from Hochiki DCP-AMS-LP Dual Action Hex Key Lock | [Hochiki, VES] [SLC HOCHIKI] 02 [*] [SLC] CZM CONVENTIONAL ZONE MODULE, DCP-AMS Single Action Hex Key Lock, DCP-AMS-KL Single Action Key Lock, DCP-AMS-KL-LP Dual Action Key Lock, DCP-AMS-LP Dual Action Hex Key Lock, DIMM - DUAL INPUT MONITOR MODULE, DIMM
7a496857-fe8b-46ab-8dd4-a6993e66277e | NFPA 170 CELL COMM | RISER CELL COMM |  | North | NAPCO |  | Cellular Communicator |  |  |  | Module | TRUE | SLE-LTEV-CFB | + | Commercial / Residential Fire and Burglary in red metal housing. Powered directly from control panel (no power supply, no transformer, rated 12/24VDC input) | 1 | 0.071 | 0.2 |  |  |  |  | TRUE | [5 empty] | #FFFF0000 | FA-NFPA 170 CELL COMM | 1 | FALSE | FALSE | FALSE | 250 | [9 empty] | 1 |  |  |  | FALSE | [5 empty] | DESKTOP-7SAL8M7\acont | 2020-11-20 11:35 | THOR\acont | 2024-09-08 17:27 | Cloned from NAPCO SLE-LTEVI-CFB-PS | [NAPCO, Potter] [DACT] [#2 DACT] IntelliCom-5GA, IntelliCom-5GV, SLE/4G-CDMA-CFB, SLE/4G-CDMA-CFB-PS, SLE/4G-CDMA-FIRE, SLE/4G-CDMAI-FIRE, SLE-CDMA-CFB, SLE-CDMA-CFB-PS, SLE-CDMA-FIRE, SLE-CDMAI-FIRE, SLE-LTEA-CFB-PS Main Card, SLE-LTEAI-CFB-PS Main Card [NAPCO, Potter] [IDC] [#2 PS TRBL] IntelliCom-5GA, IntelliCom-5GV, SLE/4G-CDMA-CFB, SLE/4G-CDMA-CFB-PS, SLE/4G-CDMA-FIRE, SLE/4G-CDMAI-FIRE, SLE-CDMA-CFB, SLE-CDMA-CFB-PS, SLE-CDMA-FIRE, SLE-CDMAI-FIRE, SLE-LTEA-CFB-PS Main Card, SLE-LTEAI-CFB-PS Main Ca [NAPCO, Potter] [AUX POWER] [*] CDMA-FIRE, IntelliCom-5GA, IntelliCom-5GV, SLE/4G-CDMA-CFB, SLE/4G-CDMA-CFB-PS, SLE/4G-CDMA-FIRE, SLE/4G-CDMAI-FIRE, SLE-CDMA-CFB, SLE-CDMA-CFB-PS, SLE-CDMA-FIRE, SLE-CDMAI-FIRE, SLE-LTEV-CB, SLE-LTEV-CB-TF, SLE-LTEV-CFB, [NAPCO, Potter] [IDC] [#1 LINE TRBL] IntelliCom-5GA, IntelliCom-5GV, SLE/4G-CDMA-CFB, SLE/4G-CDMA-CFB-PS, SLE/4G-CDMA-FIRE, SLE/4G-CDMAI-FIRE, SLE-CDMA-CFB, SLE-CDMA-CFB-PS, SLE-CDMA-FIRE, SLE-CDMAI-FIRE, SLE-LTEA-CFB-PS Main Card, SLE-LTEAI-CFB-PS Main [NAPCO, Potter] [DACT] [#1 DACT] IntelliCom-5GA, IntelliCom-5GV, SLE/4G-CDMA-CFB, SLE/4G-CDMA-CFB-PS, SLE/4G-CDMA-FIRE, SLE/4G-CDMAI-FIRE, SLE-CDMA-CFB, SLE-CDMA-CFB-PS, SLE-CDMA-FIRE, SLE-CDMAI-FIRE, SLE-LTEA-CFB-PS Main Card, SLE-LTEAI-CFB-PS Main Card | [NAPCO] SLE-LTEA-CFB-PS Main Card, SLE-LTEV-CB, SLE-LTEV-CB-TF, SLE-LTEV-CFB, SLE-LTEV-CFB-PS Main Card, SLE-LTEV-FIRE
0fd63cc0-a1f0-4f90-aaa4-a69f7d87a303 |  |  |  | North | Siemens | [5 empty] | Module | TRUE | SERS-R | 500-636122 | SQUARE SEMI-FLUSH EXTENSION RING RED | 1 | [12 empty] | #FFFFFFFF |  |  | FALSE | FALSE | FALSE | [20 empty] | DESKTOP-7SAL8M7\acont | 2019-08-13 09:04 | THOR\acont | 2024-10-09 10:48
d4e2b6f7-b3f8-40b3-968c-a69fbf3a9fd9 |  |  |  | North | Notifier |  | Cards & Components |  |  |  | Card | TRUE | CPU2-3030 | + | NFS2-3030 Fire Alarm Control Panel Main Board (Central Processing Unit), 120V Power, Includes Chassis | 1 | 0.12 | 0.12 |  |  |  |  | TRUE | FALSE |  |  |  |  | #FFFFFFFF |  |  | FALSE | FALSE | FALSE | [14 empty] | FALSE | [7 empty] | THOR\acont | 2024-10-09 10:48 |  | [Honeywell, Notifier] [IDC] [#4 SECURITY] CPU-2020, CPU2-3030, CPU2-3030D, CPU2-640, CPU-320, CPU-320SYS, CPU-N16LD, CPU-N16LND, NCA-2, NCD, XLS3000-CPUD [Honeywell, Notifier] [IDC] [#2 TROUBLE] AA-30, AFP-100 Main Board, AFP-200 Main Board, BE-500 CPU, CPU-2020, CPU2-3030, CPU2-3030D, CPU2-640, CPU-320, CPU-320SYS, CPU-N16LD, CPU-N16LND, NCA-2, NCD, NFW-100X Main Board with PWRMOD24, NFW2-100 Main Board, [Honeywell, Notifier] [IDC] [#1 ALARM] AFP-100 Main Board, AFP-200 Main Board, BE-500 CPU, CPU-2020, CPU2-3030, CPU2-3030D, CPU2-640, CPU-320, CPU-320SYS, CPU-N16LD, CPU-N16LND, NCA-2, NCD, NFW-100X Main Board with PWRMOD24, NFW2-100 Main Board, NFW-50 M [Honeywell, Notifier] [IDC] [#3 SUPERVISORY] AFP-100 Main Board, AFP-200 Main Board, CPU-2020, CPU2-3030, CPU2-3030D, CPU2-640, CPU-320, CPU-320SYS, CPU-N16LD, CPU-N16LND, NCA-2, NCD, NFW-100X Main Board with PWRMOD24, NFW2-100 Main Board, NFW-50 Main Bo | [Honeywell, Notifier] CPU-2020, CPU2-3030, CPU2-3030D, CPU2-640, CPU-320, CPU-320SYS, CPU-N16LD, CPU-N16LND, NCA-2, NCD, XLS140-2 MAIN CARD, XLS3000-CPUD
72ec68d0-ea46-4021-a78a-a6a360f3a6f5 | NFPA 170 SMOKE CO DETECTOR |  |  | North | Edwards |  | Smoke/CO Detector |  |  |  | Module | TRUE | SIGA-OSCD w/SIGA-RB BASE | ++ | Multisensor Smoke and CO Detector | 1 | 3.2e-05 | 4.5e-05 |  |  |  |  | FALSE | TRUE |  |  |  |  | #FFFF0000 | FA-NFPA 170 SMOKE CO DETECTOR | 1 | FALSE | FALSE | FALSE | 1408 | [13 empty] | FALSE | [5 empty] | DESKTOP-7SAL8M7\acont | 2020-11-02 14:56 | THOR\acont | 2024-10-08 16:47 | Cloned from Edwards SIGA-OSD w/SIGA-RB BASE | [Edwards, Kidde] [SLC EST SENSORS] 01 [*] [EST3, iO1000] DS-HFS (C), DS-PS (C), FX-HD w/IB4U BASE, FX-HD w/RB4U BASE, FX-HD w/SB4U BASE, FX-HD w/SB4U-LF BASE, FX-HD wB4U BASE, FX-PD w/B4U BASE (C), FX-PD w/IB4U BASE (C), FX-PD w/SB4U BASE (C), FX-PD w/SB [Edwards, Kidde] [SLC EST MODULES/SENSORS] 01 [*] [iO64] DS-HFS (C), DS-PS (C), FX-HD w/IB4U BASE, FX-HD w/RB4U BASE, FX-HD w/SB4U BASE, FX-HD w/SB4U-LF BASE, FX-HD wB4U BASE, FX-PD w/B4U BASE (C), FX-PD w/IB4U BASE (C), FX-PD w/SB4U BASE (C), FX-PD w/SB [Edwards, Kidde] [SLC EST SENSORS] [*] [#4 TYPE ADDR ¦ SENSORS] KI-DDOS (C), SIGA2-COS w/SIGA-AB4G BASE, SIGA2-COS w/SIGA-AB4G-LF BASE, SIGA2-COS w/SIGA-AB4GT BASE, SIGA2-COS w/SIGA-IB BASE, SIGA2-COS w/SIGA-RB BASE, SIGA2-COS w/SIGA-SB BASE, SIGA2-HCOS [Edwards, Kidde] [SLC EST MODULES SENSORS] [*] [#2 SHARED ADDR ¦ SENSORS] KI-DDOS (C), SIGA2-COS w/SIGA-AB4G BASE, SIGA2-COS w/SIGA-AB4G-LF BASE, SIGA2-COS w/SIGA-AB4GT BASE, SIGA2-COS w/SIGA-IB BASE, SIGA2-COS w/SIGA-RB BASE, SIGA2-COS w/SIGA-SB BASE, S
44f5bc59-ef32-4f3f-81ee-a6a519331b4f | NFPA 170 REMOTE ANNUNCIATOR | RISER ANNUNCIATOR |  | North | Silent Knight |  | Remote Annunciator |  |  |  | Module | TRUE | 5635R | ++ | Red, 80 character LCD Annunciator | 1 | 0.04 | 0.04 |  |  |  |  | FALSE |  |  |  | 6.875" W x 5.375" H x 1.375" D (17.46 W x 13.65 H x 3.49 D cm) |  | #FFFF0000 | FA-NFPA 170 REMOTE ANNUNCIATOR | 1 | FALSE | FALSE | FALSE | 255 | [13 empty] | FALSE | [5 empty] | DESKTOP-QGO6JOK\acont | 2022-10-20 08:47 | THOR\acont | 2024-09-08 17:27 | Cloned from Silent Knight 5230 | [Silent Knight] [SBUS] [*] [SBUS ++] 5635R, 5635W, 5815XL, 5860, 5860R, 5865-3, 5865-4, 6815, 6855, 6860, EVS-LOC, EVS-RCU, RA-100, RA-1000, RA-1000R, RA-2000, SK-5210, SK-5217
742a087c-3759-46b8-abe3-a6a54a6af71a | NFPA 170 ADDRESSABLE INPUT MONITOR MODULE |  |  | North | Honeywell |  | Addressable Module |  |  |  | Module | TRUE | 4190SN | ++ | Two Zone Remote Point Module | 1 | 0.0015 | 0.0015 |  |  |  |  | FALSE | [5 empty] | #FFFF0000 | FA-NFPA 170 ADDRESSABLE INPUT MONITOR MODULE | 1 | FALSE | FALSE | FALSE | 1000 | [13 empty] | FALSE | [5 empty] | AULAPTOP-PC\Aulaptop | 2018-09-03 05:46 | THOR\acont | 2024-09-08 17:27 |  | [Ademco, Honeywell] [VPLEX] [*] 4101SN, 4190SN, 4193SN, 4204, 4204CF, 4208SN, 4208SNF, 4208U, 4209U, 4297, 5193SD (C), 5193SDT (C) | [Honeywell] 4190SN
e8db402e-5788-4c74-a78d-a6aac7311070 |  |  |  | North | Edwards |  | Hardware |  |  |  | Hardware | TRUE | FW-RSZ5FP |  | License set - Redundant service server . (5 Clients) Auto Added | 1 | [6 empty] | FALSE | [5 empty] | #FFFFFFFF |  |  | FALSE | FALSE | FALSE | [14 empty] | FALSE | [7 empty] | THOR\acont | 2024-10-09 10:48
1bbd221a-9c8d-4ca5-be54-a6b3b1b93819 | NFPA 170 HEAT DETECTOR |  |  | North | Autocall |  | Heat Detector |  |  |  | Module | TRUE | A4098-9615E w/A4098-9682E | + | Electronic Heat Detector 4-Wire 200° F (57° C) with auxiliary alarm relay output, High Humidity | 1 | 0.0001 | 0.024 |  |  |  |  | TRUE | TRUE |  |  |  |  | #FFFF0000 | FA-NFPA 170 HEAT DETECTOR | 1 | FALSE | FALSE | FALSE | 1403 | [16 empty] | 200¦RR |  |  | THOR\acont | 2024-02-20 17:06 | THOR\acont | 2024-09-08 17:27 | Cloned from Autocall A4098-9615 w/A4098-9682 | [Autocall, Simplex] [IDC] 01 2098-9201 (C), 2098-9202 (C), 2098-9203 (C), 2098-9208 (C), 2098-9576 (C), 2099-9101 (C), 2099-9102 (C), 2099-9103 (C), 2099-9104 (C), 2099-9105 (C), 2099-9107 (C), 2099-9108 (C), 2099-9754 (C), 2099-9755 (C), 2099-9756 (C), [Autocall, Simplex] [AUX POWER] [4-WIRE AUX POWER] 4098-9601 w/4098-9682 (C), 4098-9602 w/4098-9682 (C), 4098-9605 w/4098-9682 (C), 4098-9612 w/4098-9682 (C), 4098-9612E w/4098-9682E (C), 4098-9613 w/4098-9682 (C), 4098-9613E w/4098-9682E (C), 4098-9614 | [Autocall, Simplex] 4098-9612 w/4098-9682, 4098-9612E w/4098-9682E, 4098-9612E w/4098-9683E, 4098-9612E w/4098-9684E, 4098-9612E w/4098-9788E, 4098-9613 w/4098-9682, 4098-9613E w/4098-9682E, 4098-9613E w/4098-9683E, 4098-9613E w/4098-9684E, 4098-9613E w/4
950ca12c-98dc-4496-bf01-a6b7b2eacaa0 |  |  |  | North | Gamewell FCI |  | Hardware |  |  |  | Hardware | TRUE | 90375 | ++ | PM-9/PM-9G Hardware | 1 | [6 empty] | TRUE | [5 empty] | #FFFFFFFF |  |  | FALSE | FALSE | FALSE | [20 empty] | DESKTOP-7EIEB7A\acont | 2022-08-29 12:39 | THOR\acont | 2024-10-09 10:48 | Cloned from Gamewell FCI AM-50 Plate
757df1d8-696b-46f9-b7f0-a6be34ba97f2 | NFPA 170 HORN STROBE CEILING |  |  | North | Siemens |  | Horn/Strobe |  |  |  | Module | TRUE | AS-HMC-CW | 500-636009 | AS HORN HI MULTI CANDELA WHITE CEILING | 1 | [7 empty] | TRUE |  |  |  |  | #FF0070C0 | FA-NFPA 170 HORN STROBE CEILING | 1 | FALSE | FALSE | FALSE | 2013 | [16 empty] | C |  |  | DESKTOP-7SAL8M7\acont | 2019-08-13 09:04 | THOR\acont | 2024-09-08 17:27 | B,T | [Siemens] [NAC] [DC, HIGH DB] AS-HMC-CR (C), AS-HMC-CW (C), AS-HMC-R, AS-HMC-W
33725caa-2c94-4542-97f8-a6c1bed91c41 | NFPA 170 FIRE ALARM COMMUNICATOR |  |  | North | Notifier |  | Communicator |  |  |  | Assembly | TRUE | SCS-8 |  | Smoke Control Station | 1 | [6 empty] | FALSE | [5 empty] | #FFFF0000 | FA-NFPA 170 FIRE ALARM COMMUNICATOR | 1 | FALSE | FALSE | FALSE | 251 | [8 empty] | 7,12,18 |  |  |  |  | TRUE | [7 empty] | THOR\acont | 2024-09-08 17:27
ce426db9-22ec-4218-88bb-a6c23321737c |  |  |  | North | Harrington |  | Cards & Components |  |  |  | Card | TRUE | T-PDCR |  | Remote LCD Annunciator without can | 1 | 0.019 | 0.08 |  |  |  |  | TRUE | [5 empty] | #FFFFFFFF |  |  | FALSE | FALSE | FALSE | [14 empty] | FALSE | [7 empty] | THOR\acont | 2024-10-09 10:48 |  | [Harrington] [RS-485] T-PDCR
1a5b793b-24dd-4c9e-8599-a6c77f8ba88a | NFPA 170 NOTIFICATION CIRCUIT EXTENDER PANEL | RISER NAC |  | North | Notifier |  | Notification Circuit Extender Panel |  |  |  | Assembly | TRUE | PSE-10 | + | 10.0 A, 120 VAC remote charger power supply in a lockable, metal enclosure | 1 | [6 empty] | FALSE | FALSE | SURFACE |  | PROVIDED | N/A | #FFFF0000 | FA-NFPA 170 NOTIFICATION CIRCUIT EXTENDER PANEL | 1 | FALSE | FALSE | FALSE | 212 |  |  | 7315-0028:0225 | [5 empty] | 7,12,18 |  |  | 10 |  | TRUE | [5 empty] | DESKTOP-7EIEB7A\acont | 2021-01-04 10:38 | THOR\acont | 2024-09-08 17:27 | Cloned from Notifier PSE-6
9e219f50-311c-4c4f-86fd-a6cb65877502 | NFPA 170 VOICE EVACUATION CONTROL UNIT |  |  | North | Potter |  | Voice Evac Control Unit |  |  |  | Assembly | TRUE | PVX-50/4Z |  | 50W Voice Evacuation System with 4 Speaker Zones | 1 | [6 empty] | FALSE | [5 empty] | #FFFF0000 | FA-NFPA 170 VOICE EVACUATION CONTROL UNIT | 1 | FALSE | FALSE | FALSE | 211 | [8 empty] | 7,12,18 |  |  |  |  | TRUE | [7 empty] | THOR\acont | 2024-09-08 17:27
fcf7305d-d5eb-4cff-878a-a6cd3920bab8 | CADGEN MOTION DETECTOR WALL |  |  | North | Optex |  | Motion Detector |  |  |  | Module | TRUE | MX-40PI | + | Dual Tech Microwave/PIR | 1 | 0.018 | 0.018 | [10 empty] | #FFFF0000 | FA-CADGEN MOTION DETECTOR WALL | 1 | FALSE | FALSE | FALSE | [20 empty] | AUGUSTXPS17-EUP\aucon | 2022-11-29 13:44 | THOR\acont | 2024-09-08 17:27 | Cloned from NAPCO GEMC-BSLC-DT | [Optex] [IDC] 01 [ALL DEVICES ++] MX-40PI [Optex] [AUX POWER] [*] MX-40PI
c0545827-75bd-49fa-a567-a6d03a23545a |  |  |  | North | Edwards |  | Cards & Components |  |  |  | Card | TRUE | 4X-12/S1RY |  | 12 Switch, 12 Red, 12 Yel Display/Control Module | 1 | 0.002 | 0.038 |  |  |  |  | TRUE | [5 empty] | #FFFFFFFF |  |  | FALSE | FALSE | FALSE | [14 empty] | FALSE | [7 empty] | THOR\acont | 2024-10-09 10:48
756ce630-e888-401f-b227-a6d9dcbbc5b9 | NFPA 170 HORN STROBE CEILING |  |  | North | System Sensor |  | Horn/Strobe |  |  |  | Module | TRUE | PC2WKLED | ++ | 2-Wire, Horn Strobe, Ceiling, White, Outdoor | 1 | 0 | 0.071 |  |  |  |  | FALSE | TRUE |  |  |  |  | #FF0070C0 | FA-NFPA 170 HORN STROBE CEILING | 1 | FALSE | FALSE | FALSE | 2013 | [13 empty] | FALSE |  |  | C, WP |  |  | DESKTOP-QGO6JOK\acont | 2024-07-15 13:35 | THOR\acont | 2024-09-08 17:27 | Cloned from System Sensor PC2RKLED CLONED CLONED | [System Sensor] [NAC] [24VDC, TEMPORAL LOW] PC2RKLED (C), PC2RKLED-B (C), PC2RKLED-P (C), PC2RLED (C), PC2RLED-B (C), PC2WKLED (C), PC2WKLED-B (C), PC2WKLED-P (C), PC2WLED (C), PC2WLED-B (C) [System Sensor] [NAC] [24VDC, TEMPORAL HIGH] PC2RKLED (C), PC2RKLED-B (C), PC2RKLED-P (C), PC2RLED (C), PC2RLED-B (C), PC2WKLED (C), PC2WKLED-B (C), PC2WKLED-P (C), PC2WLED (C), PC2WLED-B (C)
2c8077a5-64e4-4af6-8bd6-a6db2373458a | NFPA 170 HEAT DETECTOR |  |  | North | Gamewell FCI |  | Heat Detector |  |  |  | Module | TRUE | ATD-L3H w/B224RB-WH | + | Thermal heat detector, 190°F high temp, bright white, Velociti w/ Relay base, bright white | 1 | 0.0002 | 0.0045 |  |  |  |  | FALSE | TRUE | FLUSH |  | 4" SQ. DEEP | 3 "O" PLASTER RING | #FFFF0000 | FA-NFPA 170 HEAT DETECTOR | 1 | FALSE | FALSE | FALSE | 1403 | [13 empty] | FALSE |  |  | 190°, R |  |  | DESKTOP-7SAL8M7\acont | 2019-05-06 10:45 | THOR\acont | 2024-09-08 17:27 | 20191121 AC Detector with base | [Gamewell FCI] [SLC MODULES SENSORS] [*] [#2 SHARED ADDR ¦ SENSORS] ADPF (C), ASD-PL2F w/B200S-LF-WH (C), ASD-PL2F w/B210LP (C), ASD-PL2FR (C), ASD-PL3 w/B200S-LF-WH (C), ASD-PL3 w/B200SR-LF-WH (C), ASD-PL3 w/B200SR-WH (C), ASD-PL3 w/B224BI-WH (C), ASD-P [Gamewell FCI] [SLC SENSORS] [*] [#4 TYPE ADDR ¦ SENSORS] ADPF (C), ASD-PL2F w/B200S-LF-WH (C), ASD-PL2F w/B210LP (C), ASD-PL2FR (C), ASD-PL3 w/B200S-LF-WH (C), ASD-PL3 w/B200SR-LF-WH (C), ASD-PL3 w/B200SR-WH (C), ASD-PL3 w/B224BI-WH (C), ASD-PL3 w/B224R
0fb142c0-ca93-4db0-9168-a6dc430ca67e | NFPA 170 STROBE CEILING |  |  | North | Simplex |  | Strobe |  |  |  | Module | TRUE | 4906-9110 | + | Multi-candela strobe, Ceiling Mount, Fire, Red, High Cd | 1 | 0 | 0 |  |  |  |  | TRUE | TRUE |  |  |  |  | #FF0070C0 | FA-NFPA 170 STROBE CEILING | 1 | FALSE | FALSE | FALSE | 2022 | [16 empty] | C |  |  | DESKTOP-7EIEB7A\acont | 2022-03-07 06:56 | THOR\acont | 2024-09-08 17:27 | Cloned from Autocall A4906-9102 | [Autocall, Simplex] [NAC] [MAX] 4906-9102 (C), 4906-9104 (C), 4906-9110 (C), 4906-9112 (C), 4906-9114 (C), 4906-9115 (C), 4906-9116 (C), 4906-9117 (C), A4906-9102 (C), A4906-9104 (C), A4906-9110 (C), A4906-9112 (C), A4906-9114 (C), A4906-9115 (C), A4906- [Autocall, Simplex] [NAC] [MAX] 4906-9110 (C), 4906-9112 (C), A4906-9110 (C), A4906-9112 (C)
58aee669-d926-402d-963f-a6ddaafdf1ca | NFPA 170 STROBE CEILING |  |  | North | Kidde |  | Strobe |  |  |  | Module | TRUE | EGCFR-VM |  | Strobe, running man, red, FIRE, 15, 30, 75, 95 cd, clear | 1 | 0 | 0.168 |  |  |  |  | FALSE | TRUE |  |  |  |  | #FF0070C0 | FA-NFPA 170 STROBE CEILING | 1 | FALSE | FALSE | FALSE | 2022 | [13 empty] | FALSE |  |  | C |  |  | DESKTOP-7SAL8M7\acont | 2020-01-02 08:10 | THOR\acont | 2024-09-08 17:27 | Cloned from Edwards GCFR-VM | [Edwards, Kidde] [NAC] [16 VDC] EGCFR-VM (C), EGCF-VM (C), GCFR-S7VM (C), GCFR-VM (C), GCF-S2VM (C), GCF-S7VM (C), GCF-VM (C), GCHFRF-S2VMC (C), GCHFRF-S7VMC (C), GCHFRN-S2VMC (C), GCHFRN-S7VMC (C), GCHFWA-S2VMA (C), GCHFWA-S2VMC (C), GCHFWA-S7VMA (C), G [Edwards, Kidde] [NAC] [24 VDC] EGCFR-VM (C), EGCF-VM (C), GCFR-S7VM (C), GCFR-VM (C), GCF-S2VM (C), GCF-S7VM (C), GCF-VM (C), GCHFRF-S2VMC (C), GCHFRF-S7VMC (C), GCHFRN-S2VMC (C), GCHFRN-S7VMC (C), GCHFWA-S2VMA (C), GCHFWA-S2VMC (C), GCHFWA-S7VMA (C), G
443e9f15-526e-467a-8e29-a6e3152a5c18 | NFPA 170 SMOKE DETECTOR |  |  | North | MIRCOM |  | Smoke Detector |  |  |  | Module | TRUE | MIX-3000 w/MIX-2001 |  | ADDRESSABLE IONIZATION DETECTOR w/ MIX-2001 E-Z FIT BASE | 1 | 0.0003 | 0.0003 |  |  |  |  | FALSE | TRUE |  |  |  |  | #FFFF0000 | FA-NFPA 170 SMOKE DETECTOR | 1 | FALSE | FALSE | FALSE | 1408 | [13 empty] | FALSE | [7 empty] | THOR\acont | 2024-09-08 17:27 | 20191121 AC Detector with base | [MIRCOM] [SLC SENSORS] [*] [#4 TYPE ADDR ¦ SENSORS] DNR w/MIX-2251BR (C), DNR w/MIX-2351RAP (C), MIX-1251AP w/B200SR-LF-WH (C), MIX-1251AP w/B200SR-WH (C), MIX-1251AP w/B210LP (C), MIX-1251AP w/B224RB-WH (C), MIX-1251AP w/B501 (C), MIX-1251B w/B200SR-LF- [MIRCOM] [SLC MODULES SENSORS] [*] [#2 SHARED ADDR ¦ SENSORS] DNR w/MIX-2251BR (C), DNR w/MIX-2351RAP (C), MIX-1251AP w/B200SR-LF-WH (C), MIX-1251AP w/B200SR-WH (C), MIX-1251AP w/B210LP (C), MIX-1251AP w/B224RB-WH (C), MIX-1251AP w/B501 (C), MIX-1251B w/
44ccbb47-f582-454d-90b1-a6e5f78af949 |  |  |  | North | Bosch | [5 empty] | Module | TRUE | D8236KF-10 | * | HID PROX KEY FOB-26 BIT(10PCK) | 1 | [12 empty] | #FFFFFFFF |  |  | FALSE | FALSE | FALSE | [20 empty] | DESKTOP-7EIEB7A\acont | 2021-08-13 06:25 | THOR\acont | 2024-10-09 10:48
e9b7a19b-6f00-41ed-b284-a6ed6c905a50 |  |  |  | North | Siemens | [5 empty] | Module | TRUE | DBBS-R | 500-636111 | DBBS BACK BOX | 1 | [12 empty] | #FFFFFFFF |  |  | FALSE | FALSE | FALSE | [20 empty] | DESKTOP-7SAL8M7\acont | 2019-08-13 09:04 | THOR\acont | 2024-10-09 10:48
79a58eff-eb0a-448e-a851-a6f4c445defb | NFPA 170 SPEAKER STROBE CEILING |  |  | North | Edwards |  | Speaker/Strobe |  |  |  | Module | TRUE | GCWA-S7VMHB |  | 70V Speaker/Strobe white, ALERT, High cd, blue | 1 | 0 | 0.502 |  |  |  |  | FALSE | TRUE |  |  |  |  | #FF0070C0 | FA-NFPA 170 SPEAKER STROBE CEILING | 1 | FALSE | FALSE | FALSE | 2020 | [13 empty] | FALSE |  |  | C |  |  |  |  | THOR\acont | 2024-09-08 17:27 |  | [Edwards, Kidde] [NAC] [16 VDC] EGCF-S2VMH (C), EGCF-VMH (C), GCF-S2VMH (C), GCF-S7VMH (C), GCF-VMH (C), GCHFRF-S2VMCH (C), GCHFRF-S7VMCH (C), GCHFRN-S2VMCH (C), GCHFRN-S7VMCH (C), GCHFWA-S2VMAH (C), GCHFWA-S2VMCH (C), GCHFWA-S7VMAH (C), GCHFWA-S7VMCH (C [Edwards, Kidde] [AUDIO 70.7v] [70V AUDIO] G4F-S7, G4F-S7V1575, G4F-S7VM, G4HFRF-S7, G4HFRF-S7VMC, G4HFRN-S7, G4HFRN-S7VMC, G4HFWA-S7, G4HFWA-S7VMA, G4HFWA-S7VMC, G4HFWF-S7, G4HFWF-S7VMC, G4HFWN-S7, G4HFWN-S7VMA, G4HFWN-S7VMB, G4HFWN-S7VMC, G4RF-S7, G4RF [Edwards, Kidde] [NAC] [24 VDC] EGCF-S2VMH (C), EGCF-VMH (C), GCF-S2VMH (C), GCF-S7VMH (C), GCF-VMH (C), GCHFRF-S2VMCH (C), GCHFRF-S7VMCH (C), GCHFRN-S2VMCH (C), GCHFRN-S7VMCH (C), GCHFWA-S2VMAH (C), GCHFWA-S2VMCH (C), GCHFWA-S7VMAH (C), GCHFWA-S7VMCH (C
ac4fab73-6852-4c11-957a-a6f9a2d149d1 | NFPA 170 MANUAL TRANSFER SWITCH |  |  | North | Janus |  | Switch |  |  |  | Module | TRUE | MRS-1 |  | Main/Reserve Transfer Station | 1 | [6 empty] | FALSE | [5 empty] | #FFFF0000 | FA-NFPA 170 MANUAL TRANSFER SWITCH | 1 | FALSE | FALSE | FALSE | 957 | [13 empty] | FALSE | [5 empty] | DESKTOP-QGO6JOK\acont | 2021-06-01 11:31 | THOR\acont | 2024-09-08 17:27 | Cloned from Janus SG-42SK1 | [Janus] [IDC] 01 20722, ARS-1, LOS-1, MAS-1, MAS-2, MMS-1, MMS-4, MRS-1, SG-42SK1, SGX-32SK1
8a71074e-0972-435c-88c1-a700ed851a21 |  |  |  | North | Autocall |  | Cards & Components |  |  |  | Card | TRUE | A100-5325 |  | Enhanced Power Supply (EPS); 9 A EPS | 1 | 0.125 | 0.22 |  |  |  |  | TRUE | [5 empty] | #FFFFFFFF |  |  | FALSE | FALSE | FALSE | [20 empty] | DESKTOP-0D6CQVA\lousc | 2019-07-06 14:25 | THOR\acont | 2024-10-09 10:48 | Cloned from AutoCall A100-5311 |  | [Autocall, Simplex] 4007-9101(BA) CPU, 4007-9102(BA) CPU, 4007-9202 CPU, 4100-5311, A007-9101/9102 CPU, A007-9202 CPU, A010-9422 CPU, A010-9425 CPU, A010-9426 CPU, A010-9601 ESS, A010-9602 CPU, A010-9604 CPU, A100-5101, A100-5311, A100-5325, A100-9121 CPU
87644aef-2f0f-4f3e-ae3c-a7020b5af2e6 | NFPA 170 SMOKE DETECTOR |  |  | North | Edwards |  | Smoke Detector |  |  |  | Module | TRUE | E630-1 |  | Photo Smoke Detector, low profile, plug-in, CE | 1 | [6 empty] | FALSE | TRUE |  |  |  |  | #FFFF0000 | FA-NFPA 170 SMOKE DETECTOR | 1 | FALSE | FALSE | FALSE | 1408 | [13 empty] | FALSE | [7 empty] | THOR\acont | 2024-09-08 17:27 | 20191121 AC Detector without base
c5984ea9-7f34-4050-b08d-a7093c116756 |  |  |  | North | Edwards |  | Cards & Components |  |  |  | Card | TRUE | 2-SMDN-C Mainboard |  | OBSOLETE - Mainboard for 2-SMDN-C assembly | 1 | 0.08 | 0.08 |  |  |  |  | TRUE | [5 empty] | #FFFFFFFF |  |  | FALSE | FALSE | FALSE | [14 empty] | FALSE | [7 empty] | THOR\acont | 2024-10-09 10:48
f431c650-de6b-4dc7-8420-a7097eaf1902 | NFPA 170 CELL COMM | RISER CELL COMM |  | North | DMP |  | Cellular Communicator |  |  |  | Module | TRUE | DUALCOMNF-LV (24V) | + | Universal Fire Alarm Communicator with Hardwired Network Primary and LTE Backup (Verizon) | 1 | 0.03 | 0.082 |  |  |  |  | FALSE | [5 empty] | #FFFF0000 | FA-NFPA 170 CELL COMM | 1 | FALSE | FALSE | FALSE | 251 | [13 empty] | FALSE | [5 empty] | DESKTOP-7EIEB7A\acont | 2022-03-21 14:41 | THOR\acont | 2024-09-08 17:27 | Cloned from DMP DUALCOMNF-LV (12V) | [DMP] [AUX POWER] [*] 263LTE, 263LTE-A, 263LTE-V, 263LTE-V5 (12V), DUALCOMNF-LV (12V), DUALCOMNF-LV (24V) [DMP, DSC, Honeywell, NAPCO] [IDC] 01 [TROUBLE] 263LTE, 263LTE-A, 263LTE-V, 263LTE-V5 (12V), 3G3070-CF HSPA, CDMA-FIRE, CellComSLC, CellComSLCF, CellComSLCZ, DUALCOMNF-LV (12V), DUALCOMNF-LV (24V), HWF2A-COM Main Board, HWF2V-COM Main Board, IPGSM-4G, TL [DMP, DSC, NAPCO] [DACT] 01 [DACT] 263LTE, 263LTE-A, 263LTE-V, 263LTE-V5 (12V), 3G3070-CF HSPA, CDMA-FIRE, CellComSLC, CellComSLCF, CellComSLCZ, DUALCOMNF-LV (12V), DUALCOMNF-LV (24V), TL300CF
95fefc7c-d7bb-4ddd-9467-a70991a8f1f5 |  |  |  | North | Autocall |  | Cards & Components |  |  |  | Card | TRUE | A010-9929 | ++ | IDNet 2+2 Module, 250 point capacity; electrically isolated output with four short circuit isolating Class 125 devices 150 mA 225 mA B or Class A output loops; alarm currents for 50 and above devices includes 20 device LEDs in alarm; see page 6 for individual device currents | 1 | 0.05 | 0.06 |  |  |  |  | TRUE | [5 empty] | #FFFFFFFF |  |  | FALSE | FALSE | FALSE | [20 empty] | DESKTOP-7SAL8M7\acont | 2019-10-21 12:43 | THOR\acont | 2024-10-09 10:48 |  |  | [Autocall, Simplex] 4010-9929, A010-9929
5ab7555c-ff06-431f-bb63-a70b0029c560 |  |  |  | North | First Alert |  | Cards & Components |  |  |  | Card | TRUE | FA1600C Main Board | + | Main Board | 1 | 0.3 | 0.47 |  |  |  |  | TRUE | [5 empty] | #FFFFFFFF |  |  | FALSE | FALSE | FALSE | [14 empty] | FALSE | [5 empty] | DESKTOP-7EIEB7A\acont | 2022-02-25 09:55 | THOR\acont | 2024-10-09 10:48 | Cloned from Honeywell VISTA-250FBP Main Board |  | [Fike, First Alert, Honeywell, Siemens, Silent Knight] 10-2542, 10-2622, 5110XM Main Board, FA1600C Main Board, FA1600C-24 Main Board, FA1600CA Main Board, FA1600CB Main Board, FC924-US Main Board, SK-2, SK-4, VISTA-128FBPT Main Board, VISTA-20P Main Boar [First Alert] FA1600C Main Board, FA1600C-24 Main Board, FA1600CA Main Board, FA1600CB Main Board
e77abd96-9309-455a-b138-a7105a95b1f7 | NFPA 170 SMOKE DETECTOR |  |  | North | Simplex |  | Smoke Detector |  |  |  | Module | TRUE | 4098-9019 (Prism) | + | Fireray 5000 Beam Detector Prism | 1 | [6 empty] | FALSE | TRUE |  |  |  |  | #FFFF0000 | FA-NFPA 170 SMOKE DETECTOR | 1 | FALSE | FALSE | FALSE | 1408 | [13 empty] | FALSE |  |  | SBP |  |  | DESKTOP-7EIEB7A\acont | 2022-04-18 16:16 | THOR\acont | 2024-09-08 17:27 | Cloned from FFE 5000-103 (Prism)
af422390-cc54-4fcd-b0f6-a712bee4077d | NFPA 170 BATTERY CABINET |  |  | North | Firelite |  | Enclosure |  |  |  | Assembly | TRUE | BB-55F | ++ | Battery box, houses two 55 AH batteries | 1 | [6 empty] | TRUE | [5 empty] | #FFFF0000 | FA-NFPA 170 BATTERY CABINET | 1 | FALSE | FALSE | FALSE | [20 empty] | DESKTOP-7SAL8M7\acont | 2019-03-28 05:05 | THOR\acont | 2024-09-08 17:27 | Cloned from Firelite BB-6F
4fab41aa-6466-4265-afaa-a71343b945a9 | NFPA 170 SMOKE DETECTOR |  |  | North | Edwards |  | Smoke Detector |  |  |  | Module | TRUE | SIGA2-PS w/SIGA-AB4GT BASE | ++ | Photoelectric Smoke Detector | 1 | 4.5e-05 | 4.5e-05 |  |  |  |  | FALSE | TRUE |  |  |  |  | #FFFF0000 | FA-NFPA 170 SMOKE DETECTOR | 1 | FALSE | FALSE | FALSE | 1408 | [13 empty] | FALSE | [7 empty] | THOR\acont | 2024-10-08 16:33 | 20191121 AC Detector with base | [Edwards, Kidde] [SLC EST SENSORS] 01 [*] [EST3, iO1000] DS-HFS (C), DS-PS (C), FX-HD w/IB4U BASE, FX-HD w/RB4U BASE, FX-HD w/SB4U BASE, FX-HD w/SB4U-LF BASE, FX-HD wB4U BASE, FX-PD w/B4U BASE (C), FX-PD w/IB4U BASE (C), FX-PD w/SB4U BASE (C), FX-PD w/SB [Edwards, Kidde] [SLC EST MODULES SENSORS] [*] [#2 SHARED ADDR ¦ SENSORS] KI-DDOS (C), SIGA2-COS w/SIGA-AB4G BASE, SIGA2-COS w/SIGA-AB4G-LF BASE, SIGA2-COS w/SIGA-AB4GT BASE, SIGA2-COS w/SIGA-IB BASE, SIGA2-COS w/SIGA-RB BASE, SIGA2-COS w/SIGA-SB BASE, S [Edwards, Kidde] [SLC EST MODULES/SENSORS] 01 [*] [iO64] DS-HFS (C), DS-PS (C), FX-HD w/IB4U BASE, FX-HD w/RB4U BASE, FX-HD w/SB4U BASE, FX-HD w/SB4U-LF BASE, FX-HD wB4U BASE, FX-PD w/B4U BASE (C), FX-PD w/IB4U BASE (C), FX-PD w/SB4U BASE (C), FX-PD w/SB [Edwards, Kidde] [SLC EST SENSORS] [*] [#4 TYPE ADDR ¦ SENSORS] KI-DDOS (C), SIGA2-COS w/SIGA-AB4G BASE, SIGA2-COS w/SIGA-AB4G-LF BASE, SIGA2-COS w/SIGA-AB4GT BASE, SIGA2-COS w/SIGA-IB BASE, SIGA2-COS w/SIGA-RB BASE, SIGA2-COS w/SIGA-SB BASE, SIGA2-HCOS [Edwards, Kidde] [AUX POWER] KI-COD w/KI-ABDT BASE (C), KI-HCD w/KI-ABDT BASE, KI-HRD w/KI-ABDT BASE, KI-PCD w/KI-ABDT BASE (C), KI-PD w/KI-ABDT BASE (C), KI-PHCD w/KI-ABDT BASE (C), KI-PHD w/KI-ABDT BASE (C), KIR-COD w/KI-ABDT BASE (C), KIR-HCD w/KI-ABD
54b460da-79e0-4163-9018-a71414fc8388 |  |  |  | North | Gamewell FCI |  | Hardware |  |  |  | Hardware | TRUE | E3BB-RC/INX | ++ | Assy, Transponder, Red, “C” Size | 1 | [6 empty] | TRUE |  |  |  | 19 3/8” W x 30” H x 4 1/2” D (49 W x 76 H x 11 D cm) |  | #FFFFFFFF |  |  | FALSE | FALSE | FALSE | [20 empty] | DESKTOP-7EIEB7A\acont | 2022-08-29 12:24 | THOR\acont | 2024-10-09 10:48 | Cloned from Gamewell FCI E3BB-BC/INCC
88500361-a8a9-443b-b147-a716802dcc15 | NFPA 170 FIRE ALARM CONTROL UNIT | RISER FACP |  | North | Edwards |  | Fire Alarm Control Unit |  |  |  | Assembly | TRUE | iO1000GC |  | FACP, 1-4 Loop, 1000pt max, 4 Cl B NACs, gray, 120v, w/ 16 RY LED, ECdn | 1 | [6 empty] | FALSE | [5 empty] | #FFFF0000 | FA-NFPA 170 FIRE ALARM CONTROL UNIT | 1 | FALSE | FALSE | FALSE | 202 | [8 empty] | 7,12,18 |  |  |  |  | TRUE | [7 empty] | THOR\acont | 2024-09-08 17:27
c4b56f02-6ee5-4b4c-ac76-a71918fce091 | NFPA 170 HORN STROBE |  |  | North | Gentex |  | Horn/Strobe |  |  |  | Module | TRUE | GEC3-12WR |  | Selectable Candela, Low Profile Evacuation Horn/Strobe, Red | 1 | 0 | 0.172 |  |  |  |  | FALSE | [5 empty] | #FF0070C0 | FA-NFPA 170 HORN STROBE | 1 | FALSE | FALSE | FALSE | 2012 | [13 empty] | FALSE | [5 empty] | DESKTOP-7EIEB7A\acont | 2021-11-04 10:52 | THOR\acont | 2024-09-08 17:27 | Cloned from Gentex GEC3-24WR | [Gentex] [NAC] [UL MAX, Temporal 3 2400 Hz, High] GEC3-12WR, GEC3-12WW
a0b5282a-6565-42f6-a8fe-a71df063bbfb | NFPA 170 SPEAKER STROBE |  |  | North | System Sensor |  | Speaker/Strobe |  |  |  | Module | TRUE | SPSWL-ALERT | + | Speaker/Strobe Wall Mount, Alert, White | 1 | 0 | 0.017 |  |  |  |  | FALSE | [5 empty] | #FF0070C0 | FA-NFPA 170 SPEAKER STROBE | 1 | FALSE | FALSE | FALSE | 2019 | [13 empty] | FALSE | [7 empty] | THOR\acont | 2024-09-08 17:27 |  | [BluePoint, System Sensor] [AUDIO 25v] [25V AUDIO] BP04-111LP, BP04-A111LP, SPRL, SPSR, SPSRL, SPSRL-P, SPSRL-SP, SPSW, SPSWL, SPSWL-ALERT, SPSWL-CLR-ALERT, SPSWL-P, SPWL [BluePoint, System Sensor] [NAC] [VFWR] BP04-101LP, BP04-111LP, BP04-A101LP, BP04-A111LP, SGRL, SGWL, SPSRL, SPSRL-P, SPSRL-SP, SPSWL, SPSWL-ALERT, SPSWL-CLR-ALERT, SPSWL-P, SRL, SRL w/ WAV-RL, SRL-P, SRL-SP, SWL, SWL w/ WAV-WL, SWL-ALERT, SWL-CLR-ALERT, [BluePoint, System Sensor] [AUDIO 70.7v] [70V AUDIO] BP04-111LP, BP04-A111LP, SPRL, SPSR, SPSRL, SPSRL-P, SPSRL-SP, SPSW, SPSWL, SPSWL-ALERT, SPSWL-CLR-ALERT, SPSWL-P, SPWL [BluePoint, System Sensor] [NAC] [VDC] BP04-101LP, BP04-111LP, BP04-A101LP, BP04-A111LP, SGRL, SGWL, SPSRL, SPSRL-P, SPSRL-SP, SPSWL, SPSWL-ALERT, SPSWL-CLR-ALERT, SPSWL-P, SRL, SRL w/ WAV-RL, SRL-P, SRL-SP, SWL, SWL w/ WAV-WL, SWL-ALERT, SWL-CLR-ALERT,
7f849f5e-6156-4070-9f51-a71e06e830bb |  |  |  | North | Potter | [5 empty] | Module | TRUE | AMS-26 Series |  | 1 1/4 inch Press Fit Magnetic Contact | 1 | [6 empty] | FALSE | [5 empty] | #FFFFFFFF |  |  | FALSE | FALSE | FALSE | [14 empty] | FALSE | [7 empty] | THOR\acont | 2024-10-09 10:48
3058f21a-9807-4ad8-8ceb-a7234906cb34 |  |  |  | North | Siemens | [5 empty] | Module | TRUE | VESDA-HLI-KIT | S54430-F99-A2 | VESDA HLI KIT FOR XLS | 1 | [12 empty] | #FFFFFFFF |  |  | FALSE | FALSE | FALSE | [20 empty] | DESKTOP-7SAL8M7\acont | 2019-08-13 09:04 | THOR\acont | 2024-10-09 10:48
ce765c70-4066-43b5-83d1-a73189324c3e |  |  |  | North | Hochiki |  | Cards & Components |  |  |  | Card | TRUE | HCA-8 (8-ZONES) Main Board | + | Main Board | 1 | 0.16 | 0.29 |  |  |  |  | TRUE | [5 empty] | #FFFFFFFF |  |  | FALSE | FALSE | FALSE | [20 empty] | DESKTOP-GHR3H5U\Anthony | 2019-11-26 15:53 | THOR\acont | 2024-10-09 10:48
d9fadab5-5b3d-4e2d-b458-a736d8ca2604 | NFPA 170 HORN STROBE |  |  | North | Siemens |  | Horn/Strobe |  |  |  | Module | TRUE | AS-HMC-W-WP | 500-636184 | AS HORN HI MULTI CANDELA WALL WHITE WEATHERPROOF | 1 | [12 empty] | #FF0070C0 | FA-NFPA 170 HORN STROBE | 1 | FALSE | FALSE | FALSE | 2012 | [16 empty] | WP |  |  | DESKTOP-7SAL8M7\acont | 2019-08-13 09:04 | THOR\acont | 2024-09-08 17:27 | B,T | [Siemens] [NAC] [DC HIGH DB] AS-HMC-R-WP, AS-HMC-W-WP [Siemens] [NAC] [DC, HIGH DB] AS-HMC-R-WP, AS-HMC-W-WP
114774c8-511d-48b0-a7b8-a738d800ea7d | NFPA 170 STROBE WALL |  |  | North | Autocall |  | Strobe |  |  |  | Module | TRUE | A59VO-APPLWWH |  | Visible Notification Appliances, Wall Mount Multi-Candela Strobe, White, High CD | 1 | 0 | 0 |  |  |  |  | TRUE | [5 empty] | #FF0070C0 | FA-NFPA 170 STROBE WALL | 1 | FALSE | FALSE | FALSE | 2023 | [19 empty] | DESKTOP-7SAL8M7\acont | 2020-05-26 10:15 | THOR\acont | 2024-09-08 17:27 | Cloned from AutoCall A59VO-APPLWW | [Autocall] [IDNac] [23 VDC RMS] A59VO-APPLWRH, A59VO-APPLWWH
81154b5b-3985-48df-a349-a73ce0047644 |  |  |  | North | Edwards |  | Cards & Components |  |  |  | Card | TRUE | 3-PPS/M | n | Primary Power Supply 120V | 1 | [6 empty] | TRUE | [5 empty] | #FFFFFFFF |  |  | FALSE | FALSE | FALSE | [22 empty] | THOR\acont | 2024-10-09 10:48 |  |  | [Edwards] 3-BBC/M, 3-BBC/M-230, 3-BBC/M-230-E, 3-PPS/M, 3-PPS/M-230, 3-PPS/M-230-E, 4-PPS/M, 4-PPS/M-230, 4-PPS/M-230-E
f942495f-befd-4c01-8513-a7464f96024a | NFPA 170 SPEAKER STROBE CEILING |  |  | North | Siemens |  | Speaker/Strobe |  |  |  | Module | TRUE | SET-MC-CR | 500-636062 | ET MULTI-CANDELA RED CEILING | 1 | [7 empty] | TRUE |  |  |  |  | #FF0070C0 | FA-NFPA 170 SPEAKER STROBE CEILING | 1 | FALSE | FALSE | FALSE | [20 empty] | DESKTOP-7SAL8M7\acont | 2019-08-13 09:04 | THOR\acont | 2024-09-08 17:27 |  | [Siemens] [AUDIO 25v] [25V AUDIO] SET-AMC-CR-MNS-ALERT (C), SET-AMC-CW-MNS-ALERT (C), SET-AMC-R-MNS-ALERT, SET-AMC-W-MNS-ALERT, SET-CMC-CR-MNS-ALERT (C), SET-CMC-CW-MNS-ALERT (C), SET-CMC-R-MNS-ALERT, SET-CMC-W-MNS-ALERT, SET-CR (C), SET-CW (C), SET-HMC- [Siemens] [NAC] [VDC] SET-MC-CR (C), SET-MC-CW (C) [Siemens] [AUDIO 70.7v] [70V AUDIO] SET-AMC-CR-MNS-ALERT (C), SET-AMC-CW-MNS-ALERT (C), SET-AMC-R-MNS-ALERT, SET-AMC-W-MNS-ALERT, SET-CMC-CR-MNS-ALERT (C), SET-CMC-CW-MNS-ALERT (C), SET-CMC-R-MNS-ALERT, SET-CMC-W-MNS-ALERT, SET-CR (C), SET-CW (C), SET-HM
b23a0e05-c56e-4658-9767-a74659f9ac6e | CADGEN SIREN |  |  | North | DMP |  | Notification Appliance |  |  |  | Module | TRUE | 1135 |  | Wireless Siren | 1 | [6 empty] | TRUE | [5 empty] | #FFFF0000 | FA-CADGEN SIREN | 1 | FALSE | FALSE | FALSE | [20 empty] | AUGUSTXPS17-EUP\aucon | 2022-11-04 10:24 | THOR\acont | 2024-09-08 17:27 |  | [BluePoint, DMP] [DMP WIRELESS] [WIRELESS] 1103, 1126R, 1135, 1164 (C), 1164NS (C), 1165H (C), 1168 (C), 1181-R, 1182, 1183-135F, 1183-135R, 1184-W (C), BP01-303, BP02-203M, BP02-203P, BP02-A203M, BP02-A203P, BP02-A203PH, BP03-303, BP03-A103M, BP03-A103P
df9efe10-f456-4050-946a-a746e2b90f2f | NFPA 170 AMPLIFIER RACK | RISER AMP |  | North | Farenhyt |  | Amplifier |  |  |  | Assembly | TRUE | ECS-125W (25V) | + | Distributed (Remote) Audio Amplifier a | 1 | [6 empty] | FALSE | [5 empty] | #FFFF0000 | FA-NFPA 170 AMPLIFIER RACK | 1 | FALSE | FALSE | FALSE | 300 | [8 empty] | 7,12,18,26,33 |  |  |  | 125 | TRUE | [5 empty] | DESKTOP-7EIEB7A\acont | 2021-12-08 14:03 | THOR\acont | 2024-09-08 17:27 | Cloned from Firelite ECC-125DA (25V) | [Farenhyt] [VBUS] ECS-125DA (25V) Main Board, ECS-125DA (70V) Main Board, ECS-125W (25V), ECS-125W (70V), ECS-50BDA Main Board (100W, 25V), ECS-50BDA Main Board (100W, 70V), ECS-50W Main Board (50W, 25V), ECS-50W Main Board (50W, 70V), ECS-50W-25V, E [Farenhyt] [SBUS] ECS-125DA (25V) Main Board, ECS-125DA (70V) Main Board, ECS-125W (25V), ECS-125W (70V), ECS-50BDA Main Board (100W, 25V), ECS-50BDA Main Board (100W, 70V), ECS-50W Main Board (50W, 25V), ECS-50W Main Board (50W, 70V), ECS-50W-25V, E
5228e7e5-63be-4d38-9567-a747737eaf2e | NFPA 170 HEAT DETECTOR |  |  | North | Monaco Enterprises |  | Heat Detector |  |  |  | Module | TRUE | 721-127-00 |  | DETECTOR HEAT:MECHANICAL 135F RR/FXD NO | 1 | [6 empty] | FALSE | TRUE |  |  |  |  | #FFFF0000 | FA-NFPA 170 HEAT DETECTOR | 1 | FALSE | FALSE | FALSE | 1403 | [13 empty] | FALSE | [5 empty] | DESKTOP-7SAL8M7\acont | 2020-02-23 09:28 | THOR\acont | 2024-09-08 17:27 | Cloned from System Sensor 5601P | [EAS, Firelite, Kidde, KNOX, Monaco Enterprises, Potter, System Sensor, Thermotech] [IDC] 01 2HS, 2HSR, 302-AW-135 (C), 3200, 3261, 3270, 3502, 4401, 4403, 4430, 4432, 4505, 4534, 5000H, 5000HR, 721-127-00 (C), 722-123-00 (C), 723-369-00 (C), BG-12LO, I3
ea732a3d-c04e-49aa-855b-a74ed54fa4a7 |  |  |  | North | Advanced |  | Hardware |  |  |  | Hardware | TRUE | AX-APS-BB1-D |  | Intelligent Manual Pull Station Deep Interior Backbox | 1 | [6 empty] | TRUE | [5 empty] | #FFFFFFFF |  |  | FALSE | FALSE | FALSE | [20 empty] | AULAPTOP-PC\Aulaptop | 2019-05-12 12:00 | THOR\acont | 2024-10-09 10:48 | Cloned from Advanced AX-APS2-F1
24c2adec-52cb-411c-b088-a74ef3484a9a | NFPA 170 HEAT DETECTOR |  |  | North | Simplex |  | Heat Detector |  |  |  | Module | TRUE | 4098-9612E w/4098-9683E | + | Electronic Heat Detector 2-Wire 135° F (57° C) with auxiliary alarm relay output, High Humidity | 1 | 0.0001 | 0.086 |  |  |  |  | TRUE | TRUE |  |  |  |  | #FFFF0000 | FA-NFPA 170 HEAT DETECTOR | 1 | FALSE | FALSE | FALSE | 1403 | [16 empty] | 135 |  |  | THOR\acont | 2024-02-22 15:26 | THOR\acont | 2024-09-08 17:27 | Cloned from Simplex 4098-9612E w/4098-9682E CLONED CLONED | [Autocall, Simplex] [IDC] 02 [*] 4090-9008, 4098-9612E w/4098-9683E (C), 4098-9612E w/4098-9684E (C), 4098-9612E w/4098-9788E (C), 4098-9613E w/4098-9683E (C), 4098-9613E w/4098-9684E (C), 4098-9613E w/4098-9788E (C), 4098-9614E w/4098-9683E (C), 4098-96 | [Autocall, Simplex] 4098-9612 w/4098-9682, 4098-9612E w/4098-9682E, 4098-9612E w/4098-9683E, 4098-9612E w/4098-9684E, 4098-9612E w/4098-9788E, 4098-9613 w/4098-9682, 4098-9613E w/4098-9682E, 4098-9613E w/4098-9683E, 4098-9613E w/4098-9684E, 4098-9613E w/4
3d822b2a-c8ed-4b1d-8cb4-a75d76575810 | NFPA 170 HEAT DETECTOR |  |  | North | Edwards |  | Heat Detector |  |  |  | Module | TRUE | SIGA-HFS w/SIGA-AB4GT BASE | ++ | Heat Detector, 135F Fixed Temperature | 1 | 4.5e-05 | 4.5e-05 |  |  |  |  | FALSE | [5 empty] | #FFFF0000 | FA-NFPA 170 HEAT DETECTOR | 1 | FALSE | FALSE | FALSE | 1403 | [13 empty] | FALSE | [7 empty] | THOR\acont | 2024-10-08 16:33 | 20191121 AC Detector with base | [Edwards, Kidde] [SLC EST SENSORS] 01 [*] [EST3, iO1000] DS-HFS (C), DS-PS (C), FX-HD w/IB4U BASE, FX-HD w/RB4U BASE, FX-HD w/SB4U BASE, FX-HD w/SB4U-LF BASE, FX-HD wB4U BASE, FX-PD w/B4U BASE (C), FX-PD w/IB4U BASE (C), FX-PD w/SB4U BASE (C), FX-PD w/SB [Edwards, Kidde] [AUX POWER] KI-COD w/KI-ABDT BASE (C), KI-HCD w/KI-ABDT BASE, KI-HRD w/KI-ABDT BASE, KI-PCD w/KI-ABDT BASE (C), KI-PD w/KI-ABDT BASE (C), KI-PHCD w/KI-ABDT BASE (C), KI-PHD w/KI-ABDT BASE (C), KIR-COD w/KI-ABDT BASE (C), KIR-HCD w/KI-ABD [Edwards, Kidde] [SLC EST MODULES SENSORS] [*] [#2 SHARED ADDR ¦ SENSORS] KI-DDOS (C), SIGA2-COS w/SIGA-AB4G BASE, SIGA2-COS w/SIGA-AB4G-LF BASE, SIGA2-COS w/SIGA-AB4GT BASE, SIGA2-COS w/SIGA-IB BASE, SIGA2-COS w/SIGA-RB BASE, SIGA2-COS w/SIGA-SB BASE, S [Edwards, Kidde] [SLC EST SENSORS] [*] [#4 TYPE ADDR ¦ SENSORS] KI-DDOS (C), SIGA2-COS w/SIGA-AB4G BASE, SIGA2-COS w/SIGA-AB4G-LF BASE, SIGA2-COS w/SIGA-AB4GT BASE, SIGA2-COS w/SIGA-IB BASE, SIGA2-COS w/SIGA-RB BASE, SIGA2-COS w/SIGA-SB BASE, SIGA2-HCOS [Edwards, Kidde] [SLC EST MODULES/SENSORS] 01 [*] [iO64] DS-HFS (C), DS-PS (C), FX-HD w/IB4U BASE, FX-HD w/RB4U BASE, FX-HD w/SB4U BASE, FX-HD w/SB4U-LF BASE, FX-HD wB4U BASE, FX-PD w/B4U BASE (C), FX-PD w/IB4U BASE (C), FX-PD w/SB4U BASE (C), FX-PD w/SB
544f06f2-af96-47fc-829f-a7658bdb741b |  |  |  | North | Edwards |  | Cards & Components |  |  |  | Card | TRUE | QS2-CPU-1-BR |  | OBSOLETE - CPU/Display with 1 Annunciator Option Space, British | 1 | [6 empty] | TRUE | [5 empty] | #FFFFFFFF |  |  | FALSE | FALSE | FALSE | [14 empty] | FALSE | [7 empty] | THOR\acont | 2024-10-09 10:48
5c161e94-f171-4bf4-b984-a766e7417777 | NFPA 170 HORN STROBE |  |  | North | Gentex |  | Horn/Strobe |  |  |  | Module | TRUE | GECR24PWR | + | GEC3 Colored Lens Horn/Strobe, Selectable Candela Low Profile, Wall, Red, Plain, Red Lens | 1 | 0 | 0.31 |  |  |  |  | FALSE | FALSE |  |  |  |  | #FF0070C0 | FA-NFPA 170 HORN STROBE | 1 | FALSE | FALSE | FALSE | 2023 | [13 empty] | FALSE | [5 empty] | DESKTOP-7EIEB7A\acont | 2021-11-04 10:40 | THOR\acont | 2024-09-08 17:27 | Cloned from Gentex GESR24PWR | [Gentex] [NAC] [UL MAX, Temp 3 2400Hz, High] GECB24PWR, GECB24PWW, GECG24PWR, GECG24PWW, GECR24PWR, GECR24PWW
53d0ef8e-1e33-40ec-be85-a76e231c2237 | CADGEN KEYPAD |  |  | North | Bosch |  | Keypad Interface |  |  |  | Module | TRUE | B920 | ++ | 2 Line Alpha Numeric Keypad, SDI2 | 1 | 0.035 | 0.07 |  |  | 12 | [7 empty] | #FFFF0000 | FA-CADGEN KEYPAD | 1 | FALSE | FALSE | FALSE | [20 empty] | DESKTOP-7EIEB7A\acont | 2022-07-23 11:00 | THOR\acont | 2024-09-08 17:27 | Cloned from Bosch B921C | [BluePoint, Bosch] [SDI2 BOSCH] [*] [ALL DEVICES ++] B208, B299, B308, B426, B450, B450-CHI, B450-M, B810, B820, B901, B915, B915I, B920, B921C, B925F, B926F, B930, B940W, B942, B942W, BP-BHE-B208A, BP-BHE-B299
0f0df45b-b491-42be-a5ec-a773d6e8161e | NFPA 170 STROBE CEILING |  |  | North | Edwards |  | Strobe |  |  |  | Module | TRUE | GCWN-VMG |  | Strobe, white, no markings, 15, 30, 75, 95 cd, green | 1 | 0 | 0.168 |  |  |  |  | FALSE | TRUE |  |  |  |  | #FF0070C0 | FA-NFPA 170 STROBE CEILING | 1 | FALSE | FALSE | FALSE | 2022 | [13 empty] | FALSE |  |  | C |  |  |  |  | THOR\acont | 2024-09-08 17:27 |  | [Edwards, Kidde] [NAC] [24 VDC] EGCFR-VM (C), EGCF-VM (C), GCFR-S7VM (C), GCFR-VM (C), GCF-S2VM (C), GCF-S7VM (C), GCF-VM (C), GCHFRF-S2VMC (C), GCHFRF-S7VMC (C), GCHFRN-S2VMC (C), GCHFRN-S7VMC (C), GCHFWA-S2VMA (C), GCHFWA-S2VMC (C), GCHFWA-S7VMA (C), G [Edwards, Kidde] [NAC] [16 VDC] EGCFR-VM (C), EGCF-VM (C), GCFR-S7VM (C), GCFR-VM (C), GCF-S2VM (C), GCF-S7VM (C), GCF-VM (C), GCHFRF-S2VMC (C), GCHFRF-S7VMC (C), GCHFRN-S2VMC (C), GCHFRN-S7VMC (C), GCHFWA-S2VMA (C), GCHFWA-S2VMC (C), GCHFWA-S7VMA (C), G
2106a271-d280-46a5-802e-a77acd920043 | NFPA 170 SMOKE CO DETECTOR |  |  | North | Simplex |  | Smoke/CO Detector |  |  |  | Module | TRUE | 4098-9714 w/4098-9770 | + | TrueAlarm Photoelectric Smoke Detector w/CO Base, Standard operation | 1 | 0.0008 | 0.001 |  |  |  |  | TRUE | TRUE |  |  |  |  | #FFFF0000 | FA-NFPA 170 SMOKE CO DETECTOR | 1 | FALSE | FALSE | FALSE | 1408 | [16 empty] | CO |  |  | DESKTOP-7EIEB7A\acont | 2022-02-15 10:09 | THOR\acont | 2024-09-08 17:27 | Cloned from Autocall A4098-9714 w/A4098-9770 | [Autocall, Simplex] [IDNet] [SENSORS ++] 4098-9714 (C), 4098-9714 w/4098-9770 (C), 4098-9714 w/4098-9771 (C), 4098-9714 w/4098-9772 (C), 4098-9714 w/4098-9773 (C), 4098-9714 w/4098-9780 (C), 4098-9714 w/4098-9789 (C), 4098-9714 w/4098-9791 (C), 4098-9714
d0349159-e429-40d5-9ff4-a77d30ece70a | NFPA 170 SPEAKER STROBE |  |  | North | Edwards |  | Speaker/Strobe |  |  |  | Module | TRUE | 757-8A-RS25 |  | 110cdW, 60cdC Strobe, Re-Ent Speaker, 25V 2, 4, 8, 15w | 1 | [6 empty] | FALSE | [5 empty] | #FF0070C0 | FA-NFPA 170 SPEAKER STROBE | 1 | FALSE | FALSE | FALSE | 2019 | [13 empty] | FALSE | [7 empty] | THOR\acont | 2024-09-08 17:27
b92d9484-c04c-431d-ac98-a77eed75f590 | NFPA 170 SPEAKER STROBE CEILING |  |  | North | MIRCOM |  | Speaker/Strobe |  |  |  | Module | TRUE | SPPS-104-25R | ++ | Ceiling mounted speaker strobe 25V Red | 1 | 0 | 0.132 |  |  |  |  | FALSE | TRUE |  |  |  |  | #FF0070C0 | FA-NFPA 170 SPEAKER STROBE CEILING | 1 | FALSE | FALSE | FALSE | 2020 | [13 empty] | FALSE |  |  | C |  |  | DESKTOP-7EIEB7A\acont | 2022-08-30 12:00 | THOR\acont | 2024-09-08 17:27 | Cloned from MIRCOM SPPS-104-25 CLONED | [MIRCOM] [NAC] [VDC] SPPS-104-25 (C), SPPS-104-25R (C), SPPS-104-70 (C), SPPS-104-70R (C) [MIRCOM] [NAC] [VFWR] SPPS-104-25 (C), SPPS-104-25R (C), SPPS-104-70 (C), SPPS-104-70R (C) [MIRCOM] [AUDIO 25v] [25V AUDIO] SPP-104-25 (C), SPP-104-25R (C), SPPS-104-25 (C), SPPS-104-25H (C), SPPS-104-25HR (C), SPPS-104-25R (C)
18d024f6-0201-453c-abfd-a77f854cb903 |  |  |  | North | Edwards |  | Hardware |  |  |  | Hardware | TRUE | 454704ARE |  | 18/4 Solid Twisted Red-Jacket FPLR | 1 | [6 empty] | FALSE | [5 empty] | #FFFFFFFF |  |  | FALSE | FALSE | FALSE | [14 empty] | FALSE | [7 empty] | THOR\acont | 2024-10-09 10:48
8bfbf1c9-929d-475b-bc6c-a7805f72aa27 | NFPA 170 SPEAKER STROBE CEILING |  |  | North | Edwards |  | Speaker/Strobe |  |  |  | Module | TRUE | GCWA-S2VMHC |  | 25V Speaker/Strobe white, ALERT, 95, 115, 150, 177 cd, clear | 1 | 0 | 0.342 |  |  |  |  | FALSE | TRUE |  |  |  |  | #FF0070C0 | FA-NFPA 170 SPEAKER STROBE CEILING | 1 | FALSE | FALSE | FALSE | 2020 | [13 empty] | FALSE |  |  | C |  |  |  |  | THOR\acont | 2024-09-08 17:27 |  | [Edwards, Kidde] [NAC] [24 VDC] EGCF-S2VMH (C), EGCF-VMH (C), GCF-S2VMH (C), GCF-S7VMH (C), GCF-VMH (C), GCHFRF-S2VMCH (C), GCHFRF-S7VMCH (C), GCHFRN-S2VMCH (C), GCHFRN-S7VMCH (C), GCHFWA-S2VMAH (C), GCHFWA-S2VMCH (C), GCHFWA-S7VMAH (C), GCHFWA-S7VMCH (C [Edwards, Kidde] [AUDIO 25v] [25V AUDIO] EGCF-S2VMH (C), G4F-S2, G4F-S2V1575, G4F-S2VM, G4HFRF-S2, G4HFRF-S2VMC, G4HFRN-S2, G4HFRN-S2VMC, G4HFWA-S2, G4HFWA-S2VMA, G4HFWA-S2VMC, G4HFWF-S2, G4HFWF-S2VMC, G4HFWN-S2, G4HFWN-S2VMA, G4HFWN-S2VMC, G4RF-S2, G4RF [Edwards, Kidde] [NAC] [16 VDC] EGCF-S2VMH (C), EGCF-VMH (C), GCF-S2VMH (C), GCF-S7VMH (C), GCF-VMH (C), GCHFRF-S2VMCH (C), GCHFRF-S7VMCH (C), GCHFRN-S2VMCH (C), GCHFRN-S7VMCH (C), GCHFWA-S2VMAH (C), GCHFWA-S2VMCH (C), GCHFWA-S7VMAH (C), GCHFWA-S7VMCH (C
23021bf4-c190-493a-85f5-a784d805ea8d | NFPA 170 NON ADDRESSABLE RELAY |  |  | North | Firelite |  | Non-Addressable Relay |  |  |  | Module | TRUE | MR-101/CR | + | Single SPDT Relay with LED, mounted in metal backbox with red plastic cover | 1 | 0 | 0.015 |  |  | 24 |  | FALSE | [5 empty] | #FFFF0000 | FA-NFPA 170 NON ADDRESSABLE RELAY | 1 | FALSE | FALSE | FALSE | 1300 | [13 empty] | FALSE | [5 empty] | THOR\acont | 2023-11-06 08:17 | THOR\acont | 2024-09-08 17:27 | Cloned from Air Products MR-101/C/R | [Air Products, Altronix, Firelite, RIB, Space Age Electronics] [AUX POWER, NAC] [*] 6062, MR-101/C/R, MR-101/CR, MR-101/T, MR-201/C/R, PAM-4, RIB2401-RD, SC-300, SSU-MR-101/C, SSU-MR-101/C/R, SSU-MR-201/C, SSU-MR-201/C/R, SSU-MR-204/C
dd9f9236-02ce-46c0-a69c-a78a24406800 | NFPA 170 GRAPHIC ANNUNCIATOR PANEL | RISER ANNUNCIATOR |  | North | Edwards |  | Graphic Annunciator |  |  |  | Module | TRUE | EV1 |  | Graphic Annunciator 17.5"w x10.5"h view area, 72 LEDs typical | 1 | [6 empty] | FALSE | [5 empty] | #FFFF0000 | FA-NFPA 170 GRAPHIC ANNUNCIATOR PANEL | 1 | FALSE | FALSE | FALSE | 256 | [13 empty] | FALSE | [7 empty] | THOR\acont | 2024-09-08 17:27
a19c0068-18e5-45fb-bc06-a78c487d1684 | NFPA 170 SMOKE DETECTOR |  |  | North | Bosch |  | Smoke Detector |  |  |  | Module | TRUE | FRAY5000-1PRISM | + | Prism plate, 1 prism | 1 | [6 empty] | FALSE | TRUE |  |  |  |  | #FFFF0000 | FA-NFPA 170 SMOKE DETECTOR | 1 | FALSE | FALSE | FALSE | 1408 | [13 empty] | FALSE |  |  | SBP |  |  | DESKTOP-7EIEB7A\acont | 2022-06-28 13:04 | THOR\acont | 2024-09-08 17:27 | Cloned from Autocall A4098-9019 (Prism)
4d9c6fa1-6ece-4dc8-8e1a-a79828aa0021 | 170 BASIC SHAPE |  |  | North | MIRCOM |  | Miscellaneous |  |  |  | Assembly | TRUE | TX3-CX-2K-A |  | Two Door Access Control System Kit, TX3-CX Door Controller | 1 | [6 empty] | FALSE | [5 empty] | #FFFF0000 | FA-170 BASIC SHAPE | 1 | FALSE | FALSE | FALSE | 5000 | [13 empty] | FALSE |  |  | CTRL |  |  | AULAPTOP-PC\Aulaptop | 2019-12-17 06:57 | THOR\acont | 2024-09-08 17:27 | Cloned from MIRCOM NEW PART CLONED CLONED
28a5f36b-9612-4c79-a218-a7989e419ba4 | NFPA 170 GAS DETECTOR |  |  | North | Honeywell |  | Gas Detection |  |  |  | Module | TRUE | C7233A | ++ | Carbon Dioxide (CO2) Sensor | 1 | 0 | 0.125 |  |  |  |  | FALSE | [5 empty] | #FFFF0000 | FA-NFPA 170 GAS DETECTOR | 1 | FALSE | FALSE | FALSE | 1402 | [13 empty] | FALSE |  |  | CO, NO2 |  |  | THOR\acont | 2024-09-03 14:40 | THOR\acont | 2024-09-08 17:27 | Cloned from Macurco CD-6G | [Honeywell, Macurco] [RS-485] [DATA INPUT] 8100 EC, C7233A, C7263A, CD-6G, CD-6H, CD-6MC, CM-15, CM-15A, CM-6, CM-E1, CM-E1-FTG, CM-E1-RF, CM-E1-RS, CM-S1, CX-6, EX-CO-1000P-O, GD-2B, XNX-UTAV-RNCB1 [Honeywell, Macurco] [AUX POWER] [*] [24VDC] 8100 EC, C7233A, C7263A, CD-6G, CD-6H, CD-6MC, CM-15, CM-15A, CM-6, CM-E1, CM-E1-FTG, CM-E1-RF, CM-E1-RS, CM-S1, CX-6, EX-CO-1000P-O, GD-2B, TXP-T40, XNX-UTAV-RNCB1 [Honeywell, Macurco] [IDC] [#1 ALARM] 8100 EC, C7233A, C7263A, CD-6G, CD-6H, CD-6MC, CM-15, CM-15A, CM-6, CM-E1, CM-E1-FTG, CM-E1-RF, CM-E1-RS, CM-S1, CX-6, EX-CO-1000P-O, GD-2B, TXP-T40, XNX-UTAV-RNCB1
5446b679-11a3-465d-b70c-a79f0cdb6164 | NFPA 170 STROBE WALL |  |  | North | Potter |  | Strobe |  |  |  | Module | TRUE | SL-1224-WP |  | Weatherproof Selectable Candela Strobe | 1 | 0 | 0.225 |  |  |  |  | FALSE | [5 empty] | #FF0070C0 | FA-NFPA 170 STROBE WALL | 1 | FALSE | FALSE | FALSE | 2023 | [13 empty] | FALSE | [7 empty] | THOR\acont | 2024-09-08 17:27 |  | [Potter] [NAC] [UL MAX] SL-1224-WP
b5efee7b-5aa5-40d4-bb75-a7a6f7f64aa4 |  |  |  | North | Siemens |  | Cards & Components |  |  |  | Card | TRUE | FCI2002-A1 | ++ | Periphery board (2-loops) | 1 | 0.039 | 0.039 |  |  |  |  | TRUE | [5 empty] | #FFFFFFFF |  |  | FALSE | FALSE | FALSE | [12 empty] | 0.5 | [7 empty] | DESKTOP-7EIEB7A\acont | 2021-11-20 19:17 | THOR\acont | 2024-10-09 10:48 | Cloned from Siemens DLH1191A |  | [Siemens] FCI2002-A1
80885009-2fa5-4281-86d2-a7a9fff1d082 | NFPA 170 NOTIFICATION CIRCUIT EXTENDER PANEL | RISER NAC |  | North | Firelite |  | Notification Circuit Extender Panel |  |  |  | Assembly | TRUE | FL-PS6 | + | 6.0 A, 120 VAC remote charger power supply in a lockable,metal enclosure | 1 | [6 empty] | FALSE | FALSE | SURFACE |  | PROVIDED | N/A | #FFFF0000 | FA-NFPA 170 NOTIFICATION CIRCUIT EXTENDER PANEL | 1 | FALSE | FALSE | FALSE | 212 |  |  | 7315-0028:0225 | [5 empty] | 7,12,18,34 |  |  |  |  | TRUE | [5 empty] | DESKTOP-7EIEB7A\acont | 2021-05-12 09:02 | THOR\acont | 2024-09-08 17:27 | Cloned from Notifier PSE-6
c9f6fd52-b86d-49f2-af82-a7b074afaa40 | NFPA 170 SMOKE BEAM DETECTOR CONTROLLER |  |  | North | Potter |  | Beam Detector |  |  |  | Module | TRUE | 1430184 (Controller) | ++ | Fireray Hub Systems Beam Detector Controller | 1 | 0.0175 | 0.0175 |  |  |  |  | FALSE | TRUE |  |  |  |  | #FFFF0000 | FA-NFPA 170 SMOKE BEAM DETECTOR CONTROLLER | 1 | FALSE | FALSE | FALSE | 1406 | [13 empty] | FALSE | [5 empty] | THOR\acont | 2025-02-20 08:00 | THOR\acont | 2025-02-20 08:00 | Cloned from FFE 6020-300 (Controller) | [FFE, Potter] [IDC] 01 [Trouble] 100RU (C), 1430184 (Controller) (C), 3000-103 (Controller) (C), 5000-103 (Controller) (C), 50RU (C), 6010-300 (Detector) (C), 6020-300 (Controller) (C) [FFE, Potter] [AUX POWER] [*] 100RU (C), 1430184 (Controller) (C), 3000-103 (Controller) (C), 5000-103 (Controller) (C), 50RU (C), 6010-300 (Detector) (C), 6020-300 (Controller) (C) [FFE, Potter] [IDC] 02 [Alarm] 100RU (C), 1430184 (Controller) (C), 3000-103 (Controller) (C), 5000-103 (Controller) (C), 50RU (C), 6010-300 (Detector) (C), 6020-300 (Controller) (C) | [FFE, Potter] 1430184 (Controller), 6020-300 (Controller)
aa8531c4-c723-4c9a-a95b-a7b4ec252997 | NFPA 170 HORN |  |  | North | Siemens |  | Horn |  |  |  | Module | TRUE | AH-R-WP | 500-636005 | AH HORN RED WEATHERPROOF | 1 | [12 empty] | #FF0070C0 | FA-NFPA 170 HORN | 1 | FALSE | FALSE | FALSE | 2010 | [19 empty] | DESKTOP-7SAL8M7\acont | 2019-08-13 09:04 | THOR\acont | 2024-09-08 17:27 | B,T | [Siemens] [NAC] [DC, HIGH DB] AH-R, AH-R-WP, AH-W
eca61edc-699e-4976-9624-a7c593d41867 | NFPA 170 STROBE WALL |  |  | North | System Sensor |  | Strobe |  |  |  | Module | TRUE | SWL-CLR-ALERT | + | Strobe, White, ALERT | 1 | 0 | 0.043 |  |  |  |  | FALSE | [5 empty] | #FF0070C0 | FA-NFPA 170 STROBE WALL | 1 | FALSE | FALSE | FALSE | 2023 | [13 empty] | FALSE | [7 empty] | THOR\acont | 2024-09-08 17:27 |  | [BluePoint, System Sensor] [NAC] [VDC] BP04-101LP, BP04-111LP, BP04-A101LP, BP04-A111LP, SGRL, SGWL, SPSRL, SPSRL-P, SPSRL-SP, SPSWL, SPSWL-ALERT, SPSWL-CLR-ALERT, SPSWL-P, SRL, SRL w/ WAV-RL, SRL-P, SRL-SP, SWL, SWL w/ WAV-WL, SWL-ALERT, SWL-CLR-ALERT, [BluePoint, System Sensor] [NAC] [VFWR] BP04-101LP, BP04-111LP, BP04-A101LP, BP04-A111LP, SGRL, SGWL, SPSRL, SPSRL-P, SPSRL-SP, SPSWL, SPSWL-ALERT, SPSWL-CLR-ALERT, SPSWL-P, SRL, SRL w/ WAV-RL, SRL-P, SRL-SP, SWL, SWL w/ WAV-WL, SWL-ALERT, SWL-CLR-ALERT,
ba933b14-9f3e-4bdf-a6bf-a7d0932d2d8d | NFPA 170 STROBE CEILING |  |  | North | Siemens |  | Strobe |  |  |  | Module | TRUE | SL2SCW-EV | S54329-F197-A1++ | Strobe, Ceiling, Clear, White, Evacuation | 1 | [7 empty] | TRUE |  |  |  |  | #FF0070C0 | FA-NFPA 170 STROBE CEILING | 1 | FALSE | FALSE | FALSE | 2023 | [19 empty] | DESKTOP-7EIEB7A\acont | 2023-08-03 09:40 | THOR\acont | 2024-09-08 17:27 | Cloned from Siemens SL2SWW-EV | [Siemens] [NAC] [16.0 – 33.0 VDC] SL2SCR-A (C), SL2SCR-AL (C), SL2SCR-ALA (C), SL2SCR-ALB (C), SL2SCR-F (C), SL2SCR-FB (C), SL2SCR-N (C), SL2SCR-NA (C), SL2SCR-NB (C), SL2SCW-A (C), SL2SCW-AL (C), SL2SCW-ALA (C), SL2SCW-ALB (C), SL2SCW-EV (C), SL2SCW-F (
cbf1aa86-2e76-4fde-815a-a7d0f3fdc5cb | NFPA 170 FIRE ALARM CONTROL INTERFACE |  |  | North | Simplex |  | Interface |  |  |  | Assembly | TRUE | 4190-9835 | ++ | ES Net external NIC and media cards for TSW, Platinum | 1 | 0.12 | 0.12 | [10 empty] | #FFFF0000 | FA-NFPA 170 FIRE ALARM CONTROL INTERFACE | 1 | FALSE | FALSE | FALSE | [20 empty] | THOR\acont | 2024-02-23 06:12 | THOR\acont | 2024-09-08 17:27 | Cloned from Simplex 4190-9833
3dbdfde6-87e3-4a68-a81b-a7d495837da1 | NFPA 170 HEAT DETECTOR |  |  | North | Notifier |  | Heat Detector |  |  |  | Module | TRUE | FST-851 w/B300-6 | ++ | Intelligent Addressable 135°F (57°C) Thermal Detector W/ Flashscan | 1 | 0.0003 | 0.0065 |  |  |  |  | FALSE | FALSE | FLUSH |  | 4" SQ. DEEP | 3 "O" PLASTER RING | #FFFF0000 | FA-NFPA 170 HEAT DETECTOR | 1 | FALSE | FALSE | FALSE | 1403 |  |  | 7270-0028:0196 | [10 empty] | FALSE | [7 empty] | THOR\acont | 2024-09-08 17:27 | 20191121 AC Detector without base | [Honeywell, Notifier, System Sensor] [SLC MODULES SENSORS] [*] [#2 SHARED ADDR ¦ SENSORS] 2251B (C), 2251-COPTIR (C), 2251-COPTIR w/B200S-WH (C), 2251TB (C), 2251TMB (C), 5251B (C), 5251B-WP (C), 5251H (C), 5251RB (C), 5251RB-WP (C), 7251 (C), 7251DH (C) [Honeywell, Notifier, System Sensor] [SLC SENSORS] [*] [#4 TYPE ADDR ¦ SENSORS] 2251B (C), 2251-COPTIR (C), 2251-COPTIR w/B200S-WH (C), 2251TB (C), 2251TMB (C), 5251B (C), 5251B-WP (C), 5251H (C), 5251RB (C), 5251RB-WP (C), 7251 (C), 7251DH (C), DH200LP
922a334a-6219-4780-94b5-a7d7d1c59429 |  |  |  | North | Autocall |  | Hardware |  |  |  | Hardware | TRUE | A2975-9408 | + | 2 bay back box red | 1 | [12 empty] | #FFFFFFFF |  |  | FALSE | FALSE | FALSE | [20 empty] | ALIENWIN10\AugWin7 | 2019-11-19 16:19 | THOR\acont | 2024-10-09 10:48
d845e0d8-3fe0-4838-86fd-a7d7df15e5dd |  |  |  | North | Siemens | [5 empty] | Module | TRUE | JA-24 | 600-121421 | TWENTY-FOUR INCH HARNESS | 1 | [12 empty] | #FFFFFFFF |  |  | FALSE | FALSE | FALSE | [20 empty] | DESKTOP-7SAL8M7\acont | 2019-08-13 09:04 | THOR\acont | 2024-10-09 10:48
93fa0b5e-cf03-4751-9b2d-a7db51c6ea1a | NFPA 170 STROBE WALL |  |  | North | Gentex |  | Strobe |  |  |  | Module | TRUE | WGESB24-75PWLP |  | WGES Colored Lens Low Profile Outdoor Strobe (GOELP Enclosure), Blue Lens | 1 | 0 | 0.164 |  |  |  |  | FALSE | [5 empty] | #FF0070C0 | FA-NFPA 170 STROBE WALL | 1 | FALSE | FALSE | FALSE | 2023 | [13 empty] | FALSE | [7 empty] | THOR\acont | 2024-09-08 17:27 |  | [Gentex] [NAC] [UL MAX] WGESB24-75PW, WGESB24-75PWLP, WGESG24-75PW, WGESG24-75PWLP, WGESR24-75PW, WGESR24-75PWLP
8ef75d01-6ec0-44bb-841c-a7e026b67b46 | NFPA 170 STROBE WALL |  |  | North | Janus |  | Strobe |  |  |  | Module | TRUE | S-24WR |  | Strobe, 24 VDC, Red | 1 | 0 | 0.042 |  |  |  |  | FALSE | FALSE |  |  |  |  | #FF0070C0 | FA-NFPA 170 STROBE WALL | 1 | FALSE | FALSE | FALSE | 2023 | [13 empty] | FALSE | [5 empty] | DESKTOP-QGO6JOK\acont | 2021-06-01 11:54 | THOR\acont | 2024-09-08 17:27 | Cloned from Potter S-24WR | [Janus, Potter] [NAC] [24 VDC] S-24WR, S-24WW [Janus, Potter] [NAC] [UL MAX] S-24WR, S-24WW
928ea4e9-bf03-4023-b78b-a7e145105382 | NFPA 170 SMOKE DETECTOR |  |  | North | Ansul |  | Smoke Detector |  |  |  | Module | TRUE | 430559 | ++ | LIFEalarm Photoelectric Detector For Two-Wire Bases | 1 | 0.0001 | 0.086 |  |  |  |  | TRUE | [5 empty] | #FFFF0000 | FA-NFPA 170 SMOKE DETECTOR | 1 | FALSE | FALSE | FALSE | [20 empty] | AUGUSTXPS17-EUP\aucon | 2022-05-25 03:56 | THOR\acont | 2024-09-08 17:27 | Cloned from Ansul New Part | [Ansul] [IDC] 01 [*] [ALL DEVICES ++] 428655, 428656, 430559, 430562, 430565, 430566, 431196, 433940, 433941
5dbc59fa-2383-4432-9af2-a7e3dbeb5205 |  |  |  | North | Sigcom |  | Cards & Components |  |  |  | Card | TRUE | MNS-70V-XFMR | + | 70 VRMS Transformer Kit | 1 | [6 empty] | TRUE | FALSE |  |  |  |  | #FFFFFFFF |  |  | FALSE | FALSE | FALSE | [14 empty] | FALSE | [5 empty] | DESKTOP-7EIEB7A\acont | 2021-03-12 06:31 | THOR\acont | 2024-10-09 10:48 | Cloned from Firelite ECC-XRM-70V | [Sigcom] [MISC] [70V XFMR Cable] MNS-70V-XFMR
3f738f02-df3c-414b-be63-a7e4bed04522 | NFPA 170 SPEAKER STROBE CEILING |  |  | North | Eaton Wheelock |  | Speaker/Strobe |  |  |  | Module | TRUE | E70-24MCC-FR | + | Speaker/Strobe, 24 VDC, Multi-Candela, , 25/70 Vrms, red | 1 | 0 | 0.11 |  |  |  |  | FALSE | TRUE |  |  |  |  | #FF0070C0 | FA-NFPA 170 SPEAKER STROBE CEILING | 1 | FALSE | FALSE | FALSE | 2020 | [13 empty] | FALSE |  |  | C |  |  | DESKTOP-7EIEB7A\acont | 2022-03-29 11:52 | THOR\acont | 2024-09-08 17:27 | Cloned from Eaton Wheelock E90-24MCC-FR | [Eaton Wheelock] [NAC] [UL MAX DC] E70-24MCC-FR (C), E70-24MCC-FW (C), E90-24MCC-FR (C), E90-24MCC-FW (C) [Eaton Wheelock] [AUDIO 70.7v] [70V AUDIO] E70-24MCC-FR (C), E70-24MCC-FW (C), E70-24MCCH-FR (C), E70-24MCCH-FW (C), E90-24MCC-FR (C), E90-24MCC-FW (C), E90-24MCCH-FR (C), E90-24MCCH-FW (C) [Eaton Wheelock] [AUDIO 25v] [25V AUDIO] E70-24MCC-FR (C), E70-24MCC-FW (C), E70-24MCCH-FR (C), E70-24MCCH-FW (C), E90-24MCC-FR (C), E90-24MCC-FW (C), E90-24MCCH-FR (C), E90-24MCCH-FW (C) [Eaton Wheelock] [NAC] [UL MAX FWR] E70-24MCC-FR (C), E70-24MCC-FW (C), E90-24MCC-FR (C), E90-24MCC-FW (C)
8707fa08-d213-4efb-b835-a7f108ff2870 |  |  |  | North | Edwards |  | Cards & Components |  |  |  | Card | TRUE | 3-BPS/M-230-E | n | Booster Power Supply 230V, EN-54 Compliance | 1 | 0.05 | 0.05 |  |  |  |  | TRUE | [5 empty] | #FFFFFFFF |  |  | FALSE | FALSE | FALSE | [22 empty] | THOR\acont | 2024-10-09 10:48
1471b33f-53e5-46af-9a72-a7f1b829711d |  |  |  | North | Notifier |  | Cards & Components |  |  |  | Card | TRUE | NFC-50/100 Main Board (50W, 25V) | + | Main Board for ECC-50/100 | 1 | 0.272 | 3.846 |  |  |  |  | TRUE | FALSE |  |  |  |  | #FFFFFFFF |  |  | FALSE | FALSE | FALSE | [14 empty] | FALSE | [5 empty] | DESKTOP-7SAL8M7\acont | 2019-10-02 17:27 | THOR\acont | 2024-10-09 10:48 |  | [Notifier] [RS-485] NFC-50/100 Main Board (100W, 25V), NFC-50/100 Main Board (100W, 70V), NFC-50/100 Main Board (50W, 25V), NFC-50/100 Main Board (50W, 70V) [Notifier] [VAC ] 411UDAC Main Board, AFP-100 Main Board, AFP-200 Main Board, FCPS-24S6 MAIN BOARD, FCPS-24S8 MAIN BOARD, HPFF12 Main Board, HPFF8 Main Board, NFC-125DA (25V) Main Board, NFC-50/100 Main Board (100W, 25V), NFC-50/100 Main Board (100W, 70V [Notifier] [NAC Trigger] NFC-50/100 Main Board (100W, 25V), NFC-50/100 Main Board (100W, 70V), NFC-50/100 Main Board (50W, 25V), NFC-50/100 Main Board (50W, 70V) | [Notifier] NFC-50/100 Main Board (50W, 25V)
0ae53183-b15c-4d43-aa7d-a7f595253498 | NFPA 170 SPEAKER CEILING |  |  | North | Edwards |  | Speaker |  |  |  | Module | TRUE | GCHFWF-S7 |  | 70V Speaker, White, FIRE | 1 | [6 empty] | FALSE | TRUE |  |  |  |  | #FF0070C0 | FA-NFPA 170 SPEAKER CEILING | 1 | FALSE | FALSE | FALSE | 2019 | [13 empty] | FALSE |  |  | C |  |  |  |  | THOR\acont | 2024-09-08 17:27 |  | [Edwards, Kidde] [AUDIO 70.7v] [70V AUDIO] G4F-S7, G4F-S7V1575, G4F-S7VM, G4HFRF-S7, G4HFRF-S7VMC, G4HFRN-S7, G4HFRN-S7VMC, G4HFWA-S7, G4HFWA-S7VMA, G4HFWA-S7VMC, G4HFWF-S7, G4HFWF-S7VMC, G4HFWN-S7, G4HFWN-S7VMA, G4HFWN-S7VMB, G4HFWN-S7VMC, G4RF-S7, G4RF
7c60693e-8b57-40ca-9291-a7f62251c2d8 | NFPA 170 INTEGRAL VALVE SUPERVISORY SWITCH |  |  | East | Kidde |  | Supervisory Switch |  |  |  | Module | TRUE | 70985018 (10611105) | ++ | 1/4” Lock-Out Valve, Carbon Steel (with Limit Switch) | 1 | [6 empty] | FALSE | FALSE | PROVIDED BY SPRINKLER CONTRACTOR |  | PROVIDED BY OTHERS |  | #FFFF0000 | FA-NFPA 170 INTEGRAL VALVE SUPERVISORY SWITCH | 1 | FALSE | FALSE | FALSE | 916 | [13 empty] | FALSE | [5 empty] | DESKTOP-7EIEB7A\acont | 2023-07-10 11:06 | THOR\acont | 2024-09-08 17:27 | Cloned from Generic VALVE TAMPER SUPERVISORY SWITCH | [Edwards, Kidde] [IDC] 01 06-118262-001, 06-118537-001 (ATEX), 30-3013, 45-118500-001, 45-500537-001 (ATEX), 70985018 (10611105), 70985020 (70985075), 70985021 (70985076), 70985022 (70985077), 70985023 (70985078), 70985024 (70985079), 70985025 (70985080)
2a8f4f3b-50ff-4399-8536-a7f9b30c556b | NFPA 170 DOOR HOLDER |  |  | North | Kidde |  | Door Holder |  |  |  | Module | TRUE | 1504-AQN5 |  | Flush, Wall Mount, 24Vac/dc or 120Vac | 1 | 0.015 | [5 empty] | FALSE | [5 empty] | #FFFF0000 | FA-NFPA 170 DOOR HOLDER | 1 | FALSE | FALSE | FALSE | 2500 | [13 empty] | FALSE | [5 empty] | DESKTOP-7SAL8M7\acont | 2020-01-02 06:59 | THOR\acont | 2024-09-08 17:27 | Cloned from Edwards 1504-AQN5 | [Edwards, Kidde, LCN] [AUX POWER] 1501-AQN5, 1504-AQN5, 1505-AQN5, 1508-AQN5, 1509-AQN5, 2310ME, 3130SE, 4040SE, 4310 HSA, 4310ME, 4410 HSA, SEM7830, SEM7840, SEM7850
d394fa0a-64e1-499b-b3e3-a7fe924cdeac | NFPA 170 STROBE CEILING |  |  | North | Simplex |  | Strobe |  |  |  | Module | TRUE | 4906-9114 | + | Multi-candela strobe, Ceiling Mount, Alert, Red | 1 | 0 | 0 |  |  |  |  | TRUE | TRUE |  |  |  |  | #FF0070C0 | FA-NFPA 170 STROBE CEILING | 1 | FALSE | FALSE | FALSE | 2022 | [16 empty] | C |  |  | DESKTOP-7EIEB7A\acont | 2022-03-07 06:50 | THOR\acont | 2024-09-08 17:27 | Cloned from Autocall A4906-9114 | [Autocall, Simplex] [NAC] [MAX] 4906-9102 (C), 4906-9104 (C), 4906-9110 (C), 4906-9112 (C), 4906-9114 (C), 4906-9115 (C), 4906-9116 (C), 4906-9117 (C), A4906-9102 (C), A4906-9104 (C), A4906-9110 (C), A4906-9112 (C), A4906-9114 (C), A4906-9115 (C), A4906-
2eddedef-5a76-4586-a354-a7ff75f91a75 | NFPA 170 ADDRESSABLE OUTPUT MODULE |  |  | North | Edwards |  | Addressable Control/Relay |  |  |  | Module | TRUE | SIGA-CC1 | ++ | Signal Module /w 1 Riser in, 1 Output Ckt, Cl 'B' | 1 | 0.000223 | 0.0001 |  |  |  |  | FALSE | [5 empty] | #FFFF0000 | FA-NFPA 170 ADDRESSABLE OUTPUT MODULE | 1 | FALSE | FALSE | FALSE | 1100 | [13 empty] | FALSE | [7 empty] | THOR\acont | 2024-10-08 16:26 |  | [Edwards, Kidde] [SLC EST MODULES] [*] [#3 TYPE ADDR ¦ MODULES] GSA-UIO2R, GSA-UIO6, GSA-UIO6R, RZI16-2, SIGA-270, SIGA-270P, SIGA-278, SIGA-AA30, SIGA-AA50, SIGA-CC1, SIGA-CC1S, SIGA-CC2, SIGA-CC2A, SIGA-CR, SIGA-CR2, SIGA-CRH, SIGA-CRR, SIGA-CT1, SIGA- [Edwards, Kidde] [SLC EST MODULES SENSORS] [*] [#1 SHARED ADDR ¦ MODULES] GSA-UIO2R, GSA-UIO6, GSA-UIO6R, RZI16-2, SIGA-270, SIGA-270P, SIGA-278, SIGA-AA30, SIGA-AA50, SIGA-CC1, SIGA-CC1S, SIGA-CC2, SIGA-CC2A, SIGA-CR, SIGA-CR2, SIGA-CRH, SIGA-CRR, SIGA- [Edwards, Kidde] [SLC EST MODULES] 01 [*] [EST3, iO1000 ] FX-2WIRE, FX-IDC1A, FX-IDC1B, FX-IDC2B, FX-IDCWS, FX-ISO, FX-NAC, GSA-CC1, GSA-CC1S, GSA-CC2, GSA-CT1, GSA-CT2, GSA-IO, GSA-MAB, GSA-MCC1, GSA-MCC1S, GSA-MCC2, GSA-MCT2, GSA-MIO, GSA-MM1, GSA-MRM1 [Edwards, Kidde] [AUDIO 25v, AUDIO 70.7v, AUX POWER, FFT, HORN, NAC] [RISER INPUT] ANSZM4B2A, FX-NAC, GSA-CC1, GSA-CC1S, GSA-CC2, GSA-MAB, GSA-MCC1, GSA-MCC1S, GSA-MCC2, GSA-MRM1, GSA-RM1, GSA-UM, SIGA-CC1, SIGA-CC1S, SIGA-CC2, SIGA-CC2A, SIGA-MAB, SIGA- [Edwards, Kidde] [SLC EST MODULES/SENSORS] 02 [*] [iO64] 70-417008-001, FX-2WIRE, FX-IDC1A, FX-IDC1B, FX-IDC2B, FX-IDCWS, FX-NAC, GSA-CC1, GSA-CC1S, GSA-CC2, GSA-CT1, GSA-CT2, GSA-IO, GSA-MAB, GSA-MCC1, GSA-MCC1S, GSA-MCC2, GSA-MCT2, GSA-MIO, GSA-MM1, GS | [Edwards, Farenhyt, MIRCOM, Notifier] 3-ASU/4, FFT-7, FFT-7S, FTM-1, IFP-FPJ, MIX-M500FP, SIGA-CC1 [Apollo, Edwards, Kidde] 55000-825ADV , FX-NAC, GSA-CC1, GSA-CC1S, GSA-CC2, GSA-MAB, GSA-MCC1, GSA-MCC1S, GSA-MCC2, GSA-UM, SIGA-CC1, SIGA-CC1S, SIGA-CC2, SIGA-CC2A, SIGA-MAB, SIGA-MCC1, SIGA-MCC1S, SIGA-MCC2, SIGA-MCC2A, SIGA-UM
1f9d711b-3252-4748-833c-a804ca9f0f1e |  |  |  | North | Siemens | [5 empty] | Module | TRUE | ICP-B6 | 500-895303 | INTEL OUTPUT CONTROL PT(B6 CHIP) | 1 | [12 empty] | #FFFFFFFF |  |  | FALSE | FALSE | FALSE | [20 empty] | DESKTOP-7SAL8M7\acont | 2019-08-13 09:04 | THOR\acont | 2024-10-09 10:48
c4d996b6-7925-4e71-a319-a8182049ed9c |  |  |  | North | Edwards |  | Hardware |  |  |  | Hardware | TRUE | WG4RTS |  | Surface Skirt for Genesis WG4 (wpf), red | 1 | [6 empty] | FALSE | [5 empty] | #FFFFFFFF |  |  | FALSE | FALSE | FALSE | [14 empty] | FALSE |  |  | WP |  |  |  |  | THOR\acont | 2024-10-09 10:48
db54309a-4d2e-4bb0-a11a-a81b39cb5c97 |  |  |  | North | Autocall |  | Cards & Components |  |  |  | Card | TRUE | A100-9114 |  | 4100ES Master Controller with InfoAlarm Command Center | 1 | 0.445 | 0.5 |  |  |  |  | TRUE | [5 empty] | #FFFFFFFF |  |  | FALSE | FALSE | FALSE | [20 empty] | DESKTOP-0D6CQVA\lousc | 2019-06-15 07:34 | THOR\acont | 2024-10-09 10:48 | Cloned from AutoCall A100-9620
4b028633-d068-4c7e-a1f4-a81febde7792 | NFPA 170 FIRE ALARM CONTROL UNIT | RISER FACP |  | North | Hochiki |  | Fire Alarm Control Unit |  |  |  | Assembly | TRUE | LA103K2-60 |  | FireNET L@TITUDE Analog Addressable Fire Alarm Control Panel, 4 Slot Standard Enclosure, 10.25 A Auto Voltage, 4-Loop Panel Module, Hochiki Protocol, Network Module, and Media Gateway™, Black, 48 Zone LEDs | 1 | [6 empty] | FALSE |  |  | *Refer to Install Sheet | 16.5in (W) x 23.2in (H) x 6in (D) | KM5FCRD (Optional Semi-Flush Mounting Kit) | #FFFF0000 | FA-NFPA 170 FIRE ALARM CONTROL UNIT | 1 | FALSE | FALSE | FALSE | 202 | [8 empty] | 7,12,18,28 |  |  | 10.25 |  | TRUE | [5 empty] | DESKTOP-7SAL8M7\acont | 2019-12-04 15:59 | THOR\acont | 2024-09-08 17:27 | Cloned from Hochiki LA103K1-60
5931a492-dee8-4e42-b48c-a8202e6c3a1b | NFPA 170 SMOKE DETECTOR |  |  | North | Gamewell FCI |  | Smoke Detector |  |  |  | Module | TRUE | ASD-PL3 w/B200SR-WH | + | Photoelectric smoke detector, bright white, Velociti w/ Standard sounder base, bright white | 1 | 0.0002 | 0.0045 |  |  |  |  | FALSE | TRUE | FLUSH |  | 4" SQ. DEEP | 3 "O" PLASTER RING | #FFFF0000 | FA-NFPA 170 SMOKE DETECTOR | 1 | FALSE | FALSE | FALSE | 1408 | [13 empty] | FALSE |  |  | SB |  |  | DESKTOP-7SAL8M7\acont | 2019-04-25 06:44 | THOR\acont | 2024-09-08 17:27 | 20191121 AC Detector with base | [Gamewell FCI] [SLC SENSORS] [*] [#4 TYPE ADDR ¦ SENSORS] ADPF (C), ASD-PL2F w/B200S-LF-WH (C), ASD-PL2F w/B210LP (C), ASD-PL2FR (C), ASD-PL3 w/B200S-LF-WH (C), ASD-PL3 w/B200SR-LF-WH (C), ASD-PL3 w/B200SR-WH (C), ASD-PL3 w/B224BI-WH (C), ASD-PL3 w/B224R [Gamewell FCI] [SLC MODULES SENSORS] [*] [#2 SHARED ADDR ¦ SENSORS] ADPF (C), ASD-PL2F w/B200S-LF-WH (C), ASD-PL2F w/B210LP (C), ASD-PL2FR (C), ASD-PL3 w/B200S-LF-WH (C), ASD-PL3 w/B200SR-LF-WH (C), ASD-PL3 w/B200SR-WH (C), ASD-PL3 w/B224BI-WH (C), ASD-P
f177f6db-1bbf-48e8-a72b-a823bb3c4194 | NFPA 170 HORN STROBE |  |  | North | Gentex |  | Horn/Strobe |  |  |  | Module | TRUE | GECA24PWW | + | GEC3 Colored Lens Horn/Strobe, Selectable Candela Low Profile, Wall, White, Plain, Amber Lens | 1 | 0 | 0.113 |  |  |  |  | FALSE | FALSE |  |  |  |  | #FF0070C0 | FA-NFPA 170 HORN STROBE | 1 | FALSE | FALSE | FALSE | 2023 | [13 empty] | FALSE | [5 empty] | DESKTOP-7EIEB7A\acont | 2021-11-04 10:40 | THOR\acont | 2024-09-08 17:27 | Cloned from Gentex GESA24PWW | [Gentex] [NAC] [UL MAX, Temp 3 2400Hz, High] GECA24PWR, GECA24PWW
738b1a5b-61e0-4636-8d31-a823ebec88c5 | NFPA 170 SPEAKER STROBE |  |  | North | Eaton Wheelock |  | Speaker/Strobe |  |  |  | Module | TRUE | ET70WP-2475W-FW w/IOB-W |  | Speaker/Strobe, wall, 24 VDC, WP, white weatherproof w/white backbox | 1 | 0 | 0.155 |  |  |  |  | FALSE | FALSE |  |  |  |  | #FF0070C0 | FA-NFPA 170 SPEAKER STROBE | 1 | FALSE | FALSE | FALSE | 2019 | [13 empty] | FALSE |  |  | WP |  |  | DESKTOP-7EIEB7A\acont | 2020-12-11 12:17 | THOR\acont | 2024-09-08 17:27 | Cloned from Eaton Wheelock ET70WP-2475W-FW | [Eaton Wheelock, Hochiki] [NAC] [UL 1971] ET70WP-2475W-FR, ET70WP-2475W-FR w/IOB-R, ET70WP-2475W-FR w/WFP-R, ET70WP-2475W-FW, ET70WP-2475W-FW w/IOB-R, ET70WP-2475W-FW w/IOB-W, ET70WP-2475W-FW w/WFP-W [Eaton Wheelock, Hochiki] [AUDIO 70.7v] [70V AUDIO] ET70WP-24115C-FR (C), ET70WP-24115C-FW (C), ET70WP-24135C-FR (C), ET70WP-24135C-FW (C), ET70WP-24135W-FR (C), ET70WP-24135W-FW (C), ET70WP-24177C-FR (C), ET70WP-24177C-FW (C), ET70WP-24185W-FR, ET70WP-2 [Eaton Wheelock, Hochiki] [NAC] [UL 1638 @ 77°F] ET70WP-2475W-FR, ET70WP-2475W-FR w/IOB-R, ET70WP-2475W-FR w/WFP-R, ET70WP-2475W-FW, ET70WP-2475W-FW w/IOB-R, ET70WP-2475W-FW w/IOB-W, ET70WP-2475W-FW w/WFP-W [Eaton Wheelock, Hochiki] [AUDIO 25v] [25V AUDIO] ET70WP-24115C-FR (C), ET70WP-24115C-FW (C), ET70WP-24135C-FR (C), ET70WP-24135C-FW (C), ET70WP-24135W-FR (C), ET70WP-24135W-FW (C), ET70WP-24177C-FR (C), ET70WP-24177C-FW (C), ET70WP-24185W-FR, ET70WP-241
90a73b66-f78b-4f85-aaaf-a824c2402291 | NFPA 170 STROBE WALL |  |  | North | Federal Signal |  | Strobe |  |  |  | Module | TRUE | FB2PST-I-024C |  | Fireball Supervised Strobe Light, Clear | 1 | [6 empty] | FALSE |  | 1/2" NPT Pipe/Surface |  |  |  | #FF0070C0 | FA-NFPA 170 STROBE WALL | 1 | FALSE | FALSE | FALSE | 2023 | [13 empty] | FALSE |  |  | WP |  |  | THOR\acont | 2024-11-01 09:00 |  |  | Cloned from Federal Signal FB2PST-012-024C | [Federal Signal] [AUX POWER, NAC] [24 VDC] FB24ST-024A, FB24ST-024B, FB24ST-024C, FB24ST-024G, FB24ST-024R, FB2PST-012-024A, FB2PST-012-024B, FB2PST-012-024C, FB2PST-012-024G, FB2PST-012-024R, FB2PST-I-024A, FB2PST-I-024B, FB2PST-I-024C, FB2PST-I-024G, F
3793d830-271a-4154-b84f-a826cf0dc6f3 |  |  |  | North | Edwards |  | Hardware |  |  |  | Hardware | TRUE | MN-HSHHPS36VB |  | Hand-held portable amplified loudspeaker system replacement/backup rechargeable battery pack (without charger) | 1 | [6 empty] | FALSE | [5 empty] | #FFFFFFFF |  |  | FALSE | FALSE | FALSE | [14 empty] | FALSE | [7 empty] | THOR\acont | 2024-10-09 10:48
7e5d9052-8e6b-48a2-9d1b-a827ca1055cc | NFPA 170 STROBE CEILING |  |  | North | Eaton Wheelock |  | Strobe |  |  |  | Module | TRUE | RSS-24MCCH-FR |  | Strobe, 24 Vdc, red, selectable, | 1 | 0 | 0.645 |  |  |  |  | FALSE | TRUE |  |  |  |  | #FF0070C0 | FA-NFPA 170 STROBE CEILING | 1 | FALSE | FALSE | FALSE | 2022 | [13 empty] | FALSE | [7 empty] | THOR\acont | 2024-09-08 17:27 |  | [Bosch, Eaton Wheelock] [NAC] RSS-24MCCH-FR (C), RSS-24MCCH-FW, STH-4R24MCCH (C)
1f2cf1f0-e180-440a-9588-a82a3c507291 |  |  |  | North | Siemens | [5 empty] | Module | TRUE | SNU-Kit | S54430-C19-A1 | SNU SALES KIT | 1 | [12 empty] | #FFFFFFFF |  |  | FALSE | FALSE | FALSE | [20 empty] | DESKTOP-7SAL8M7\acont | 2019-08-13 09:04 | THOR\acont | 2024-10-09 10:48
4549c5ca-bcf8-4332-8c8f-a82d580b11cf |  |  |  | North | Siemens | [5 empty] | Module | TRUE | PAD-3-MB | 500-699080 | MAIN BOARD ONLY FOR PAD-3 | 1 | [12 empty] | #FFFFFFFF |  |  | FALSE | FALSE | FALSE | [20 empty] | DESKTOP-7SAL8M7\acont | 2019-08-13 09:04 | THOR\acont | 2024-10-09 10:48
3f28e6ea-acce-429a-8257-a82f2b09e7b6 |  |  |  | North | Edwards |  | Hardware |  |  |  | Hardware | TRUE | 74347U | ++ | Surface-mount box, outdoor rated, Red | 1 | [6 empty] | FALSE | [5 empty] | #FFFFFFFF |  |  | FALSE | FALSE | FALSE | [14 empty] | FALSE | [5 empty] | THOR\acont | 2024-04-09 08:16 | THOR\acont | 2024-10-09 10:48 | Cloned from Edwards WGWMA
c10daa86-9723-4d90-b0a2-a832630dfe8e | NFPA 170 CELL COMM | RISER CELL COMM |  | North | Honeywell |  | Cellular Communicator |  |  |  | Assembly | TRUE | HWF2A-COM |  | LTE Digital Cellular Fire Alarm Communicator and Internet Panel, AT&T LTE / IP | 1 | [6 empty] | TRUE | [5 empty] | #FFFF0000 | FA-NFPA 170 CELL COMM | 1 | FALSE | FALSE | FALSE | 251 | [8 empty] | 7 |  |  |  |  | FALSE | [5 empty] | DESKTOP-7SAL8M7\acont | 2019-12-13 06:15 | THOR\acont | 2024-09-08 17:27 | Cloned from Honeywell HWF2V-COM
7ab6559e-1736-4c98-830f-a83c924d9ff4 | BP MANUAL STATION |  |  | North | BluePoint |  | Manual Station |  |  |  | Module | TRUE | BP02-203M | ++ | Medical Pull Station (RF-DMP) | 1 | [6 empty] | FALSE | [5 empty] | #FFFF0000 | FA-BP MANUAL STATION | 1 | FALSE | FALSE | FALSE | 957 | [13 empty] | FALSE |  |  | M |  |  | THOR\acont | 2024-03-20 12:15 | THOR\acont | 2024-09-08 17:27 | Cloned from BluePoint BP02-202P CLONED | [BluePoint, DMP] [DMP WIRELESS] [WIRELESS] 1103, 1126R, 1135, 1164 (C), 1164NS (C), 1165H (C), 1168 (C), 1181-R, 1182, 1183-135F, 1183-135R, 1184-W (C), BP01-303, BP02-203M, BP02-203P, BP02-A203M, BP02-A203P, BP02-A203PH, BP03-303, BP03-A103M, BP03-A103P
6b3cf5e2-760f-48cf-994e-a8489ab60473 | NFPA 170 SMOKE DETECTOR |  |  | North | FFE |  | Smoke Detector |  |  |  | Module | TRUE | 5000-103 (Prism) | + | Fireray 5000 Beam Detector Prism | 1 | [6 empty] | FALSE | TRUE |  |  |  |  | #FFFF0000 | FA-NFPA 170 SMOKE DETECTOR | 1 | FALSE | FALSE | FALSE | 1408 | [13 empty] | FALSE |  |  | SBP |  |  | DESKTOP-7EIEB7A\acont | 2021-05-27 08:44 | THOR\acont | 2024-09-08 17:27 | Cloned from Potter 5000-103 (Prism)
245cd163-4e96-4e08-8b3b-a84c00a3da3a |  |  |  | North | Siemens | [5 empty] | Module | TRUE | 40/40L-122SF | S54430-F115-A1 | UV/IR FLM DET WO1 85C 3/4" SS FM | 1 | [12 empty] | #FFFFFFFF |  |  | FALSE | FALSE | FALSE | [20 empty] | DESKTOP-7SAL8M7\acont | 2019-08-13 09:04 | THOR\acont | 2024-10-09 10:48
c88685e5-4068-4209-b001-a84c57a95cb5 | NFPA 170 SMOKE DETECTOR |  |  | North | Edwards |  | Smoke Detector |  |  |  | Module | TRUE | SIGA-PS w/SIGA-AB4G-LF BASE | ++ | Photoelectric Smoke Detector | 1 | 0.00045 | 4.5e-05 |  |  |  |  | FALSE | TRUE |  |  |  |  | #FFFF0000 | FA-NFPA 170 SMOKE DETECTOR | 1 | FALSE | FALSE | FALSE | 1408 | [13 empty] | FALSE |  |  | LF |  |  |  |  | THOR\acont | 2024-10-09 10:48 | 20191121 AC Detector with base | [Edwards, Kidde] [SLC EST SENSORS] 01 [*] [EST3, iO1000] DS-HFS (C), DS-PS (C), FX-HD w/IB4U BASE, FX-HD w/RB4U BASE, FX-HD w/SB4U BASE, FX-HD w/SB4U-LF BASE, FX-HD wB4U BASE, FX-PD w/B4U BASE (C), FX-PD w/IB4U BASE (C), FX-PD w/SB4U BASE (C), FX-PD w/SB [Edwards, Kidde] [SLC EST SENSORS] [*] [#4 TYPE ADDR ¦ SENSORS] KI-DDOS (C), SIGA2-COS w/SIGA-AB4G BASE, SIGA2-COS w/SIGA-AB4G-LF BASE, SIGA2-COS w/SIGA-AB4GT BASE, SIGA2-COS w/SIGA-IB BASE, SIGA2-COS w/SIGA-RB BASE, SIGA2-COS w/SIGA-SB BASE, SIGA2-HCOS [Edwards, Kidde] [SLC EST MODULES SENSORS] [*] [#2 SHARED ADDR ¦ SENSORS] KI-DDOS (C), SIGA2-COS w/SIGA-AB4G BASE, SIGA2-COS w/SIGA-AB4G-LF BASE, SIGA2-COS w/SIGA-AB4GT BASE, SIGA2-COS w/SIGA-IB BASE, SIGA2-COS w/SIGA-RB BASE, SIGA2-COS w/SIGA-SB BASE, S [Edwards, Kidde] [SLC EST MODULES/SENSORS] 01 [*] [iO64] DS-HFS (C), DS-PS (C), FX-HD w/IB4U BASE, FX-HD w/RB4U BASE, FX-HD w/SB4U BASE, FX-HD w/SB4U-LF BASE, FX-HD wB4U BASE, FX-PD w/B4U BASE (C), FX-PD w/IB4U BASE (C), FX-PD w/SB4U BASE (C), FX-PD w/SB [Edwards, Kidde] [AUX POWER] FX-HD w/SB4U-LF BASE, FX-PD w/SB4U-LF BASE (C), FX-PHD w/SB4U-LF BASE (C), SIGA2-COS w/SIGA-AB4G-LF BASE, SIGA2-HCOS w/SIGA-AB4G-LF BASE, SIGA2-HFS w/SIGA-AB4G-LF BASE, SIGA2-HRS w/SIGA-AB4G-LF BASE, SIGA2-PCOS w/SIGA-AB4G-LF
e1073108-030c-414b-ba16-a84d0026641d | NFPA 170 SMOKE DETECTOR |  |  | North | MIRCOM |  | Smoke Detector |  |  |  | Module | TRUE | MIX-2351AP | ++ | Intelligent Photoelectric smoke detector - UL | 1 | 0.0002 | 0.0045 |  |  |  |  | FALSE | TRUE |  |  |  |  | #FFFF0000 | FA-NFPA 170 SMOKE DETECTOR | 1 | FALSE | FALSE | FALSE | 1408 | [13 empty] | FALSE |  |  | P |  |  | DESKTOP-7EIEB7A\acont | 2023-05-12 10:14 | THOR\acont | 2024-09-08 17:27 | Cloned from MIRCOM MIX-2351AP w/B300-6 | [MIRCOM] [SLC MODULES SENSORS] [*] [#2 SHARED ADDR ¦ SENSORS] DNR w/MIX-2251BR (C), DNR w/MIX-2351RAP (C), MIX-1251AP w/B200SR-LF-WH (C), MIX-1251AP w/B200SR-WH (C), MIX-1251AP w/B210LP (C), MIX-1251AP w/B224RB-WH (C), MIX-1251AP w/B501 (C), MIX-1251B w/ [MIRCOM] [SLC SENSORS] [*] [#4 TYPE ADDR ¦ SENSORS] DNR w/MIX-2251BR (C), DNR w/MIX-2351RAP (C), MIX-1251AP w/B200SR-LF-WH (C), MIX-1251AP w/B200SR-WH (C), MIX-1251AP w/B210LP (C), MIX-1251AP w/B224RB-WH (C), MIX-1251AP w/B501 (C), MIX-1251B w/B200SR-LF-
af546811-4b43-497a-b921-a84d0c975f2a | NFPA 170 FIRE ALARM CONTROL UNIT | RISER FACP |  | North | Hochiki |  | Fire Alarm Control Unit |  |  |  | Assembly | TRUE | FN2127US1ERS120 |  | FireNET® FACP, 2 Loop, W/Network Card, Red, 120V | 1 | [6 empty] | FALSE |  |  | *Refer to Install Sheet | 14.5" W x 24" H x 5" D |  | #FFFF0000 | FA-NFPA 170 FIRE ALARM CONTROL UNIT | 1 | FALSE | FALSE | FALSE | 202 | [8 empty] | 7,12,18,28,55,60 |  |  |  |  | TRUE | [5 empty] | DESKTOP-0D6CQVA\lousc | 2019-09-24 07:20 | THOR\acont | 2024-09-08 17:27 | from Hochiki FN4127US0ERS120 | [AutoPulse, Hochiki, VES] [RS-485] [Network] 542R (433607), FN2127US0ERS120, FN-2127US0ERS-220, FN2127US1ERS120, FN-2127US1ERS-220, FN4127US0ERS120, FN-4127US0ERS-220, FN4127US1ERS120, FN-4127US1ERS-220, FN-LCD-N, FN-LCD-S, FNP-1127, FNP-1127ES0EGS-120, | [Hochiki] FN2127US0ERS120, FN-2127US0ERS-220, FN2127US1ERS120, FN-2127US1ERS-220, FN4127US0ERS120, FN-4127US0ERS-220, FN4127US1ERS120, FN-4127US1ERS-220 [Hochiki] FN2127US0ERS120, FN-2127US0ERS-220, FN2127US1ERS120, FN-2127US1ERS-220 [Hochiki] FN2127US0ERS120, FN-2127US0ERS-220, FN2127US1ERS120, FN-2127US1ERS-220, FN4127US0ERS120, FN-4127US0ERS-220, FN4127US1ERS120, FN-4127US1ERS-220 [Hochiki] FN2127US0ERS120, FN-2127US0ERS-220, FN2127US1ERS120, FN-2127US1ERS-220, FN4127US0ERS120, FN-4127US0ERS-220, FN4127US1ERS120, FN-4127US1ERS-220 [Hochiki] FN2127US0ERS120, FN-2127US0ERS-220, FN2127US1ERS120, FN-2127US1ERS-220, FN4127US0ERS120, FN-4127US0ERS-220, FN4127US1ERS120, FN-4127US1ERS-220 [Hochiki] FN2127US0ERS120, FN-2127US0ERS-220, FN2127US1ERS120, FN-2127US1ERS-220, FN4127US0ERS120, FN-4127US0ERS-220, FN4127US1ERS120, FN-4127US1ERS-220
d4ff4fae-2f07-477e-9926-a8554d759dd2 | NFPA 170 MANUAL PULL |  |  | North | Notifier |  | Manual Station |  |  |  | Module | TRUE | NBG-12LRA | ++ | Dual action lexan Releasing station with Abort | 1 | [6 empty] | FALSE | FALSE |  |  |  |  | #FFFF0000 | FA-NFPA 170 MANUAL PULL | 1 | FALSE | FALSE | FALSE | 957 | [13 empty] | FALSE | [7 empty] | THOR\acont | 2024-09-08 17:27 |  | [Chemtronics, Firelite, MIRCOM, Notifier, System Sensor] [IDC] 01 [*] [IDC 2-WIRE ++] 1151 (C), 1151EIS (C), 1400 (C), 1451 (C), 1451DH (C), 1451DHHT (C), 2100AT (C), 2100S (C), 2100TR (C), 2100TS (C), 2151 w/B110LP (C), 2151 w/B116LP (C), 2151 w/B401 (C [Honeywell, Notifier, System Sensor] [SLC MODULES] [*] [#3 TYPE ADDR ¦ MODULES] 30-3013 w/FMM-101, Q3013D, ACM-8R, ACPS-610, AMPS-24, AMPS-24E, EM-1M, EM-1MI, EM-1MM, EM-1MMI, EM-1R, EM-1RI, EM-1SR, EM-1SRI, FCM-1, FCM-1-REL, FD7044 MM-101, FDM-1, FDRM-1 [Honeywell, Notifier, System Sensor] [SLC MODULES SENSORS] [*] [#1 SHARED ADDR ¦ MODULES] 30-3013 w/FMM-101, Q3013D, ACM-8R, ACPS-610, AMPS-24, AMPS-24E, EM-1M, EM-1MI, EM-1MM, EM-1MMI, EM-1R, EM-1RI, EM-1SR, EM-1SRI, FCM-1, FCM-1-REL, FD7044 MM-101, FDM
d8055e3e-7664-4e70-b26c-a8575f3504ee | NFPA 170 ISOLATION MODULE |  |  | North | MIRCOM |  | Isolator Module |  |  |  | Module | TRUE | MIX-100X | ++ | Fault Isolator Module | 1 | 3.5e-05 | 3.5e-05 |  |  |  |  | FALSE |  |  |  | 4.0” W x 4.0” H x 1.3” D |  | #FFFF0000 | FA-NFPA 170 ISOLATION MODULE | 1 | FALSE | FALSE | FALSE | 1200 | [13 empty] | FALSE | [5 empty] | THOR\acont | 2024-04-03 13:48 | THOR\acont | 2024-09-08 17:27 | Cloned from MIRCOM MIX-M500X | [MIRCOM] [SLC MODULES SENSORS] [*] [#1 SHARED ADDR ¦ MODULES] CR-6, CZ-6, IM-10, MIX-100P, MIX-100R, MIX-100S, MIX-100X, MIX-101P, MIX-4040, MIX-4040M, MIX-4041, MIX-4045, MIX-4045-M, MIX-4046, MIX-M500DM, MIX-M500DMAP, MIX-M500FP, MIX-M500M, MIX-M500MAP [MIRCOM] [ISO] 01 [ISO ++] MIX-100X
1923d7d9-08a3-42d2-9c3c-a858c658e010 | NFPA 170 LCD ANNNUNCIATOR DISPLAY | RISER ANNUNCIATOR |  | North | Edwards |  | LCD Annunciator |  |  |  | Module | TRUE | RLCD-C-PG |  | LCD Ann, 4x20 LCD, w/common LEDs & Ctrls, white, Portuguese | 1 | 0.099 | 0.115 |  |  |  |  | FALSE | [5 empty] | #FFFF0000 | FA-NFPA 170 LCD ANNNUNCIATOR DISPLAY | 1 | FALSE | FALSE | FALSE | 257 | [8 empty] | 7,12,18 |  |  |  |  | FALSE | [7 empty] | THOR\acont | 2024-09-08 17:27 |  | [Edwards, Kidde] [RS-485] GCI (C), GCIX (C), K-RLCD-C, K-RLCD-CR, K-RLCD-R, RLCD, RLCD-C, RLCD-CF, RLCD-C-PG, RLCD-CR, RLCD-C-SP, RLCD-F, RLCD-PG, RLCD-SP, RLED24 Mainboard, RLED24R Mainboard, RLED-C Mainboard, RLED-CF Mainboard, RLED-CR Mainboard [Edwards, Kidde] [AUX POWER] [*] K-RLCD-C, K-RLCD-CR, K-RLCD-R, RLCD, RLCD-C, RLCD-CF, RLCD-C-PG, RLCD-CR, RLCD-C-SP, RLCD-F, RLCD-PG, RLCD-SP
b6193b87-8889-4818-a498-a85af224d522 |  |  |  | North | Autocall |  | Cards & Components |  |  |  | Card | TRUE | A100-9111 Main Board | ++ | Main Board | 1 | 0.373 | 0.47 |  |  |  |  | TRUE | [5 empty] | #FFFFFFFF |  |  | FALSE | FALSE | FALSE | [20 empty] | DESKTOP-0D6CQVA\lousc | 2019-06-13 19:09 | THOR\acont | 2024-10-09 10:48 |  | [Autocall, Simplex] [IDC] [#1 ALARM] 4100-6033, 4100-9111 (4100U) Main Board, 4100-9111 Main Board, A009-970x MAIN BOARD, A009-970xx MAIN BOARD, A100-6033, A100-9111 Main Board | [Autocall, Simplex] 4010-9401 Main Board, 4010-9402 Main Board, 4100-9111 (4100U) Main Board, 4100-9111 Main Board, A010-9401 Main Board, A010-9402 Main Board, A100-9111 Main Board [Autocall] A007-9101/9102 CPU, A007-9202 CPU, A010-9422 CPU, A010-9425 CPU, A010-9426 CPU, A010-9601 ESS, A010-9602 CPU, A010-9604 CPU, A100-0620, A100-0625, A100-1291, A100-9121 CPU, A100-9131 CPU, A100-9314 CPU, A100-9331 CPU [Autocall, Simplex] 4007-9101(BA) CPU, 4007-9102(BA) CPU, 4007-9202 CPU, 4100-5311, A007-9101/9102 CPU, A007-9202 CPU, A010-9422 CPU, A010-9425 CPU, A010-9426 CPU, A010-9601 ESS, A010-9602 CPU, A010-9604 CPU, A100-5101, A100-5311, A100-5325, A100-9121 CPU
6ef326da-7f9e-4ffc-8dab-a86405461bea | NFPA 170 DUCT SMOKE DETECTOR |  |  | North | Firelite |  | Duct Smoke Detector |  |  |  | Module | TRUE | DNRW | + | Watertight intelligent non-relay photoelectric low flow duct smoke detector housing. Includes SD365R(A)-IV detector | 1 | 0.0002 | 0.045 |  |  |  |  | FALSE | TRUE | FLUSH |  | N/A | N/A | #FFFF0000 | FA-NFPA 170 DUCT SMOKE DETECTOR | 1 | FALSE | FALSE | FALSE | 1400 |  |  | 3242-1653:0209 | [10 empty] | FALSE | [5 empty] | DESKTOP-7EIEB7A\acont | 2022-05-04 16:06 | THOR\acont | 2024-09-08 17:27 | Cloned from Firelite D365PL | [Firelite, System Sensor] [SLC SENSORS] [*] [#4 TYPE ADDR ¦ SENSORS] AD355 w/B200SR-LF-WH (C), AD355 w/B200SR-WH (C), AD355 w/B210LP (C), AD355 w/B224BI-WH (C), AD355 w/B224RB-WH (C), AD355 w/B501 (C), BEAM355 (C), BEAM355S (C), CP355 w/B200SR-WH (C), CP [Firelite, System Sensor] [SLC MODULES SENSORS] [*] [#2 SHARED ADDR ¦ SENSORS] AD355 w/B200SR-LF-WH (C), AD355 w/B200SR-WH (C), AD355 w/B210LP (C), AD355 w/B224BI-WH (C), AD355 w/B224RB-WH (C), AD355 w/B501 (C), BEAM355 (C), BEAM355S (C), CP355 w/B200SR- | [Fike, Firelite, Monaco Enterprises, Notifier, Space Age Electronics] 723-370-00, 723-371-00, D365PL, D4120, D4120W, DNR, DNR w/FIK‐2351R, DNR w/FSP-851R, DNR w/FSP-951R, DNR w/FSP-951R-IV, DNR w/NP-100R, DNR w/NP-200R, DNR w/SD365R, DNRW, DNRW w/FSP-951R
a9936119-694b-424f-9d63-a8690dc60ecc | NFPA 170 SPEAKER STROBE |  |  | North | Eaton Wheelock |  | Speaker/Strobe |  |  |  | Module | TRUE | LSPSTW3-ALA |  | WALL SPEAKER STROBE, WHITE, ALERT, AMBER | 1 | [6 empty] | TRUE | [5 empty] | #FF0070C0 | FA-NFPA 170 SPEAKER STROBE | 1 | FALSE | FALSE | FALSE | 2020 | [19 empty] | DESKTOP-7EIEB7A\acont | 2021-04-12 12:12 | THOR\acont | 2024-09-08 17:27 | Cloned from Eaton Wheelock LSPSTW3-ALA | [Eaton Wheelock] [AUDIO 70.7v] [70V AUDIO] LSPKC (C), LSPKRC (C), LSPKRC-AL (C), LSPKRC-N (C), LSPKWC (C), LSPKWC-AL (C), LSPKWC-N (C), LSPSTC3 (C), LSPSTR3, LSPSTR3-AL, LSPSTR3-ALA, LSPSTR3-N, LSPSTR3-NA, LSPSTRC3 (C), LSPSTRC3-AL (C), LSPSTW3, LSPSTW3- [Eaton Wheelock] [AUDIO 25v] [25V AUDIO] LSPKC (C), LSPKRC (C), LSPKRC-AL (C), LSPKRC-N (C), LSPKWC (C), LSPKWC-AL (C), LSPKWC-N (C), LSPSTC3 (C), LSPSTR3, LSPSTR3-AL, LSPSTR3-ALA, LSPSTR3-N, LSPSTR3-NA, LSPSTRC3 (C), LSPSTRC3-AL (C), LSPSTW3, LSPSTW3-AL [Eaton Wheelock] [NAC] LSPSTR3, LSPSTR3-AL, LSPSTR3-ALA, LSPSTR3-N, LSPSTR3-NA, LSPSTW3, LSPSTW3-AL, LSPSTW3-ALA, LSPSTW3-N, LSPSTW3-NA
2686d065-99df-4885-b348-a86e125a3c00 | NFPA 170 SMOKE HEAT DETECTOR |  |  | North | Siemens |  | Smoke/Heat Detector |  |  |  | Module | TRUE | FDOT421 w/DB2-HR BASE | S54320-F6-A1+ | Multi-Criteria Fire Detector | 1 | 0.00025 | 0.00061 | [5 empty] | TRUE |  |  |  |  | #FFFF0000 | FA-NFPA 170 SMOKE HEAT DETECTOR | 1 | FALSE | FALSE | FALSE | 1411 | [16 empty] | R |  |  | DESKTOP-QGO6JOK\acont | 2022-06-14 09:02 | THOR\acont | 2024-09-08 17:27 | Cloned from Siemens FDOT421 w/DB-11 BASE | [Siemens] [SLC MODULES SENSORS] [*] [#2 SHARED ADDR ¦ SENSORS] FDBZ492 w/OP921 (C), FDBZ492-HR w/FDO421 (C), FDBZ492-HR w/OP921 (C), FDO421 (C), FDO421 w/DB-11 BASE (C), FDOT421 w/DB-11 BASE (C), FDOT421 w/DB2-HR BASE (C), FDT421 w/DB-11 BASE, FP-11 w/DB
e3396355-6f18-467c-85b6-a87538de45c3 | NFPA 170 SMOKE CO DETECTOR |  |  | North | Potter |  | Smoke/CO Detector |  |  |  | Module | TRUE | PAD200-PCD w/PAD100-SPKB | + | Photoelectric Smoke/CO Detector with Speaker Base with One Form-C Relay Contact | 1 | 0.00045 | 0.00045 |  |  |  |  | FALSE | TRUE |  |  |  |  | #FFFF0000 | FA-NFPA 170 SMOKE CO DETECTOR | 1 | FALSE | FALSE | FALSE | 1411 | [13 empty] | FALSE |  |  | SB |  |  | DESKTOP-7EIEB7A\acont | 2022-01-27 14:46 | THOR\acont | 2024-09-08 17:27 | Cloned from Potter PAD200-PHD w/PAD100-SPKB | [Potter] [AUDIO 70.7v] [70V AUDIO] PAD100-CD w/PAD100-SPKB, PAD100-HD w/PAD100-SPKB, PAD100-PD w/PAD100-SPKB (C), PAD100-PHD w/PAD100-SPKB (C), PAD100-PHD w/PAD100-SPKB (Split) (C), PAD100-SPKB, PAD200-PCD w/PAD100-SPKB (C), PAD200-PCD w/PAD100-SPKB (Spl [Potter] [AUDIO 25v] [25V AUDIO] PAD100-CD w/PAD100-SPKB, PAD100-HD w/PAD100-SPKB, PAD100-PD w/PAD100-SPKB (C), PAD100-PHD w/PAD100-SPKB (C), PAD100-PHD w/PAD100-SPKB (Split) (C), PAD100-SPKB, PAD200-PCD w/PAD100-SPKB (C), PAD200-PCD w/PAD100-SPKB (Split [Potter] [SLC PAD] [*] [#2 SHARED ADDR ¦ SENSORS] PAD100-CD w/PAD100-4DB, PAD100-CD w/PAD100-6DB, PAD100-CD w/PAD100-IB, PAD100-CD w/PAD100-LFSB, PAD100-CD w/PAD100-RB, PAD100-CD w/PAD100-SB, PAD100-CD w/PAD100-SPKB, PAD100-DUCT (C), PAD100-DUCTR (C), PA
9ba78be3-56ae-4ce4-a3fc-a875eee9bcd4 | NFPA 170 SPEAKER WALL |  |  | North | Siemens |  | Speaker |  |  |  | Module | TRUE | SLSPWR-AL | S54329-F39-A2 | SLSPWR-AL SPK,WALL,RED,ALERT | 1 | [12 empty] | #FF0070C0 | FA-NFPA 170 SPEAKER WALL | 1 | FALSE | FALSE | FALSE | 2021 | [19 empty] | DESKTOP-7SAL8M7\acont | 2019-08-13 09:04 | THOR\acont | 2024-09-08 17:27 |  | [Siemens] [AUDIO 25v] [25V AUDIO] SL2SPSCW-F (C), SLSPCR-A (C), SLSPCR-AL (C), SLSPCR-F (C), SLSPCR-N (C), SLSPCW-A (C), SLSPCW-AL (C), SLSPCW-F (C), SLSPCW-N (C), SLSPSCR-A (C), SLSPSCR-AL (C), SLSPSCR-ALA (C), SLSPSCR-F (C), SLSPSCR-N (C), SLSPSCR-NA ( [Siemens] [AUDIO 70.7v] [70V AUDIO] SL2SPSCW-F (C), SLSPCR-A (C), SLSPCR-AL (C), SLSPCR-F (C), SLSPCR-N (C), SLSPCW-A (C), SLSPCW-AL (C), SLSPCW-F (C), SLSPCW-N (C), SLSPSCR-A (C), SLSPSCR-AL (C), SLSPSCR-ALA (C), SLSPSCR-F (C), SLSPSCR-N (C), SLSPSCR-NA
1f92bd4d-3b69-4642-8649-a87abaa1722f |  |  |  | North | Bosch | [5 empty] | Module | TRUE | VDA-WMT-DOME | * | Wall mount bracket for FlexiDomes 0000075504 | 1 | [12 empty] | #FFFFFFFF |  |  | FALSE | FALSE | FALSE | [20 empty] | DESKTOP-7EIEB7A\acont | 2021-08-13 06:25 | THOR\acont | 2024-10-09 10:48
729ba0ea-a56e-4336-a811-a88148a31ad9 |  |  |  | North | Edwards |  | Cards & Components |  |  |  | Card | TRUE | 3-24Y |  | 24 Yel LED Display Mod | 1 | 0.002 | 0.038 |  |  |  |  | TRUE | [5 empty] | #FFFFFFFF |  |  | FALSE | FALSE | FALSE | [14 empty] | FALSE | [7 empty] | THOR\acont | 2024-10-09 10:48
8c2b107c-13c3-41a8-8c38-a8828c1b5fe4 | NFPA 170 MANUAL PULL |  |  | North | Fike |  | Manual Station |  |  |  | Module | TRUE | 20-1837 | RMS-1T-KL-LP-PT++ | SPST Dual Action RSG Keyed Metal Portuguese “Fire”(FOGO) Manual Pull Station | 1 | [6 empty] | TRUE | [5 empty] | #FFFF0000 | FA-NFPA 170 MANUAL PULL | 1 | FALSE | FALSE | FALSE | 957 | [13 empty] | FALSE | [5 empty] | DESKTOP-7EIEB7A\acont | 2023-08-29 08:30 | THOR\acont | 2024-09-08 17:27 | Cloned from Fike 20-1833 CLONED CLONED CLONED | [Fike] [IDC] 01 [ALARM] 20-1833, 20-1834, 20-1835, 20-1836, 20-1837, 20-1838, 20-1839, 20-1840, 20-1841, 20-1842, 20-1843, 20-1844
e7483949-b7c7-4b97-ac73-a8831fe8069c |  |  |  | North | Firelite |  | Cards & Components |  |  |  | Card | TRUE | ECC-50BDA Main Board (100W, 25V) | + | Main Board for ECC-50BDA | 1 | 0.11 | 1.2 |  |  |  |  | TRUE | FALSE |  |  |  |  | #FFFFFFFF |  |  | FALSE | FALSE | FALSE | [14 empty] | FALSE | [5 empty] | DESKTOP-7SAL8M7\acont | 2019-02-27 11:15 | THOR\acont | 2024-10-09 10:48 | Cloned from Firelite ECC-50DA Main Board (50W, 25V) | [Eaton Wheelock, Farenhyt, Firelite] [DIGITAL AUDIO LOOP] ECC-125DA (25V) Main Board, ECC-50BDA Main Board (100W, 25V), ECC-50BDA Main Board (100W, 70V), ECC-50DA Main Board (50W, 25V), ECC-50DA Main Board (50W, 70V), ECC-LOC, ECC-RM, ECC-RPU, ECS-12 [Farenhyt, Firelite] [RS-485] ECC-125DA (25V) Main Board, ECC-50BDA Main Board (100W, 25V), ECC-50BDA Main Board (100W, 70V), ECC-50DA Main Board (50W, 25V), ECC-50DA Main Board (50W, 70V), ECC-LOC, ECC-RM, ECC-RPU, ECS-125DA (25V) Main Board, ECS-12 [Farenhyt, Firelite] [AUX POWER] ECC-125DA (25V) Main Board, ECC-50BDA Main Board (100W, 25V), ECC-50BDA Main Board (100W, 70V), ECC-50DA Main Board (50W, 25V), ECC-50DA Main Board (50W, 70V), ECS-125DA (25V) Main Board, ECS-125DA (70V) Main Board, E [ADT Unimode, AES, Firelite, NAPCO, Notifier] [VAC ] [VAC] 1640, 200UDLS Main Board, 411UDAC Main Board, ACC-25/50 Main Board, BE-500 CPU, CPU-N16LD, CPU-N16LND, ECC-125DA (25V) Main Board, ECC-50/100 Main Board (100W, 25V), ECC-50/100 Main Board (100W, [Ditek, Monaco Enterprises, Spectronix, WBOX] [VAC ] [VAC] 0E-SPROACHW, 210-524-00, DTK-120HW, DTK-120HWLOK, DTK-120HW-SS, DTK-1F, DTK-1FF, SA400 Main Board [Farenhyt, Firelite] [RS-485] ECC-125DA (25V) Main Board, ECC-50BDA Main Board (100W, 25V), ECC-50BDA Main Board (100W, 70V), ECC-50DA Main Board (50W, 25V), ECC-50DA Main Board (50W, 70V), ECC-LOC, ECC-RM, ECC-RPU, ECS-125DA (25V) Main Board, ECS-12 | [Farenhyt, Firelite] ECC-50BDA Main Board (100W, 25V), ECS-50BDA Main Board (100W, 25V)
c06c165c-8b1f-485d-8f65-a88417100364 | NFPA 170 SPEAKER WALL |  |  | North | Autocall |  | Speaker |  |  |  | Module | TRUE | A4902-9717 |  | SPEAKER LOW FREQUENCY | 1 | [6 empty] | TRUE | [5 empty] | #FF0070C0 | FA-NFPA 170 SPEAKER WALL | 1 | FALSE | FALSE | FALSE | 2021 | [16 empty] | LF |  |  | DESKTOP-EUPOT3B\aucon | 2022-01-13 05:16 | THOR\acont | 2024-09-08 17:27 | Cloned from Simplex 4902-9717 | [Autocall, Simplex] [AUDIO 70.7v] [70V AUDIO] 4902-9721, 4903-9148, 4903-9149, 4903-9150, 4903-9153, 4903-9193, 4906-9151, 4906-9153, 4906-9154 (C), 4906-9158 (C), 4906-9159 (C), 4906-9160 (C), A4902-9716, A4902-9717, A4902-9721, A4906-9151, A4906-9153, [Autocall, Simplex] [AUDIO 25v] [25V AUDIO] 4902-9721, 4903-9148, 4903-9149, 4903-9150, 4903-9153, 4903-9193, 4906-9151, 4906-9153, 4906-9154 (C), 4906-9158 (C), 4906-9159 (C), 4906-9160 (C), A4902-9716, A4902-9717, A4902-9721, A4906-9151, A4906-9153, A4
68c00211-136a-475d-b425-a895599a9ad4 |  |  |  | North | Software House | Security/Access Control |  |  |  |  | Module | TRUE | USTAR008 |  |  | 1 | [12 empty] | #FFFFFFFF |  |  | FALSE | FALSE | FALSE | [20 empty] | THOR\acont | 2024-03-12 21:43 | THOR\acont | 2024-10-09 10:48
78eab0f0-051c-48df-a891-a8a161f37cd3 | NFPA 170 SMOKE CO DETECTOR |  |  | North | Potter |  | Smoke/CO Detector |  |  |  | Module | TRUE | PAD200-PCD w/PAD100-RB | + | Photoelectric Smoke/CO Detector with 6" Base with One Form-C Relay Contact | 1 | 0.0005 | 0.0005 |  |  |  |  | FALSE | TRUE |  |  |  |  | #FFFF0000 | FA-NFPA 170 SMOKE CO DETECTOR | 1 | FALSE | FALSE | FALSE | 1411 | [13 empty] | FALSE |  |  | RB |  |  | DESKTOP-7EIEB7A\acont | 2022-01-27 14:46 | THOR\acont | 2024-09-08 17:27 | Cloned from Potter PAD200-PHD w/PAD100-RB | [Potter] [SLC PAD] [*] [#2 SHARED ADDR ¦ SENSORS] PAD100-CD w/PAD100-4DB, PAD100-CD w/PAD100-6DB, PAD100-CD w/PAD100-IB, PAD100-CD w/PAD100-LFSB, PAD100-CD w/PAD100-RB, PAD100-CD w/PAD100-SB, PAD100-CD w/PAD100-SPKB, PAD100-DUCT (C), PAD100-DUCTR (C), PA
56cc8cd4-22f5-4c47-a5cd-a8a2a3701d84 |  |  |  | North | Potter |  | Cards & Components |  |  |  | Card | TRUE | PAD100-SLCE (127pt) | + | SLC Loop Expander | 1 | 0.06 | 0.06 |  |  |  |  | TRUE | [5 empty] | #FFFFFFFF |  |  | FALSE | FALSE | FALSE | [14 empty] | FALSE | [5 empty] | DESKTOP-7EIEB7A\acont | 2021-03-25 10:31 | THOR\acont | 2024-10-09 10:48 | Cloned from Potter PAD100-SLCE (50pt) | [Potter] [P-LINK] [*] PAD100-SLCE (100pt), PAD100-SLCE (127pt), PAD100-SLCE (50pt), SLCE-127 (100pt), SLCE-127 (127pt), SLCE-127 (50pt) | [Potter] PAD100-SLCE (127pt)
f4957971-17e8-4fa7-8f2e-a8abc09ecc64 | NFPA 170 HORN STROBE |  |  | North | Siemens |  | Horn/Strobe |  |  |  | Module | TRUE | SL2MTSWR-FB | S54329-F238-A1++ | Multi-Tone Strobe, Wall, Clear, Red, Pictogram | 1 | [12 empty] | #FF0070C0 | FA-NFPA 170 HORN STROBE | 1 | FALSE | FALSE | FALSE | 2023 | [19 empty] | DESKTOP-7EIEB7A\acont | 2023-08-02 08:20 | THOR\acont | 2024-09-08 17:27 | Cloned from Siemens SL2MTSWW-FB | [Siemens] [NAC] [24 VDC, HORN STD] SL2MTSWR-A, SL2MTSWR-F, SL2MTSWR-FB, SL2MTSWR-N, SL2MTSWR-NR, SL2MTSWW-F, SL2MTSWW-FB, SL2MTSWW-N, SL2MTSWW-NA, SL2MTSWW-NB, SL2MTSWW-NG, SL2MTSWW-NR
d43b58ea-1b76-4376-bb92-a8af713080f5 | NFPA 170 FIRE ALARM CONTROL UNIT | RISER FACP |  | North | Monaco Enterprises |  | Fire Alarm Control Unit |  |  |  | Assembly | TRUE | 227-955-00 | ++ | MAAP-X point reporting, addressable, fire alarm control, mass notification, voice evacuation panel, integrated radio transceiver—single comm | 1 | [8 empty] | 28 in. H x 18 in. W x 3.6 in. D |  |  |  | #FFFF0000 | FA-NFPA 170 FIRE ALARM CONTROL UNIT | 1 | FALSE | FALSE | FALSE | 202 | [8 empty] | 18 |  | 18 |  |  | TRUE | [5 empty] | DESKTOP-7EIEB7A\acont | 2022-10-28 07:50 | THOR\acont | 2024-09-08 17:27 | Cloned from Monaco Enterprises 227-955-xx
9b96ce40-69aa-47ed-bf59-a8bdd30524af |  |  |  | North | Siemens | [5 empty] | Module | TRUE | ED-35R | 305-081403 | HINGED RED DOOR FOR 40 MODULE ENCLOSURE | 1 | [12 empty] | #FFFFFFFF |  |  | FALSE | FALSE | FALSE | [20 empty] | DESKTOP-7SAL8M7\acont | 2019-08-13 09:04 | THOR\acont | 2024-10-09 10:48
a8a9ee73-9bae-4dfb-bc32-a8d39c52601e |  |  |  | North | MIRCOM |  | Cards & Components |  |  |  | Card | TRUE | QAD-30 (25v) | + | 30 Watt Amplifier Module | 1 | 0.031 | 2.025 |  |  |  |  | TRUE | [5 empty] | #FFFFFFFF |  |  | FALSE | FALSE | FALSE | [14 empty] | FALSE | [7 empty] | THOR\acont | 2024-10-09 10:48 |  |  | [BluePoint, MIRCOM] BP-MCQXM-AMP (25v), QAD-30 (25v)
12c777eb-0e30-410d-afc3-a8d5024f2bf5 | NFPA 170 FIRE ALARM CONTROL UNIT | RISER FACP |  | North | Firelite |  | Fire Alarm Control Unit |  |  |  | Assembly | TRUE | ES-200X without PWRMOD24 | + | Intelligent Addressable FACP without PWRMOD24 | 1 | [6 empty] | FALSE | [5 empty] | #FFFF0000 | FA-NFPA 170 FIRE ALARM CONTROL UNIT | 1 | FALSE | FALSE | FALSE | 202 | [8 empty] | 7,12,18 |  |  |  |  | TRUE | [5 empty] | XPS-17-9710\August | 2025-01-28 09:50 | XPS-17-9710\August | 2025-01-28 09:52 | Cloned from Firelite ES-200X
7786213b-e386-41bb-bc28-a8dabf73c72c | NFPA 170 HEAT DETECTOR |  |  | North | Hochiki |  | Heat Detector |  |  |  | Module | TRUE | DFE-190 w/NS4-100 STANDARD BASE | DFE-190 w/NS4-100 STANDARD BASE | HEAT DETECTOR w/ STANDARD BASE | 1 |  | 0.3 |  |  |  |  | TRUE | TRUE |  | *Refer to Install Sheet |  |  | #FFFF0000 | FA-NFPA 170 HEAT DETECTOR | 1 | FALSE | FALSE | FALSE | 1403 | [19 empty] | DESKTOP-0D6CQVA\lousc | 2019-10-12 07:53 | THOR\acont | 2024-09-08 17:27 | Cloned from Hochiki DCD-135 w/NS4-100 STANDARD BASE | [Hochiki] [IDC] 01 [IDC] DCD-135 w/HSC-220L LATCHING LED BASE (C), DCD-135 w/HSC-220R - 2 WIRE RELAY BASE (C), DCD-135 w/HSC-221L LATCHING LED BASE (C), DCD-135 w/HSC-221R - 2 WIRE RELAY BASE (C), DCD-135 w/HSC-224L LATCHING LED BASE (C), DCD-135 w
36b70b00-ec8f-4d0f-adc2-a8df2063a198 | NFPA 170 SPEAKER WALL |  |  | North | Kidde |  | Speaker |  |  |  | Module | TRUE | G4HFWF-S7 |  | 70V Speaker, White, running man, FIRE | 1 | [6 empty] | FALSE | [5 empty] | #FF0070C0 | FA-NFPA 170 SPEAKER WALL | 1 | FALSE | FALSE | FALSE | 2021 | [13 empty] | FALSE | [5 empty] | DESKTOP-7SAL8M7\acont | 2020-01-02 08:13 | THOR\acont | 2024-09-08 17:27 | Cloned from Edwards G4HFWF-S7 | [Edwards, Kidde] [AUDIO 70.7v] [70V AUDIO] G4F-S7, G4F-S7V1575, G4F-S7VM, G4HFRF-S7, G4HFRF-S7VMC, G4HFRN-S7, G4HFRN-S7VMC, G4HFWA-S7, G4HFWA-S7VMA, G4HFWA-S7VMC, G4HFWF-S7, G4HFWF-S7VMC, G4HFWN-S7, G4HFWN-S7VMA, G4HFWN-S7VMB, G4HFWN-S7VMC, G4RF-S7, G4RF
37d81933-4763-45a2-8bc4-a8e53cd051f4 | NFPA 170 HEAT DETECTOR |  |  | North | Gamewell FCI |  | Heat Detector |  |  |  | Module | TRUE | ATD-L3H-IV w/B200SR-IV | + | Thermal heat detector, 190°F high temp, ivory, Velociti/CLIP w/ Standard sounder base, ivory | 1 | 0.0002 | 0.0045 |  |  |  |  | FALSE | TRUE | FLUSH |  | 4" SQ. DEEP | 3 "O" PLASTER RING | #FFFF0000 | FA-NFPA 170 HEAT DETECTOR | 1 | FALSE | FALSE | FALSE | 1403 | [13 empty] | FALSE |  |  | 190°, SB |  |  | DESKTOP-7SAL8M7\acont | 2019-05-06 10:45 | THOR\acont | 2024-09-08 17:27 | 20191121 AC Detector with base | [Gamewell FCI] [SLC MODULES SENSORS] [*] [#2 SHARED ADDR ¦ SENSORS] ADPF (C), ASD-PL2F w/B200S-LF-WH (C), ASD-PL2F w/B210LP (C), ASD-PL2FR (C), ASD-PL3 w/B200S-LF-WH (C), ASD-PL3 w/B200SR-LF-WH (C), ASD-PL3 w/B200SR-WH (C), ASD-PL3 w/B224BI-WH (C), ASD-P [Gamewell FCI] [SLC SENSORS] [*] [#4 TYPE ADDR ¦ SENSORS] ADPF (C), ASD-PL2F w/B200S-LF-WH (C), ASD-PL2F w/B210LP (C), ASD-PL2FR (C), ASD-PL3 w/B200S-LF-WH (C), ASD-PL3 w/B200SR-LF-WH (C), ASD-PL3 w/B200SR-WH (C), ASD-PL3 w/B224BI-WH (C), ASD-PL3 w/B224R
b44d0a98-da65-4143-94ba-a8e6d0fa6af0 | NFPA 170 HORN STROBE |  |  | North | Autocall |  | Horn/Strobe |  |  |  | Module | TRUE | A4906-9127 | + | Horn with Multi-Candela Strobe; Wall Mount, Red | 1 | 0 | 0 |  |  |  |  | TRUE | [5 empty] | #FF0070C0 | FA-NFPA 170 HORN STROBE | 1 | FALSE | FALSE | FALSE | 2012 | [19 empty] | DESKTOP-0D6CQVA\lousc | 2019-07-05 10:27 | THOR\acont | 2024-09-08 17:27 |  | [Autocall, Simplex] [NAC] [24VDC STEADY] 4906-9127, 4906-9129, 4906-9139, 4906-9141, A4906-9127, A4906-9129, A4906-9139, A4906-9141
422d16de-8020-461a-8ab7-a8e726a8e7f0 |  |  |  | North | Edwards | [5 empty] | Card | TRUE | iO1000R Mainboard |  | Mainboard for iO1000R assembly |  | 0.227 | 0.392 |  |  |  |  | TRUE | [5 empty] | #FFFFFFFF |  |  | FALSE | FALSE | [15 empty] | FALSE | [7 empty] | DESKTOP-7EIEB7A\acont | 2023-03-31 12:04 |  | [Edwards, Kidde, Macurco] [IDC] [#1 ALARM] 2IDC, 76-600000-001 Main Board, 76-800xxx-xxx Main Board, 77-600000-901 Main Board, 84-732001-901 Main Board, DVP-120 Mainboard, EST1-2Z Mainboard, FSP1004G Mainboard, FSP1004G-2 Mainboard, FSP1004GD Mainboard, [Edwards, Kidde, Macurco] [IDC] [#3 SUPERVISORY] 2IDC, 76-600000-001 Main Board, 76-800xxx-xxx Main Board, 77-600000-901 Main Board, 84-732001-901 Main Board, DVP-120 Mainboard, EST1-2Z Mainboard, FSP1004G Mainboard, FSP1004G-2 Mainboard, FSP1004GD Mainb [Edwards, Kidde, Macurco] [IDC] [#2 TROUBLE] 2IDC, 76-600000-001 Main Board, 76-800xxx-xxx Main Board, 77-600000-901 Main Board, 84-732001-901 Main Board, DVP-120 Mainboard, EST1-2Z Mainboard, FSP1004G Mainboard, FSP1004G-2 Mainboard, FSP1004GD Mainboard | [Edwards] IO-SDC2 [Edwards, Kidde] FX-1000 Mainboard, FX-1000D Mainboard, iO1000G Mainboard, iO1000G-2 Mainboard, iO1000G-2-PG Mainboard, iO1000G-2-SP Mainboard, iO1000GC Mainboard, iO1000GD Mainboard, iO1000G-F Mainboard, iO1000G-PG Mainboard, iO1000G-SP Mainboard, iO1000 [Edwards, Kidde] FX-1000 Mainboard, FX-1000D Mainboard, FX-64RD Mainboard, iO1000G Mainboard, iO1000G-2 Mainboard, iO1000G-2-PG Mainboard, iO1000G-2-SP Mainboard, iO1000GC Mainboard, iO1000GD Mainboard, iO1000G-F Mainboard, iO1000G-PG Mainboard, iO1000G-S [Edwards, Kidde] FX-1000 Mainboard, FX-1000D Mainboard, FX-64RD Mainboard, iO1000G Mainboard, iO1000G-2 Mainboard, iO1000G-2-PG Mainboard, iO1000G-2-SP Mainboard, iO1000GC Mainboard, iO1000GD Mainboard, iO1000G-F Mainboard, iO1000G-PG Mainboard, iO1000G-S
d840e41a-e74b-4d60-951c-a8ea6223ddae |  |  |  | North | Edwards |  | Hardware |  |  |  | Hardware | TRUE | 454744ARE |  | 12/4 Solid Twisted Red-Jacket FPLP (Plenum) | 1 | [6 empty] | FALSE | [5 empty] | #FFFFFFFF |  |  | FALSE | FALSE | FALSE | [14 empty] | FALSE | [7 empty] | THOR\acont | 2024-10-09 10:48
770b3052-f181-47d2-8d51-a8ec0e156ef0 | NFPA 170 SMOKE DETECTOR |  |  | North | Notifier |  | Smoke Detector |  |  |  | Module | TRUE | FSI-851 w/B224RB | ++ | DETECTOR, SMOKE, ADDRESSABLE IONIZATION w/RELAY BASE | 1 | 0.0003 | 0.0065 |  |  |  |  | FALSE | TRUE |  |  |  |  | #FFFF0000 | FA-NFPA 170 SMOKE DETECTOR | 1 | FALSE | FALSE | FALSE | 1408 | [13 empty] | FALSE |  |  | RB |  |  |  |  | THOR\acont | 2024-09-08 17:27 | 20191121 AC Detector with base | [Honeywell, Notifier, System Sensor] [SLC SENSORS] [*] [#4 TYPE ADDR ¦ SENSORS] 2251B (C), 2251-COPTIR (C), 2251-COPTIR w/B200S-WH (C), 2251TB (C), 2251TMB (C), 5251B (C), 5251B-WP (C), 5251H (C), 5251RB (C), 5251RB-WP (C), 7251 (C), 7251DH (C), DH200LP [Honeywell, Notifier, System Sensor] [SLC MODULES SENSORS] [*] [#2 SHARED ADDR ¦ SENSORS] 2251B (C), 2251-COPTIR (C), 2251-COPTIR w/B200S-WH (C), 2251TB (C), 2251TMB (C), 5251B (C), 5251B-WP (C), 5251H (C), 5251RB (C), 5251RB-WP (C), 7251 (C), 7251DH (C)
3c564766-c8bb-4a16-b751-a8ee96280feb | NFPA 170 REMOTE POWER SUPPLY | NFPA 170 REMOTE POWER SUPPLY |  | North | Fike |  | Remote Power Supply |  |  |  | Assembly | TRUE | FIK-RPS1000 | ++ | Intelligent Distributed Power Module, Red | 1 | [6 empty] | FALSE |  |  |  | Mounting Dimensions: 14.5”W x 24.75”H x 3.9”D (36.8 cm W x 62.9 cm H x 9.8 cm D) Overall Dimensions: 16.1”W x 26.4”H x 4.1”D (40.6 cm W x 67 cm H x 11.8 cm D) |  | #FFFF0000 | FA-NFPA 170 REMOTE POWER SUPPLY | 1 | FALSE | FALSE | FALSE | 212 | [8 empty] | 7,12,18.26,35 |  | 18 |  |  | TRUE | [5 empty] | DESKTOP-7EIEB7A\acont | 2023-01-04 16:19 | THOR\acont | 2024-09-08 17:27 | Cloned from Farenhyt RPS-1000
e4963f8e-96b9-45a4-963b-a8f0b9351b5b |  |  |  | North | Firelite |  | Cards & Components |  |  |  | Card | TRUE | LDM-32F | + | Lamp Driver Module, 32 Alarm Indications or 16 Alarm,16 Trouble, and 16 Control Points | 1 | 0.04 | 0.056 |  |  |  |  | TRUE | FALSE |  |  |  |  | #FFFFFFFF |  |  | FALSE | FALSE | FALSE | [14 empty] | FALSE | [7 empty] | THOR\acont | 2024-10-09 10:48 |  | [Firelite, Notifier] [AUX POWER] [*] ADM-24, LDM, LDM-32, LDM-32F, N-ANN-100, N-ANN-80, N-ANN-80C, N-ANN-80-W, N-ANN-I/O, N-ANN-LED, N-ANN-LED-R, N-ANN-RLED, N-ANN-RLED-R, N-ANN-RLY, N-ANN-S/PG, RLD, RZA-5F [Firelite, Notifier] [RS-485] [DATA] ADM-24, ANN-SEC CARD, FDU-80 CARD, LCD2-80 MAIN CARD, LDM, LDM-32, LDM-32F, N-ANN-100, N-ANN-80, N-ANN-80C, N-ANN-80-W, N-ANN-I/O, N-ANN-LED, N-ANN-LED-R, N-ANN-RLED, N-ANN-RLED-R, N-ANN-RLY, N-ANN-S/PG, RLD
2234418a-dc87-4495-a732-a8f7fddc321f |  |  |  | North | WINLAND | Environmental |  |  |  |  | Module | TRUE | TEMP-L-W |  |  | 1 | [12 empty] | #FFFFFFFF |  |  | FALSE | FALSE | FALSE | [20 empty] | THOR\acont | 2024-03-12 21:43 | THOR\acont | 2024-10-09 10:48
6ad0c379-ff1b-4f1f-92f0-a90236fe7589 |  |  |  | North | Notifier |  | Cards & Components |  |  |  | Card | TRUE | 4XTM | ++ | Transmitter Module | 1 | 0.005 | 0.011 |  |  |  |  | TRUE | FALSE |  |  |  |  | #FFFFFFFF |  |  | FALSE | FALSE | FALSE | [20 empty] | DESKTOP-7EIEB7A\acont | 2023-04-30 09:42 | THOR\acont | 2024-10-09 10:48 | Cloned from Firelite 4XTMF
e57b9bb0-59a5-42bc-800b-a90328f6c6bd |  |  |  | North | Bosch | [5 empty] | Module | TRUE | NDS-6004-F180E | * | Camera 180 Degree Camera | 1 | [12 empty] | #FFFFFFFF |  |  | FALSE | FALSE | FALSE | [20 empty] | DESKTOP-7EIEB7A\acont | 2021-08-13 06:25 | THOR\acont | 2024-10-09 10:48
fad9baf2-eba4-496d-ad9b-a909518ab6ed | CADGEN ELECTRIC STRIKE |  |  | North | Von Duprin | Security/Access Control | Electric Strike |  |  |  | Module | TRUE | 6212WF | ++ | 6200 Series - Strikes for mortise or cylindrical devices | 1 | 0.06 | 0.06 |  |  | 12 |  | TRUE | [5 empty] | #FFFF0000 | FA-CADGEN ELECTRIC STRIKE | 1 | FALSE | FALSE | FALSE | [17 empty] | R1 |  |  | DESKTOP-7EIEB7A\acont | 2023-01-27 07:11 | THOR\acont | 2024-09-08 17:27 | Cloned from Generic Electric Strike | [Alarm Controls, ALARM CONTROLS CORPORATION, ASSA ABLOY, Generic, HES, RCI, Von Duprin] [ACCESS CONTROL OUTPUT] [*] 1200L, 1200LB, 1200S, 1500, 1600, 4200, 5100, 600D, 600L, 600S, 6210, 6211, 6211AL, 6211WF, 6212, 6212WF, 6213, 6214, 6215, 6216, 6221, 62
7515ed47-a66b-451d-aab4-a90dc2b0f207 | NFPA 170 HORN CEILING |  |  | North | Eaton Wheelock |  | Horn |  |  |  | Module | TRUE | EL3RHN-NR | ++ | CEILING HORN, RED, FIRE | 1 | [6 empty] | TRUE | TRUE |  |  |  |  | #FF0070C0 | FA-NFPA 170 HORN CEILING | 1 | FALSE | FALSE | FALSE | 2020 | [16 empty] | C |  |  | THOR\acont | 2024-08-15 09:40 | THOR\acont | 2024-09-08 17:27 | Cloned from Eaton Wheelock EL3RST - FR | [Eaton Wheelock] [NAC] [24VDC, HIGH DB] EL3RHN-NR (C), EL4XHN-NW (C)
53e9ea69-847d-4e8e-80c8-a9180b773359 |  |  |  | North | Siemens | [5 empty] | Module | TRUE | FTS-C | 500-299450 | REMOTE WARDENS TELEPHONE STATION ARMORED CABLE MOUNTS IN FB-300 OR FB-301S | 1 | [12 empty] | #FFFFFFFF |  |  | FALSE | FALSE | FALSE | [20 empty] | DESKTOP-7SAL8M7\acont | 2019-08-13 09:04 | THOR\acont | 2024-10-09 10:48
7fd06230-fee4-4141-8df6-a91a26f36a5a | NFPA 170 FLAME DETECTOR |  |  | North | Honeywell |  | Flame Detector |  |  |  | Module | TRUE | FSL100-UVIR | ++ | Flame Detector | 1 | 0.025 | 0.075 |  |  |  |  | TRUE | [5 empty] | #FFFF0000 | FA-NFPA 170 FLAME DETECTOR | 1 | FALSE | FALSE | FALSE | 1401 | [16 empty] | XP |  |  | DESKTOP-7EIEB7A\acont | 2022-05-23 10:40 | THOR\acont | 2024-09-08 17:27 | Cloned from Dräger Flame 3000 | [Honeywell] [AUX POWER] [*] [AUX INPUT] FSL100-IR3, FSL100-UV, FSL100-UVIR [Honeywell] [IDC] [#2 FAULT] FSL100-IR3, FSL100-UV, FSL100-UVIR [Honeywell] [IDC] [#1 ALARM] FSL100-IR3, FSL100-UV, FSL100-UVIR
e775a686-6e30-4a51-9557-a91ebfff7098 | NFPA 170 VOICE EVACUATION CONTROL UNIT |  |  | North | Hochiki |  | Voice Evac Control Unit |  |  |  | Assembly | TRUE | FNVMP16 | + | Master Panel, 16 Switch Control | 1 | [6 empty] | FALSE |  |  | *Refer to Install Sheet |  |  | #FFFF0000 | FA-NFPA 170 VOICE EVACUATION CONTROL UNIT | 1 | FALSE | FALSE | FALSE | 211 | [8 empty] | 7,12,18 |  |  |  |  | TRUE | [5 empty] | DESKTOP-7SAL8M7\acont | 2019-11-04 16:25 | THOR\acont | 2024-09-08 17:27
a11d6a99-73e5-45a8-9f73-a9221b9f83d2 | NFPA 170 VOICE EVACUATION CONTROL UNIT |  |  | North | Hochiki |  | Voice Evac Control Unit |  |  |  | Assembly | TRUE | FNVMP48 | + | Master Panel, 48 Switch Control | 1 | [6 empty] | FALSE |  |  | *Refer to Install Sheet |  |  | #FFFF0000 | FA-NFPA 170 VOICE EVACUATION CONTROL UNIT | 1 | FALSE | FALSE | FALSE | 211 | [8 empty] | 7,12,18 |  |  |  |  | TRUE | [5 empty] | DESKTOP-7SAL8M7\acont | 2019-11-04 16:25 | THOR\acont | 2024-09-08 17:27
d9c8f4b0-c79c-4c11-92cd-a92251c7548e | NFPA 170 HORN |  |  | North | Kidde |  | Horn |  |  |  | Module | TRUE | EG4ARF-FR |  | Wall horn, red, FEU | 1 | [6 empty] | FALSE |  | GRSW-10 |  |  |  | #FF0070C0 | FA-NFPA 170 HORN | 1 | FALSE | FALSE | FALSE | 2010 | [13 empty] | FALSE | [5 empty] | DESKTOP-7SAL8M7\acont | 2020-08-19 11:55 | THOR\acont | 2024-09-08 17:27 | Cloned from Edwards G4ARF-FR | [Edwards, Kidde] [NAC] [VDC, HIGH DB] EG4ARF, EG4ARF-FR, EG4ARF-SP, EG4ARN, EG4AWF, EG4AWF-FR, EG4AWF-SP, EG4AWN, G4ARF, G4ARF-FR, G4ARF-SP, G4ARN, G4AWF, G4AWF-FR, G4AWF-SP, G4AWN [Edwards, Kidde] [NAC] [VFWR, LOW DB] EG4ARF, EG4ARF-FR, EG4ARF-SP, EG4ARN, EG4AWF, EG4AWF-FR, EG4AWF-SP, EG4AWN, G4ARF, G4ARF-FR, G4ARF-SP, G4ARN, G4AWF, G4AWF-FR, G4AWF-SP, G4AWN [Edwards, Kidde] [NAC] [VFWR, HIGH DB] EG4ARF, EG4ARF-FR, EG4ARF-SP, EG4ARN, EG4AWF, EG4AWF-FR, EG4AWF-SP, EG4AWN, G4ARF, G4ARF-FR, G4ARF-SP, G4ARN, G4AWF, G4AWF-FR, G4AWF-SP, G4AWN [Edwards, Kidde] [NAC] [VDC, LOW DB] EG4ARF, EG4ARF-FR, EG4ARF-SP, EG4ARN, EG4AWF, EG4AWF-FR, EG4AWF-SP, EG4AWN, G4ARF, G4ARF-FR, G4ARF-SP, G4ARN, G4AWF, G4AWF-FR, G4AWF-SP, G4AWN
a590437d-382e-4d77-bbcc-a923ebd6f6d9 |  |  |  | North | Edwards |  | Hardware |  |  |  | Hardware | TRUE | 1206B |  | Detector Wire Guard | 1 | [6 empty] | FALSE | [5 empty] | #FFFFFFFF |  |  | FALSE | FALSE | FALSE | [14 empty] | FALSE | [7 empty] | THOR\acont | 2024-10-09 10:48
78665633-055e-429d-94c6-a928f8c61999 | NFPA 170 STROBE WALL |  |  | North | Eaton Wheelock |  | Strobe |  |  |  | Module | TRUE | ZRS-MCW-FR |  | Strobe, 24 VDC, red, Wall mount with easy snap base | 1 | 0 | 0.092 |  |  |  |  | FALSE | FALSE |  |  |  |  | #FF0070C0 | FA-NFPA 170 STROBE WALL | 1 | FALSE | FALSE | FALSE | 2023 | [13 empty] | FALSE | [7 empty] | THOR\acont | 2024-09-08 17:27 |  | [Eaton Wheelock] [NAC] ZRS-MCW-FR, ZRS-MCW-FW
5e76e51f-ff00-49bc-b466-a938025ebb59 | NFPA 170 CELL COMM | RISER CELL COMM |  | North | Honeywell |  | Cellular Communicator |  |  |  | Module | TRUE | LTE-CFV | ++ | Commercial Fire Internet and LTE Communicator, Verizon | 1 | 0.09 | 0.105 |  |  | 12 |  | TRUE |  |  |  | 15.0"H X 12,75"W x 3.0" D |  | #FFFF0000 | FA-NFPA 170 CELL COMM | 1 | FALSE | FALSE | FALSE | 250 | [13 empty] | FALSE | [5 empty] | DESKTOP-7EIEB7A\acont | 2021-09-29 14:35 | THOR\acont | 2024-09-08 17:27 | Cloned from Telguard TG-7FE | [DSC, Honeywell, Rath Area of Refuge] [DACT] [#2 DACT] 2100-LTEVER4-2, 3G4010, HW-AV-LTE-M, HW-TG7FE-A, HW-TG7FE-V, HW-TG7FS-A, HW-TG7FS-V, LE4010, LTE-CFA, LTE-CFV, LTE-HSV, LTE-IA, LTE-IV [Honeywell] [KEYPAD] [KEYPAD] LTE-CFA, LTE-CFV [DSC, Firelite, Honeywell, Rath Area of Refuge] [AUX POWER] [*] [AUX INPUT] 2100-LTEVER4-2, 3G4010, CLSS Pathway Pro, HON-CGW-MBB, HW-AV-LTE-M, HW-TG7FE-A, HW-TG7FE-V, HW-TG7FS-A, HW-TG7FS-V, LE4010, LTE-CFA, LTE-CFV [DSC, Honeywell, Rath Area of Refuge] [DACT] [#1 DACT] 2100-LTEVER4-2, 3G4010, HW-AV-LTE-M, HW-TG7FE-A, HW-TG7FE-V, HW-TG7FS-A, HW-TG7FS-V, LE4010, LTE-CFA, LTE-CFV, LTE-HSV, LTE-IA, LTE-IV
f1c7fed8-13c5-475a-bfc3-a93bd1e17f1b |  |  |  | North | Autocall |  | Cards & Components |  |  |  | Card | TRUE | A100-1314 |  | Analog 25VRMS Primary 100 W Amplifier Includes six, Class B audio NACs | 1 | 0.085 | 2.27 |  |  |  |  | TRUE | [5 empty] | #FFFFFFFF |  |  | FALSE | FALSE | FALSE | [20 empty] | DESKTOP-0D6CQVA\lousc | 2019-07-07 13:28 | THOR\acont | 2024-10-09 10:48 | Cloned from AutoCall A100-1315 |  | [Autocall] A100-1314, A100-1328
eae8fb18-e992-4441-867a-a943c746dcca | NFPA 170 FIRE ALARM CONTROL UNIT | RISER FACP |  | North | Firelite |  | Fire Alarm Control Unit |  |  |  | Assembly | TRUE | MRP-2002 | + | Agent Release Panel | 1 | [6 empty] | FALSE | FALSE |  |  |  |  | #FFFF0000 | FA-NFPA 170 FIRE ALARM CONTROL UNIT | 1 | FALSE | FALSE | FALSE | 202 | [8 empty] | 7,12,18 |  |  | 7 |  | TRUE | [7 empty] | THOR\acont | 2024-09-08 17:27
1690e15d-d25d-42ce-944d-a953bc065df3 | NFPA 170 VENTILATION OPENINGS |  |  | North | Block Definition Only |  | HVAC Component |  |  |  | Module | TRUE | NFPA 170 VENTILATION OPENINGS |  | NFPA 170 VENTILATION OPENINGS | 1 | [12 empty] | #FFFF0000 | FA-NFPA 170 VENTILATION OPENINGS | 1 | FALSE | FALSE | FALSE | [20 empty] | AULAPTOP-PC\Aulaptop | 2020-03-26 07:41 | THOR\acont | 2024-09-08 17:27
6954fd14-3998-4bf7-bfa0-a95940279d20 | 170 BASIC SHAPE |  |  | East | Generic |  | Miscellaneous |  |  |  | Module | TRUE | HEAT TRACE MONITOR |  | HEAT TRACE MONITOR (BY OTHERS) | 1 | [6 empty] | FALSE | FALSE | PROVIDED BY SPRINKLER CONTRACTOR |  | PROVIDED BY OTHERS |  | #FFFF0000 | FA-170 BASIC SHAPE | 1 | FALSE | FALSE | FALSE | 916 | [13 empty] | FALSE | [5 empty] | AUGUSTALIEN\aucon | 2024-08-14 12:41 | THOR\acont | 2024-09-08 17:27 | Cloned from Generic VALVE TAMPER SUPERVISORY SWITCH | [Det-Tronics, Generic, Macurco, N/A, STI] [IDC] 01 30-3013, AIR PRESSURE SWITCH, AIR PRESSURE SWITCH HIGH/LOW, BACKFLOW VALVE, CM-12, CONTACT DEVICE, DUCT DETECTOR (C), Fire Suppression Control Unit (FSCU), FURNISHED BY OTHERS, FURNISHED BY OTHERS, FURNI
467f5247-7c58-4230-8fa1-a95ae0bf21dc | NFPA 170 SPEAKER STROBE |  |  | North | Siemens |  | Speaker/Strobe |  |  |  | Module | TRUE | SLSPSWW-ALA | S54329-F45-A2 | SLSPSWW-ALA SPK/ST,WALL,WHT,ALERT,AMBER | 1 | [12 empty] | #FF0070C0 | FA-NFPA 170 SPEAKER STROBE | 1 | FALSE | FALSE | FALSE | 2019 | [19 empty] | DESKTOP-7SAL8M7\acont | 2019-08-13 09:04 | THOR\acont | 2024-09-08 17:27 |  | [Siemens] [NAC] [24 VDC] SLSPSWR-AL, SLSPSWR-ALA, SLSPSWR-F, SLSPSWR-M, SLSPSWR-N, SLSPSWR-NA, SLSPSWW-AL, SLSPSWW-ALA, SLSPSWW-F, SLSPSWW-M, SLSPSWW-N, SLSPSWW-NA, SLSWR-A, SLSWR-AL, SLSWR-ALA, SLSWR-F, SLSWR-FB, SLSWR-N, SLSWR-NA, SLSWW-AL, SLSWW-ALA, [Siemens] [NAC] [16 VDC] SLSPSWR-AL, SLSPSWR-ALA, SLSPSWR-F, SLSPSWR-M, SLSPSWR-N, SLSPSWR-NA, SLSPSWW-AL, SLSPSWW-ALA, SLSPSWW-F, SLSPSWW-M, SLSPSWW-N, SLSPSWW-NA, SLSWR-A, SLSWR-AL, SLSWR-ALA, SLSWR-F, SLSWR-FB, SLSWR-N, SLSWR-NA, SLSWW-AL, SLSWW-ALA, [Siemens] [AUDIO 70.7v] [70V AUDIO] SL2SPSCW-F (C), SLSPCR-A (C), SLSPCR-AL (C), SLSPCR-F (C), SLSPCR-N (C), SLSPCW-A (C), SLSPCW-AL (C), SLSPCW-F (C), SLSPCW-N (C), SLSPSCR-A (C), SLSPSCR-AL (C), SLSPSCR-ALA (C), SLSPSCR-F (C), SLSPSCR-N (C), SLSPSCR-NA [Siemens] [AUDIO 25v] [25V AUDIO] SL2SPSCW-F (C), SLSPCR-A (C), SLSPCR-AL (C), SLSPCR-F (C), SLSPCR-N (C), SLSPCW-A (C), SLSPCW-AL (C), SLSPCW-F (C), SLSPCW-N (C), SLSPSCR-A (C), SLSPSCR-AL (C), SLSPSCR-ALA (C), SLSPSCR-F (C), SLSPSCR-N (C), SLSPSCR-NA (
fbdeeefa-8125-48f7-bfc5-a95d7252426e |  |  |  | North | Potter | [5 empty] | Module | TRUE | Pipe Failure Corrosion Analysis |  | Pipe Failure Corrosion Analysis | 1 | [6 empty] | FALSE | [5 empty] | #FFFFFFFF |  |  | FALSE | FALSE | FALSE | [14 empty] | FALSE | [7 empty] | THOR\acont | 2024-10-09 10:48
86fe4c3d-54a7-495f-97b5-a967cdcb1678 |  |  |  | North | Edwards |  | Hardware |  |  |  | Hardware | TRUE | MN-BRKT3 |  | Mounting Bracket | 1 | [6 empty] | FALSE | [5 empty] | #FFFFFFFF |  |  | FALSE | FALSE | FALSE | [14 empty] | FALSE | [7 empty] | THOR\acont | 2024-10-09 10:48
28b63e16-f8dd-4364-ba5a-a9683b5eb16c | NFPA 170 VOICE EVACUATION CONTROL UNIT |  |  | North | Hochiki |  | Voice Evac Control Unit |  |  |  | Assembly | TRUE | FNVMP80/P | + | Master Panel, 80 Switch Control, Master Fire Phone | 1 | [6 empty] | FALSE |  |  | *Refer to Install Sheet |  |  | #FFFF0000 | FA-NFPA 170 VOICE EVACUATION CONTROL UNIT | 1 | FALSE | FALSE | FALSE | 211 | [8 empty] | 7,12,18 |  |  |  |  | TRUE | [5 empty] | DESKTOP-7SAL8M7\acont | 2019-11-04 16:25 | THOR\acont | 2024-09-08 17:27
5a01519b-4ac4-432c-9874-a96aa22d1c66 | NFPA 170 HORN |  |  | North | Kidde |  | Horn |  |  |  | Module | TRUE | EG4ARF-SP |  | Wall horn, red, FUEGO | 1 | [6 empty] | FALSE |  | GRSW-10 |  |  |  | #FF0070C0 | FA-NFPA 170 HORN | 1 | FALSE | FALSE | FALSE | 2010 | [13 empty] | FALSE | [5 empty] | DESKTOP-7SAL8M7\acont | 2020-08-19 11:55 | THOR\acont | 2024-09-08 17:27 | Cloned from Edwards G4ARF-SP | [Edwards, Kidde] [NAC] [VFWR, HIGH DB] EG4ARF, EG4ARF-FR, EG4ARF-SP, EG4ARN, EG4AWF, EG4AWF-FR, EG4AWF-SP, EG4AWN, G4ARF, G4ARF-FR, G4ARF-SP, G4ARN, G4AWF, G4AWF-FR, G4AWF-SP, G4AWN [Edwards, Kidde] [NAC] [VFWR, LOW DB] EG4ARF, EG4ARF-FR, EG4ARF-SP, EG4ARN, EG4AWF, EG4AWF-FR, EG4AWF-SP, EG4AWN, G4ARF, G4ARF-FR, G4ARF-SP, G4ARN, G4AWF, G4AWF-FR, G4AWF-SP, G4AWN [Edwards, Kidde] [NAC] [VDC, HIGH DB] EG4ARF, EG4ARF-FR, EG4ARF-SP, EG4ARN, EG4AWF, EG4AWF-FR, EG4AWF-SP, EG4AWN, G4ARF, G4ARF-FR, G4ARF-SP, G4ARN, G4AWF, G4AWF-FR, G4AWF-SP, G4AWN [Edwards, Kidde] [NAC] [VDC, LOW DB] EG4ARF, EG4ARF-FR, EG4ARF-SP, EG4ARN, EG4AWF, EG4AWF-FR, EG4AWF-SP, EG4AWN, G4ARF, G4ARF-FR, G4ARF-SP, G4ARN, G4AWF, G4AWF-FR, G4AWF-SP, G4AWN
1dc33c80-08e4-4158-adf8-a96be2ea0439 |  |  |  | North | Potter |  | Cards & Components |  |  |  | Card | TRUE | IPA-60 MAIN BOARD | + | Main Board for IPA-60 Fire Alarm Control Panel | 1 | 0.13 | 0.22 |  |  |  |  | TRUE | [5 empty] | #FFFFFFFF |  |  | FALSE | FALSE | FALSE | [12 empty] | 5 |  | FALSE | [7 empty] | THOR\acont | 2024-10-09 10:48 |  | [Potter] [IDC] [#3 SUPERVISORY] AFC-100 Main Board, AFC-1000 Main Board, AFC-50 Main Board, ARC-100 Main Board, IPA-100 MAIN BOARD, IPA-4000 MAIN BOARD, IPA-4000V MAIN BOARD, IPA-60 MAIN BOARD, P200 MAIN BOARD, PFC-4064 MAIN BOARD, PFC-4410G3 MAIN BOARD, [Potter] [IDC] [#2 TROUBLE] AFC-100 Main Board, AFC-1000 Main Board, AFC-50 Main Board, ARC-100 Main Board, IPA-100 MAIN BOARD, IPA-4000 MAIN BOARD, IPA-4000V MAIN BOARD, IPA-60 MAIN BOARD, P200 MAIN BOARD, PFC-4064 MAIN BOARD, PFC-4410G3 MAIN BOARD, PFC [Advanced, Potter] [VAC ] [120VAC] AFC-100 Main Board, AFC-1000 Main Board, AFC-50 Main Board, ARC-100 Main Board, AX-PSN104 Main Board, AX-PSN106 Main Board, AX-PSN108 Main Board, AX-PSN-64 Main Board, DCA-10025 (25V) Main Board, DCA-10025 (70V) Main Bo [Potter] [IDC] [#1 ALARM] AFC-100 Main Board, AFC-1000 Main Board, AFC-50 Main Board, ARC-100 Main Board, IPA-100 MAIN BOARD, IPA-4000 MAIN BOARD, IPA-4000V MAIN BOARD, IPA-60 MAIN BOARD, P200 MAIN BOARD, PFC-4064 MAIN BOARD, PFC-4410G3 MAIN BOARD, PFC-4 | [Potter] IPA-60 MAIN BOARD
4d7a993b-daf9-4fe4-a758-a97255f323c1 |  |  |  | North | Notifier |  | Hardware |  |  |  | Hardware | TRUE | NFS-LBBR |  | Battery Box (required for batteries larger than 26 AH). RED | 1 | [6 empty] | FALSE | FALSE | SURFACE |  | PROVIDED ("WX"HX"D) | N/A | #FFFFFFFF |  |  | FALSE | FALSE | FALSE |  |  |  | 7165-0028:0224 | [10 empty] | FALSE | [7 empty] | THOR\acont | 2024-10-09 10:48
2bfbad57-b6c9-4b40-be1e-a9731ecf97c5 |  |  |  | North | Siemens | [5 empty] | Module | TRUE | DMS-CATB-PKG-LM | S54465-C77-A1 | UL/ULC HW category B computer, 42" LCD monitor, SNC card, Software DVD, (no software licenses included) - (DMS-CATB-PKG-LM) | 1 | [12 empty] | #FFFFFFFF |  |  | FALSE | FALSE | FALSE | [20 empty] | DESKTOP-7SAL8M7\acont | 2019-08-13 09:04 | THOR\acont | 2024-10-09 10:48
dc610f4e-dbff-4a37-8df1-a97360ecbbef | NFPA 170 SPEAKER STROBE CEILING |  |  | North | Edwards |  | Speaker/Strobe |  |  |  | Module | TRUE | GCHFWN-S2VMCH |  | 25V Speaker/Strobe, White, 95, 115, 150, 177 cd | 1 | 0 | 0.342 |  |  |  |  | FALSE | TRUE |  |  |  |  | #FF0070C0 | FA-NFPA 170 SPEAKER STROBE CEILING | 1 | FALSE | FALSE | FALSE | 2020 | [13 empty] | FALSE |  |  | C |  |  |  |  | THOR\acont | 2024-09-08 17:27 |  | [Edwards, Kidde] [NAC] [24 VDC] EGCF-S2VMH (C), EGCF-VMH (C), GCF-S2VMH (C), GCF-S7VMH (C), GCF-VMH (C), GCHFRF-S2VMCH (C), GCHFRF-S7VMCH (C), GCHFRN-S2VMCH (C), GCHFRN-S7VMCH (C), GCHFWA-S2VMAH (C), GCHFWA-S2VMCH (C), GCHFWA-S7VMAH (C), GCHFWA-S7VMCH (C [Edwards, Kidde] [AUDIO 25v] [25V AUDIO] EGCF-S2VMH (C), G4F-S2, G4F-S2V1575, G4F-S2VM, G4HFRF-S2, G4HFRF-S2VMC, G4HFRN-S2, G4HFRN-S2VMC, G4HFWA-S2, G4HFWA-S2VMA, G4HFWA-S2VMC, G4HFWF-S2, G4HFWF-S2VMC, G4HFWN-S2, G4HFWN-S2VMA, G4HFWN-S2VMC, G4RF-S2, G4RF [Edwards, Kidde] [NAC] [16 VDC] EGCF-S2VMH (C), EGCF-VMH (C), GCF-S2VMH (C), GCF-S7VMH (C), GCF-VMH (C), GCHFRF-S2VMCH (C), GCHFRF-S7VMCH (C), GCHFRN-S2VMCH (C), GCHFRN-S7VMCH (C), GCHFWA-S2VMAH (C), GCHFWA-S2VMCH (C), GCHFWA-S7VMAH (C), GCHFWA-S7VMCH (C
6be62512-0195-48a7-b062-a977f23e5aef |  |  |  | North | MIRCOM | [5 empty] | Module | TRUE | AGD-048 | new | Adder Graphic Driver Module c/w 48 Supervised Outputs | 1 | [12 empty] | #FFFFFFFF |  |  | FALSE | FALSE | FALSE | [22 empty] | THOR\acont | 2024-10-09 10:48
e5af703a-f312-49e3-ae07-a97b8b9007e5 | NFPA 170 MANUAL PULL |  |  | North | Simplex |  | Manual Station |  |  |  | Module | TRUE | 4099-9006 | + | Addressable manual station, Double Action, Push operation, English | 1 | 0.0008 | 0.001 |  |  |  |  | FALSE | FALSE |  |  |  |  | #FFFF0000 | FA-NFPA 170 MANUAL PULL | 1 | FALSE | FALSE | FALSE | 957 | [13 empty] | FALSE | [7 empty] | THOR\acont | 2024-09-08 17:27 |  | [Autocall, Simplex] [IDNet] [MODULES ++] 2080-9056, 2080-9057, 2080-9067, 2080-9068, 2080-9069, 2080-9070, 4009-9201 Main Board, 4009-9401 Main Board, 4010-9901, 4090-5261, 4090-9001, 4090-9002, 4090-9005, 4090-9006, 4090-9008, 4090-9116, 4098-9019 (Cont
1549125e-31ff-4c71-a72b-a98ee27bb4fd | NFPA 170 SMOKE DETECTOR |  |  | North | Kidde |  | Smoke Detector |  |  |  | Module | TRUE | KIR-OSD w/KI-IB BASE | ++ | Intelligent Optical Rotary Addressed Smoke Detector with Isolator Base | 1 | 4.3e-05 | 7e-05 |  |  |  |  | FALSE | TRUE |  |  |  |  | #FFFF0000 | FA-NFPA 170 SMOKE DETECTOR | 1 | FALSE | FALSE | FALSE | 1408 | [13 empty] | FALSE | [5 empty] | AUGUSTALIEN\aucon | 2024-06-21 13:50 | THOR\acont | 2024-10-09 10:48 | Cloned from Kidde KIR-OSD w/KI-SB BASE | [Kidde] [SLC EST SENSORS] [*] [#4 TYPE ADDR ¦ SENSORS] DS-HFS (C), DS-PS (C), FX-HD w/IB4U BASE, FX-HD w/RB4U BASE, FX-HD w/SB4U BASE, FX-HD w/SB4U-LF BASE, FX-HD wB4U BASE, FX-PD w/B4U BASE (C), FX-PD w/IB4U BASE (C), FX-PD w/SB4U BASE (C), FX-PD w/SB4U [Kidde] [SLC EST MODULES SENSORS] [*] [#2 SHARED ADDR ¦ SENSORS] DS-HFS (C), DS-PS (C), FX-HD w/IB4U BASE, FX-HD w/RB4U BASE, FX-HD w/SB4U BASE, FX-HD w/SB4U-LF BASE, FX-HD wB4U BASE, FX-PD w/B4U BASE (C), FX-PD w/IB4U BASE (C), FX-PD w/SB4U BASE (C), FX
26761d92-3fab-4aae-a15f-a99681588131 |  |  |  | North | Potter | [5 empty] | Module | TRUE | CM24W |  | Wall Mount Chime | 1 | [6 empty] | FALSE | [5 empty] | #FFFFFFFF |  |  | FALSE | FALSE | FALSE | [14 empty] | FALSE | [7 empty] | THOR\acont | 2024-10-09 10:48
3f1dd22a-34d6-4bc6-a65e-a998a75172fa | NFPA 170 SPEAKER CEILING |  |  | North | Autocall |  | Speaker |  |  |  | Module | TRUE | A49HF-APPLC | + | Ceiling mount Addressable High fidelity S/O appliance only. | 1 | 0 | 0 |  |  |  |  | TRUE | TRUE |  |  |  |  | #FF0070C0 | FA-NFPA 170 SPEAKER CEILING | 1 | FALSE | FALSE | FALSE | 2019 | [16 empty] | C |  |  | DESKTOP-7EIEB7A\acont | 2021-11-14 10:03 | THOR\acont | 2024-09-08 17:27 | Cloned from AutoCall A49HF-APPLC-BA | [Autocall, Simplex] [IDNac] [IDNAC] 49HF-APPLC (C), 49HF-APPLC-BA (C), 49HF-APPLW, 49HF-APPLW-BA, 49SO-APPLC (C), 49SO-APPLC-BA (C), 49SO-APPLC-O (C), 49SO-APPLC-O-BA (C), 49SO-APPLW, 49SO-APPLW-BA, 49SO-APPLW-O, 49SO-APPLW-O-BA, A49HF-APPLC (C), A49HF-A [Autocall, Simplex] [AUDIO 25v] [25V AUDIO] 49HF-APPLC (C), 49HF-APPLC-BA (C), 49HFV-APPLC (C), 49HFV-APPLC-BA (C), 49HFVH-APPLC (C), 49HFVH-APPLC-BA (C), 49SO-APPLC (C), 49SO-APPLC-BA (C), 49SO-APPLC-O (C), 49SO-APPLC-O-BA (C), 49SV-APPLC (C), 49SV-APPL [Autocall, Simplex] [AUDIO 70.7v] [70V AUDIO] 49HF-APPLC (C), 49HF-APPLC-BA (C), 49HFV-APPLC (C), 49HFV-APPLC-BA (C), 49HFVH-APPLC (C), 49HFVH-APPLC-BA (C), 49SO-APPLC (C), 49SO-APPLC-BA (C), 49SO-APPLC-O (C), 49SO-APPLC-O-BA (C), 49SV-APPLC (C), 49SV-AP
7d0a3fe9-dfd1-4a28-ab8e-a9a29323c40a |  |  |  | North | Edwards |  | Cards & Components |  |  |  | Card | TRUE | 4-MIC | + | Paging Microphone | 1 | 0.008 | 0.038 |  |  |  |  | TRUE | [5 empty] | #FFFFFFFF |  |  | FALSE | FALSE | FALSE | [20 empty] | DESKTOP-7SAL8M7\acont | 2019-12-13 12:52 | THOR\acont | 2024-10-09 10:48
6409abfe-f514-4e4a-aec2-a9a31d0cd80c |  |  |  | North | Bosch | [5 empty] | Module | TRUE | NIN-63013-A3 | * | FLEXIDOME HD 720p60 starlight VR 3-9MM SR-LENS SDXC CARD SLOT IVA INSTALLED | 1 | [12 empty] | #FFFFFFFF |  |  | FALSE | FALSE | FALSE | [20 empty] | DESKTOP-7EIEB7A\acont | 2021-08-13 06:25 | THOR\acont | 2024-10-09 10:48
6bf32596-7430-4465-b9c3-a9a349ee2193 | NFPA 170 ABORT SWITCH |  |  | North | Potter |  | Manual Releasing Station |  |  |  | Module | TRUE | MAS-MP | ++ | Mounting Plate for Manual Station -Includes Abort Switch and backbox suitable for RMS pullstations | 1 | 0 | 0 |  |  |  |  | TRUE |  |  |  | 6" x 6" x 3" |  | #FFFF0000 | FA-NFPA 170 ABORT SWITCH | 1 | FALSE | FALSE | FALSE | 957 | [19 empty] | THOR\acont | 2025-01-14 14:22 |  |  | Cloned from Potter MAS-R CLONED | [Potter] [IDC] [#1 ABORT] MAS-MP
7f6effa8-bbfa-4a8f-9241-a9a92faa5880 | NFPA 170 ASPIRATING SMOKE DETECTOR |  |  | North | Notifier |  | Air Sampling Detection |  |  |  | Module | TRUE | FSA-8000 | ++ | Intelligent aspirating smoke detector for applications up to 8,000 sq.ft | 1 | 0.415 | 0.465 |  |  |  |  | FALSE | TRUE |  |  |  |  | #FFFF0000 | FA-NFPA 170 ASPIRATING SMOKE DETECTOR | 1 | FALSE | FALSE | FALSE | 1408 | [13 empty] | FALSE | [7 empty] | THOR\acont | 2024-09-08 17:27 | 20191121 AC Detector without base | [Firelite, Macurco, Notifier, Silent Knight, System Sensor] [IDC] 01 [IDC 4-WIRE ++] 1251B (C), 1412B (C), 1424 (C), 2112/24AT (C), 2112/24S (C), 2112/24TS (C), 2112AITR (C), 2112ATR (C), 2112R (C), 2124AITR (C), 2124ATR (C), 2124R (C), 2151 w/B110RLP (C [Honeywell, Notifier, System Sensor] [SLC MODULES SENSORS] [*] [#2 SHARED ADDR ¦ SENSORS] 2251B (C), 2251-COPTIR (C), 2251-COPTIR w/B200S-WH (C), 2251TB (C), 2251TMB (C), 5251B (C), 5251B-WP (C), 5251H (C), 5251RB (C), 5251RB-WP (C), 7251 (C), 7251DH (C) [Honeywell, Notifier, System Sensor] [SLC SENSORS] [*] [#4 TYPE ADDR ¦ SENSORS] 2251B (C), 2251-COPTIR (C), 2251-COPTIR w/B200S-WH (C), 2251TB (C), 2251TMB (C), 5251B (C), 5251B-WP (C), 5251H (C), 5251RB (C), 5251RB-WP (C), 7251 (C), 7251DH (C), DH200LP
1e75c22a-b58a-4d56-9e42-a9ae3c6f63d8 |  |  |  | North | Bosch | [5 empty] | Module | TRUE | NDA-3080-PIP | * | Pendant Interface Plate Nde-3000 | 1 | [12 empty] | #FFFFFFFF |  |  | FALSE | FALSE | FALSE | [20 empty] | DESKTOP-7EIEB7A\acont | 2021-08-13 06:25 | THOR\acont | 2024-10-09 10:48
fc4caea6-423c-4be6-87cc-a9b4ee69208f | NFPA 170 SPEAKER STROBE CEILING |  |  | North | Edwards |  | Speaker/Strobe |  |  |  | Module | TRUE | GCHFWN-S7VMBH |  | 70V Ceiling Speaker/Strobe,White, 95, 115, 150, 177 cd, BLUE | 1 | 0 | 0.342 |  |  |  |  | FALSE | TRUE |  |  |  |  | #FF0070C0 | FA-NFPA 170 SPEAKER STROBE CEILING | 1 | FALSE | FALSE | FALSE | 2020 | [13 empty] | FALSE |  |  | C |  |  |  |  | THOR\acont | 2024-09-08 17:27 |  | [Edwards, Kidde] [AUDIO 70.7v] [70V AUDIO] G4F-S7, G4F-S7V1575, G4F-S7VM, G4HFRF-S7, G4HFRF-S7VMC, G4HFRN-S7, G4HFRN-S7VMC, G4HFWA-S7, G4HFWA-S7VMA, G4HFWA-S7VMC, G4HFWF-S7, G4HFWF-S7VMC, G4HFWN-S7, G4HFWN-S7VMA, G4HFWN-S7VMB, G4HFWN-S7VMC, G4RF-S7, G4RF [Edwards, Kidde] [NAC] [24 VDC] EGCF-S2VMH (C), EGCF-VMH (C), GCF-S2VMH (C), GCF-S7VMH (C), GCF-VMH (C), GCHFRF-S2VMCH (C), GCHFRF-S7VMCH (C), GCHFRN-S2VMCH (C), GCHFRN-S7VMCH (C), GCHFWA-S2VMAH (C), GCHFWA-S2VMCH (C), GCHFWA-S7VMAH (C), GCHFWA-S7VMCH (C [Edwards, Kidde] [NAC] [16 VDC] EGCF-S2VMH (C), EGCF-VMH (C), GCF-S2VMH (C), GCF-S7VMH (C), GCF-VMH (C), GCHFRF-S2VMCH (C), GCHFRF-S7VMCH (C), GCHFRN-S2VMCH (C), GCHFRN-S7VMCH (C), GCHFWA-S2VMAH (C), GCHFWA-S2VMCH (C), GCHFWA-S7VMAH (C), GCHFWA-S7VMCH (C
9e93e2bf-0fdc-4799-a0ed-a9b5cff1c582 |  |  |  | North | System Sensor |  | Cards & Components |  |  |  | Card | TRUE | B116LP | ++ | Plug-In Detector Base | 1 | 0.00012 | 0.1 |  |  |  |  | TRUE | FALSE |  |  |  |  | #FFFFFFFF |  |  | FALSE | FALSE | FALSE | [14 empty] | FALSE | [7 empty] | THOR\acont | 2024-10-09 10:48
88d56442-f094-46c9-a897-a9b5e1c38cac |  |  |  | North | MIRCOM |  | Cards & Components |  |  |  | Card | TRUE | DSPL-2440 CARD |  | GRAPHICAL MAIN DISPLAY FOR FX-2000MNS | 1 | [6 empty] | TRUE | [5 empty] | #FFFFFFFF |  |  | FALSE | FALSE | FALSE | [14 empty] | FALSE | [7 empty] | THOR\acont | 2024-10-09 10:48
5370d3a0-6768-4da0-8a08-a9b9d94336f2 | NFPA 170 MANUAL PULL |  |  | North | Hochiki |  | Manual Station |  |  |  | Module | TRUE | HPS-DAK/S - dual action with Key lock (Spanish) | HPS-DAK/S - dual action with Key lock (Spanish) | HPS-DAK/S - dual action with Key lock (Spanish) | 1 | 0 | 0 |  |  |  |  | TRUE |  |  | *Refer to Install Sheet |  |  | #FFFF0000 | FA-NFPA 170 MANUAL PULL | 1 | FALSE | FALSE | FALSE | 957 | [19 empty] | DESKTOP-0D6CQVA\lousc | 2019-10-06 14:56 | THOR\acont | 2024-09-08 17:27 | from Hochiki HPS-SAK - single action with Key lock | [Hochiki, VES] [IDC] 01 [IDC] HPS-DAH - dual action with Hex lock, HPS-DAH/S - dual action with Hex lock (Spanish), HPS-DAK - dual action with Key lock, HPS-DAK - SR, HPS-DAK - WP, HPS-DAK/S - dual action with Key lock (Spanish), HPS-SA-EX/WP, HPS-SAH si
f8f88672-ece2-4319-8989-a9c599e2de6b | NFPA 170 HEAT DETECTOR |  |  | North | Autocall |  | Heat Detector |  |  |  | Module | TRUE | A4098-9733 w/A4098-9773 | + | TrueAlarm Heat Sensing Detector w/TrueAlarm CO Sensor Base with 520 Hz Sounder | 1 | 0.0008 | 0.001 |  |  |  |  | TRUE | TRUE |  |  |  |  | #FFFF0000 | FA-NFPA 170 HEAT DETECTOR | 1 | FALSE | FALSE | FALSE | 1402 | [16 empty] | CO, SB |  |  |  |  | THOR\acont | 2024-09-08 17:27 | 20191121 AC Detector with base | [Autocall, Simplex] [IDNet] [SENSORS ++] 4098-9714 (C), 4098-9714 w/4098-9770 (C), 4098-9714 w/4098-9771 (C), 4098-9714 w/4098-9772 (C), 4098-9714 w/4098-9773 (C), 4098-9714 w/4098-9780 (C), 4098-9714 w/4098-9789 (C), 4098-9714 w/4098-9791 (C), 4098-9714 [Autocall, Simplex] [AUX POWER] [16VDC, 520 HZ SIGNAL] 4098-9714 w/4098-9773 (C), 4098-9733 w/4098-9773 (C), 4098-9754 w/4098-9773 (C), A4098-9714 w/A4098-9773 (C), A4098-9733 w/A4098-9773 (C), A4098-9754 w/A4098-9773 (C)
5fa1b98c-a2a2-40ac-9862-a9c6c9fe9d65 |  |  |  | North | Autocall |  | Hardware |  |  |  | Hardware | TRUE | A2975-9442 | + | Backbox, Dress Panel, Red 2 Bay | 1 | 0 | 0 |  |  |  |  | TRUE | [5 empty] | #FFFFFFFF |  |  | FALSE | FALSE | FALSE | [20 empty] | DESKTOP-QGO6JOK\acont | 2021-08-18 08:56 | THOR\acont | 2024-10-09 10:48 | Cloned from AutoCall A100-2152
af888ee9-dfa4-4ca6-8498-a9d0cf4604f5 |  |  |  | North | Siemens | [5 empty] | Module | TRUE | XND-M | S54431-B5-A1 | XND-M (XNET Interface) Module for MOSA | 1 | [12 empty] | #FFFFFFFF |  |  | FALSE | FALSE | FALSE | [20 empty] | DESKTOP-7SAL8M7\acont | 2019-08-13 09:04 | THOR\acont | 2024-10-09 10:48
7152e511-0d57-44e9-a3cb-a9d206501a22 | NFPA 170 HEAT DETECTOR |  |  | North | Notifier |  | Heat Detector |  |  |  | Module | TRUE | FST-851R w/B501 | ++ | Intelligent Addressable Rate Of Rise Heat Detector w/ Flashscan, Relay Base | 1 | 0.0003 | 0.0065 |  |  |  |  | FALSE | TRUE | FLUSH |  | 4" SQ. DEEP | 3 "O" PLASTER RING | #FFFF0000 | FA-NFPA 170 HEAT DETECTOR | 1 | FALSE | FALSE | FALSE | 1403 |  |  | 7270-0028:0196 | [10 empty] | FALSE | [7 empty] | THOR\acont | 2024-09-08 17:27 | 20191121 AC Detector with base | [Honeywell, Notifier, System Sensor] [SLC SENSORS] [*] [#4 TYPE ADDR ¦ SENSORS] 2251B (C), 2251-COPTIR (C), 2251-COPTIR w/B200S-WH (C), 2251TB (C), 2251TMB (C), 5251B (C), 5251B-WP (C), 5251H (C), 5251RB (C), 5251RB-WP (C), 7251 (C), 7251DH (C), DH200LP [Honeywell, Notifier, System Sensor] [SLC MODULES SENSORS] [*] [#2 SHARED ADDR ¦ SENSORS] 2251B (C), 2251-COPTIR (C), 2251-COPTIR w/B200S-WH (C), 2251TB (C), 2251TMB (C), 5251B (C), 5251B-WP (C), 5251H (C), 5251RB (C), 5251RB-WP (C), 7251 (C), 7251DH (C)
658e6a88-72fc-4e50-8975-a9d5ba7a28d2 | NFPA 170 SMOKE DETECTOR |  |  | North | Edwards |  | Smoke Detector |  |  |  | Module | TRUE | EC5000R (Prism) | + | Fireray 5000 Beam Detector Prism | 1 | [6 empty] | FALSE | TRUE |  |  |  |  | #FFFF0000 | FA-NFPA 170 SMOKE DETECTOR | 1 | FALSE | FALSE | FALSE | 1408 | [13 empty] | FALSE |  |  | SBP |  |  | THOR\acont | 2025-01-14 14:29 |  |  | Cloned from Kidde EC5000R (Prism)
e64b9562-bf8f-4656-8947-a9dc917e8d0e |  |  |  | North | Edwards |  | Hardware |  |  |  | Hardware | TRUE | QSC-12-G-2E-SPE |  | OBSOLETE - FAP w/ 12 Option Card Spaces, Gray, EN-54, Spanish, 230V | 1 | [6 empty] | FALSE | [5 empty] | #FFFFFFFF |  |  | FALSE | FALSE | FALSE | [14 empty] | FALSE | [7 empty] | THOR\acont | 2024-10-09 10:48
c81ae0a7-c5ed-4e85-b9c6-a9e3512f14a1 |  |  |  | North | Edwards |  | Cards & Components |  |  |  | Card | TRUE | D16L-iO-2 |  | LED Display, 16 Y/R LEDs/zone, right panel mount | 1 | 0.004 | 0.048 |  |  |  |  | TRUE | [5 empty] | #FFFFFFFF |  |  | FALSE | FALSE | FALSE | [14 empty] | FALSE | [7 empty] | THOR\acont | 2024-10-09 10:48
1bd81dd8-c818-4906-b0da-a9ed7661cc5f |  |  |  | North | VES |  | Cards & Components |  |  |  | Card | TRUE | VF1054-00-A | + | SLC One Loop Expansion Card | 1 | 0.075 | 0.075 |  |  |  |  | TRUE | [5 empty] | #FFFFFFFF |  |  | FALSE | FALSE | FALSE | [20 empty] | DESKTOP-7EIEB7A\acont | 2021-11-17 06:43 | THOR\acont | 2024-10-09 10:48 | Cloned from VES VF1054-00-H |  | [VES] VF1054-00-A
dcbe2b4d-23bd-4809-8a51-a9ed7f09bb26 | NFPA 170 SPEAKER WALL |  |  | North | Eaton Wheelock |  | Speaker |  |  |  | Module | TRUE | ET90-R |  | Speaker, 25 or 70.7 Vrms, 1/8 to 8 watts | 1 | [6 empty] | FALSE | FALSE |  |  |  |  | #FF0070C0 | FA-NFPA 170 SPEAKER WALL | 1 | FALSE | FALSE | FALSE | 2021 | [13 empty] | FALSE | [7 empty] | THOR\acont | 2024-09-08 17:27 |  | [Bosch, Eaton Wheelock, Hochiki] [AUDIO 25v] [25V AUDIO] ET-1080-R, ET-1080-W, ET70-24MCW-FR, ET70-24MCW-FR, ET70-24MCW-FW, ET70-24MCWH-FR, ET70-24MCWH-FW, ET70-24MCWH-FW, ET70-24W-FR, ET70-R, ET70-R, ET70-W, ET70-W, ET90-24MCC-FR, ET90-24MCC-FW, ET90-24 [Bosch, Eaton Wheelock, Hochiki] [AUDIO 70.7v] [70V AUDIO] ET-1080-R, ET-1080-W, ET70-24MCW-FR, ET70-24MCW-FR, ET70-24MCW-FW, ET70-24MCWH-FR, ET70-24MCWH-FW, ET70-24MCWH-FW, ET70-24W-FR, ET70-R, ET70-R, ET70-W, ET70-W, ET90-24MCC-FR, ET90-24MCC-FW, ET90-
e778dbbb-a1b4-4de4-8795-a9ef2145a472 | NFPA 170 FIRE ALARM CONTROL UNIT | RISER FACP |  | North | Hochiki |  | Fire Alarm Control Unit |  |  |  | Assembly | TRUE | FN2127US0ERS120 |  | FireNET® FACP, 2 Loop, Red, 120V | 1 | [6 empty] | FALSE |  |  | *Refer to Install Sheet | 14.5" W x 24" H x 5" D |  | #FFFF0000 | FA-NFPA 170 FIRE ALARM CONTROL UNIT | 1 | FALSE | FALSE | FALSE | 202 | [8 empty] | 7,12,18,28,55,60 |  |  |  |  | TRUE | [5 empty] | DESKTOP-0D6CQVA\lousc | 2019-09-24 06:24 | THOR\acont | 2024-09-08 17:27 |  | [AutoPulse, Hochiki, VES] [RS-485] [Network] 542R (433607), FN2127US0ERS120, FN-2127US0ERS-220, FN2127US1ERS120, FN-2127US1ERS-220, FN4127US0ERS120, FN-4127US0ERS-220, FN4127US1ERS120, FN-4127US1ERS-220, FN-LCD-N, FN-LCD-S, FNP-1127, FNP-1127ES0EGS-120, | [Hochiki] FN2127US0ERS120, FN-2127US0ERS-220, FN2127US1ERS120, FN-2127US1ERS-220 [Hochiki] FN2127US0ERS120, FN-2127US0ERS-220, FN2127US1ERS120, FN-2127US1ERS-220, FN4127US0ERS120, FN-4127US0ERS-220, FN4127US1ERS120, FN-4127US1ERS-220 [Hochiki] FN2127US0ERS120, FN-2127US0ERS-220, FN2127US1ERS120, FN-2127US1ERS-220, FN4127US0ERS120, FN-4127US0ERS-220, FN4127US1ERS120, FN-4127US1ERS-220 [Hochiki] FN2127US0ERS120, FN-2127US0ERS-220, FN2127US1ERS120, FN-2127US1ERS-220, FN4127US0ERS120, FN-4127US0ERS-220, FN4127US1ERS120, FN-4127US1ERS-220 [Hochiki] FN2127US0ERS120, FN-2127US0ERS-220, FN2127US1ERS120, FN-2127US1ERS-220, FN4127US0ERS120, FN-4127US0ERS-220, FN4127US1ERS120, FN-4127US1ERS-220 [Hochiki] FN2127US0ERS120, FN-2127US0ERS-220, FN2127US1ERS120, FN-2127US1ERS-220, FN4127US0ERS120, FN-4127US0ERS-220, FN4127US1ERS120, FN-4127US1ERS-220
3d6ab751-c31a-409a-a699-a9f1b5c068bf | NFPA 170 KNOX BOX |  |  | East | N/A |  | Miscellaneous |  |  |  | Module | TRUE | FURNISHED BY OTHERS |  | KNOX BOX | 1 | [6 empty] | FALSE | FALSE |  |  |  |  | #FFFF0000 | FA-NFPA 170 KNOX BOX | 1 | FALSE | FALSE | FALSE | 6010 | [13 empty] | FALSE | [5 empty] | DESKTOP-7EIEB7A\acont | 2022-02-02 10:55 | THOR\acont | 2024-09-08 17:27 | Cloned from Generic KNOX BOX | [Det-Tronics, Generic, Macurco, N/A, STI] [IDC] 01 30-3013, AIR PRESSURE SWITCH, AIR PRESSURE SWITCH HIGH/LOW, BACKFLOW VALVE, CM-12, CONTACT DEVICE, DUCT DETECTOR (C), Fire Suppression Control Unit (FSCU), FURNISHED BY OTHERS, FURNISHED BY OTHERS, FURNI
1e42d038-3a6e-4196-bc5d-a9f417f6ff3f | NFPA 170 HORN STROBE |  |  | North | Gentex |  | Horn/Strobe |  |  |  | Module | TRUE | GEC3-12WW |  | Selectable Candela, Low Profile Evacuation Horn/Strobe, White | 1 | 0 | 0.172 |  |  |  |  | FALSE | [5 empty] | #FF0070C0 | FA-NFPA 170 HORN STROBE | 1 | FALSE | FALSE | FALSE | 2012 | [13 empty] | FALSE | [5 empty] | DESKTOP-7EIEB7A\acont | 2021-11-04 10:52 | THOR\acont | 2024-09-08 17:27 | Cloned from Gentex GEC3-24WW | [Gentex] [NAC] [UL MAX, Temporal 3 2400 Hz, High] GEC3-12WR, GEC3-12WW
8bcc76b7-7b78-44d6-a00b-a9f8d0900546 | NFPA 170 SPEAKER STROBE |  |  | North | Eaton Wheelock |  | Speaker/Strobe |  |  |  | Module | TRUE | ET70WP-24135W-FW |  | Speaker/Strobe, wall, 24 VDC, 135CD, WP, white | 1 | 0 | 0.155 |  |  |  |  | FALSE | TRUE |  |  |  |  | #FF0070C0 | FA-NFPA 170 SPEAKER STROBE | 1 | FALSE | FALSE | FALSE | 2020 | [13 empty] | FALSE |  |  | WP |  |  | DESKTOP-7EIEB7A\acont | 2022-01-26 10:14 | THOR\acont | 2024-09-08 17:27 | Cloned from Eaton Wheelock ET70WP-24135C-FW | [Eaton Wheelock, Hochiki] [AUDIO 70.7v] [70V AUDIO] ET70WP-24115C-FR (C), ET70WP-24115C-FW (C), ET70WP-24135C-FR (C), ET70WP-24135C-FW (C), ET70WP-24135W-FR (C), ET70WP-24135W-FW (C), ET70WP-24177C-FR (C), ET70WP-24177C-FW (C), ET70WP-24185W-FR, ET70WP-2 [Eaton Wheelock, Hochiki] [AUDIO 25v] [25V AUDIO] ET70WP-24115C-FR (C), ET70WP-24115C-FW (C), ET70WP-24135C-FR (C), ET70WP-24135C-FW (C), ET70WP-24135W-FR (C), ET70WP-24135W-FW (C), ET70WP-24177C-FR (C), ET70WP-24177C-FW (C), ET70WP-24185W-FR, ET70WP-241 [Eaton Wheelock] [NAC] ET70WP-24135C-FR (C), ET70WP-24135C-FW (C), ET70WP-24135W-FR (C), ET70WP-24135W-FW (C)
f57b16bb-08c3-4642-9439-a9fc4173fc7a | NFPA 170 AMPLIFIER RACK | RISER AMP |  | North | Notifier |  | Amplifier |  |  |  | Assembly | TRUE | AA-100 Assembly | + | Amplifier in Backbox w/Charger | 1 | [6 empty] | FALSE |  | SURFACE |  | PROVIDED ("WX"HX"D) | N/A | #FFFF0000 | FA-NFPA 170 AMPLIFIER RACK | 1 | FALSE | FALSE | FALSE | 300 |  |  | 7165-0028:0224 | [5 empty] | 55,100,120 |  |  |  | 100 | TRUE | [7 empty] | THOR\acont | 2024-09-08 17:27
c381b894-cdff-4f44-860f-aa01311a8703 |  |  |  | North | Edwards |  | Hardware |  |  |  | Hardware | TRUE | 513-1 |  | Backbox for 513-A Grill | 1 | [6 empty] | FALSE | [5 empty] | #FFFFFFFF |  |  | FALSE | FALSE | FALSE | [14 empty] | FALSE | [7 empty] | THOR\acont | 2024-10-09 10:48
e07ed002-eb95-4a8f-9a46-aa01a3a99698 | CADGEN KEYPAD |  |  | North | NAPCO |  | Keypad Interface |  |  |  | Module | TRUE | GEMC-BK1 | + | LCD Burglary Keypad for Combo. System, with 4-zone EZM built in (Requires GEMC-BM or BM/PS Module.) | 1 | 0.11 | 0.11 | [10 empty] | #FFFF0000 | FA-CADGEN KEYPAD | 1 | FALSE | FALSE | FALSE | [20 empty] | DESKTOP-7SAL8M7\acont | 2020-01-21 11:59 | THOR\acont | 2024-09-08 17:27
364504e0-d7f4-43cc-a375-aa04ce4c176b | NFPA 170 SMOKE HEAT CO DETECTOR |  |  | North | Edwards |  | Smoke/Heat/CO Detector |  |  |  | Module | TRUE | SIGA-PHCD w/SIGA-SB4 BASE | ++ | Photoelectric, heat detector and carbon monoxide life safety detector | 1 | 5.1e-05 | 6.8e-05 |  |  |  |  | FALSE | TRUE |  |  |  |  | #FFFF0000 | FA-NFPA 170 SMOKE HEAT CO DETECTOR | 1 | FALSE | FALSE | FALSE | 1408 | [13 empty] | FALSE | [5 empty] | DESKTOP-7SAL8M7\acont | 2020-11-24 07:42 | THOR\acont | 2024-10-08 16:50 | Cloned from Edwards SIGA-PHCD w/SIGA-SB BASE | [Edwards, Kidde] [SLC EST SENSORS] [*] [#4 TYPE ADDR ¦ SENSORS] KI-DDOS (C), SIGA2-COS w/SIGA-AB4G BASE, SIGA2-COS w/SIGA-AB4G-LF BASE, SIGA2-COS w/SIGA-AB4GT BASE, SIGA2-COS w/SIGA-IB BASE, SIGA2-COS w/SIGA-RB BASE, SIGA2-COS w/SIGA-SB BASE, SIGA2-HCOS [Edwards, Kidde] [SLC EST MODULES/SENSORS] 01 [*] [iO64] DS-HFS (C), DS-PS (C), FX-HD w/IB4U BASE, FX-HD w/RB4U BASE, FX-HD w/SB4U BASE, FX-HD w/SB4U-LF BASE, FX-HD wB4U BASE, FX-PD w/B4U BASE (C), FX-PD w/IB4U BASE (C), FX-PD w/SB4U BASE (C), FX-PD w/SB [Edwards, Kidde] [SLC EST MODULES SENSORS] [*] [#2 SHARED ADDR ¦ SENSORS] KI-DDOS (C), SIGA2-COS w/SIGA-AB4G BASE, SIGA2-COS w/SIGA-AB4G-LF BASE, SIGA2-COS w/SIGA-AB4GT BASE, SIGA2-COS w/SIGA-IB BASE, SIGA2-COS w/SIGA-RB BASE, SIGA2-COS w/SIGA-SB BASE, S [Edwards, Kidde] [SLC EST SENSORS] 01 [*] [EST3, iO1000] DS-HFS (C), DS-PS (C), FX-HD w/IB4U BASE, FX-HD w/RB4U BASE, FX-HD w/SB4U BASE, FX-HD w/SB4U-LF BASE, FX-HD wB4U BASE, FX-PD w/B4U BASE (C), FX-PD w/IB4U BASE (C), FX-PD w/SB4U BASE (C), FX-PD w/SB
e16d7d4e-92e5-41d2-8855-aa0fac3bf9e4 | NFPA 170 MANUAL PULL |  |  | North | Edwards |  | Manual Station |  |  |  | Module | TRUE | 276B-1110 |  | Pull Station, lexan, tool reset, terminals | 1 | [6 empty] | FALSE | [5 empty] | #FFFF0000 | FA-NFPA 170 MANUAL PULL | 1 | FALSE | FALSE | FALSE | 957 | [13 empty] | FALSE | [7 empty] | THOR\acont | 2024-09-08 17:27 |  | [Edwards, Kidde, Monaco Enterprises] [IDC] 01 1534-1, 200-GAOF, 270A-DPO, 270A-SPO, 270-DOC, 270-DOC-B, 270-DOC-F, 270-DPO, 270-GAO, 270-GAOB, 270-GAO-DOC, 270-GAO-DOCF, 270P-DPO, 270P-SPO, 270-SPO, 270-SPOW, 270-SPOWB, 270-SPOWF, 271-KR1/SR/GS, 276A-REL
9a7f4300-8d58-41da-bdf7-aa11c4f80829 | NFPA 170 FIRE ALARM CONTROL UNIT | RISER FACP |  | North | Autocall |  | Fire Alarm Control Unit |  |  |  | Assembly | TRUE | A100-9701 | + | FACP - 4100ES 3-BAY WITH 50W VOICE, DACT, IDNET AND IDNAC A100-2153 - #1 | 1 | 0 | 0 |  |  |  |  | TRUE | [5 empty] | #FFFF0000 | FA-NFPA 170 FIRE ALARM CONTROL UNIT | 1 | FALSE | FALSE | FALSE | 202 | [8 empty] | 50 |  |  |  |  | TRUE | [5 empty] | DESKTOP-7EIEB7A\acont | 2021-11-30 06:55 | THOR\acont | 2024-09-08 17:27 | Cloned from Autocall A100-9701
6bc7b24b-6cf0-4342-ac14-aa1498eb66ec | NFPA 170 FIRE ALARM COMMUNICATOR |  |  | North | Kingfisher |  | Communicator |  |  |  | Assembly | TRUE | 99952-H-1 |  | STAR Transmitter—6 zone—High Band | 1 | [6 empty] | FALSE | [5 empty] | #FFFF0000 | FA-NFPA 170 FIRE ALARM COMMUNICATOR | 1 | FALSE | FALSE | FALSE | 251 | [8 empty] | 2.5,5 |  |  |  |  | FALSE | [5 empty] | DESKTOP-7EIEB7A\acont | 2021-12-23 10:57 | THOR\acont | 2024-09-08 17:27 | Cloned from Kingfisher 99952-L-1
d5a319fc-b1a7-40a3-9d96-aa2429e21c26 | NFPA 170 ADDRESSABLE INPUT MONITOR MODULE |  |  | North | Gamewell FCI |  | Addressable Module |  |  |  | Module | TRUE | PID-95 | ++ | Addressable point identification device for monitoring contact devices | 1 | 0.0005 | 0.0015 |  |  |  |  | FALSE | FALSE |  |  |  |  | #FFFF0000 | FA-NFPA 170 ADDRESSABLE INPUT MONITOR MODULE | 1 | FALSE | FALSE | FALSE | 1000 | [13 empty] | FALSE | [5 empty] | DESKTOP-7EIEB7A\acont | 2022-10-07 07:08 | THOR\acont | 2024-09-08 17:27 | Cloned from Gamewell FCI PID-95P | [Gamewell FCI] [SLC MODULES SENSORS] [*] [#1 SHARED ADDR ¦ MODULES] AMM-2F, AMM-2IF, AMM-2RF, AMM-2RIF, AMM-4F, AMM-4SF, AOM-2RF, AOM-2SF, AOM-TELF, MMI-10F, MMI-6SF, MMO-6RF, MMO-6SF, MS-7AF, MS-7ASF, MS-7S w/AMM-2F, MS-WS w/AMM-2F, TC81021000, VW-DIS-D [Gamewell FCI] [SLC APOLLO MODULES SENSORS] [*] [#1 SHARED ADDR ¦ ALL] MS95-DL, MS95-SL, PID-95, PID-95P, XP95-P w/XP95-B4 (C), XP95-P w/XP95-B6EZ (C), XP95-T w/XP95-B4 (C), XP95-T w/XP95-B6EZ (C) [Gamewell FCI] [SLC MODULES] [*] [#3 TYPE ADDR ¦ MODULES] AMM-2F, AMM-2IF, AMM-2RF, AMM-2RIF, AMM-4F, AMM-4SF, AOM-2RF, AOM-2SF, AOM-TELF, MMI-10F, MMI-6SF, MMO-6RF, MMO-6SF, MS-7AF, MS-7ASF, MS-7S w/AMM-2F, MS-WS w/AMM-2F, TC81021000, VW-GATE, WAM-MM, W | [Gamewell FCI] AMM-2F, AMM-2IF, AMM-2RF, AMM-4F, AMM-4SF, PID-95, PID-95P
408fa91e-ebc6-407c-bb14-aa267ce5e2da | NFPA 170 AMPLIFIER RACK | RISER AMP |  | North | Farenhyt |  | Amplifier |  |  |  | Assembly | TRUE | ECS-125W (70V) | + | Distributed (Remote) Audio Amplifier a | 1 | [6 empty] | FALSE | [5 empty] | #FFFF0000 | FA-NFPA 170 AMPLIFIER RACK | 1 | FALSE | FALSE | FALSE | 300 | [8 empty] | 7,12,18,26,33 |  |  |  | 125 | TRUE | [5 empty] | THOR\acont | 2024-02-12 09:17 | THOR\acont | 2024-09-08 17:27 | Cloned from Farenhyt ECS-125W (25V) | [Farenhyt] [VBUS] ECS-125DA (25V) Main Board, ECS-125DA (70V) Main Board, ECS-125W (25V), ECS-125W (70V), ECS-50BDA Main Board (100W, 25V), ECS-50BDA Main Board (100W, 70V), ECS-50W Main Board (50W, 25V), ECS-50W Main Board (50W, 70V), ECS-50W-25V, E [Farenhyt] [SBUS] ECS-125DA (25V) Main Board, ECS-125DA (70V) Main Board, ECS-125W (25V), ECS-125W (70V), ECS-50BDA Main Board (100W, 25V), ECS-50BDA Main Board (100W, 70V), ECS-50W Main Board (50W, 25V), ECS-50W Main Board (50W, 70V), ECS-50W-25V, E
83695792-c024-4fa4-8919-aa38897563b9 | NFPA 170 HORN |  |  | North | Siemens |  | Horn |  |  |  | Module | TRUE | U-MHU-W | 500-699593 | ELC Sync/Non-Sync Horn 24 VDC | 1 | [12 empty] | #FF0070C0 | FA-NFPA 170 HORN | 1 | FALSE | FALSE | FALSE | 2010 | [19 empty] | THOR\acont | 2024-05-06 15:56 | THOR\acont | 2024-09-08 17:27 | Cloned from Siemens U-MHU-1G CLONED CLONED | [Siemens] [NAC] [HIGH VOLUME] U-MHU, U-MHU-1G, U-MHU-1G-W, U-MHU-W, U-MHU-WP [Siemens] [NAC] [LOW VOLUME] U-MHU, U-MHU-1G, U-MHU-1G-W, U-MHU-W, U-MHU-WP
3ac0a5c6-64e9-4752-8344-aa48b55112b7 |  |  |  | North | Edwards |  | Hardware |  |  |  | Hardware | TRUE | 276-K2 |  | GA Key for SIGA-270P 2 Stage Station | 1 | [6 empty] | FALSE | [5 empty] | #FFFFFFFF |  |  | FALSE | FALSE | FALSE | [14 empty] | FALSE | [7 empty] | THOR\acont | 2024-10-09 10:48
ff0fbd00-bf2c-4ed0-9340-aa496b1e78d3 | NFPA 170 FIRE ALARM CONTROL UNIT | RISER FACP |  | North | Edwards |  | Fire Alarm Control Unit |  |  |  | Assembly | TRUE | iO1000GD |  | FACP, 1-4 Loop, 1000pt max, 4 Cl B NACs, gray, w/dialer, 120v | 1 | [6 empty] | FALSE | [5 empty] | #FFFF0000 | FA-NFPA 170 FIRE ALARM CONTROL UNIT | 1 | FALSE | FALSE | FALSE | 202 | [8 empty] | 7,12,18 |  |  | 6 |  | TRUE | [7 empty] | THOR\acont | 2024-09-08 17:27
14df0750-b2d4-4aff-a5ba-aa4ab91d16fd |  |  |  | North | Edwards |  | Cards & Components |  |  |  | Card | TRUE | 2250002 | n | EMI Filter/Ferrite Cable Clamp for Riser Cable | 1 | [6 empty] | TRUE | [5 empty] | #FFFFFFFF |  |  | FALSE | FALSE | FALSE | [22 empty] | THOR\acont | 2024-10-09 10:48
cb1c68f9-7bcc-4de2-9cdc-aa4c73d1f9ec | NFPA 170 HORN STROBE CEILING |  |  | North | System Sensor |  | Horn/Strobe |  |  |  | Module | TRUE | PC2RKLED-B | ++ | 2-Wire, Horn Strobe, Ceiling, Red, Bilingual, Outdoor | 1 | 0 | 0.071 |  |  |  |  | FALSE | TRUE |  |  |  |  | #FF0070C0 | FA-NFPA 170 HORN STROBE CEILING | 1 | FALSE | FALSE | FALSE | 2013 | [13 empty] | FALSE |  |  | C, WP |  |  | DESKTOP-QGO6JOK\acont | 2024-07-15 13:35 | THOR\acont | 2024-09-08 17:27 | Cloned from System Sensor PC2RKLED CLONED | [System Sensor] [NAC] [24VDC, TEMPORAL HIGH] PC2RKLED (C), PC2RKLED-B (C), PC2RKLED-P (C), PC2RLED (C), PC2RLED-B (C), PC2WKLED (C), PC2WKLED-B (C), PC2WKLED-P (C), PC2WLED (C), PC2WLED-B (C) [System Sensor] [NAC] [24VDC, TEMPORAL LOW] PC2RKLED (C), PC2RKLED-B (C), PC2RKLED-P (C), PC2RLED (C), PC2RLED-B (C), PC2WKLED (C), PC2WKLED-B (C), PC2WKLED-P (C), PC2WLED (C), PC2WLED-B (C)
7f54c39a-f2cc-45be-af21-aa4cb2819ffb | NFPA 170 SMOKE DETECTOR |  |  | North | Monaco Enterprises |  | Smoke Detector |  |  |  | Module | TRUE | 723-002-00 w/B401 | + | DETECTOR,SYSTEM:PHOTOELECTRIC,2-WIRE,4-WIRE,1.66" HEIGHT,HEAD | 1 | 0.00012 | 0.13 |  |  |  |  | TRUE | TRUE |  |  |  |  | #FFFF0000 | FA-NFPA 170 SMOKE DETECTOR | 1 | FALSE | FALSE | FALSE | 1408 | [19 empty] | DESKTOP-7SAL8M7\acont | 2020-02-20 16:44 | THOR\acont | 2024-09-08 17:27 | Cloned from System Sensor 2151 w/B401 | [Monaco Enterprises, System Sensor] [IDC] 02 [*] 723-002-00 w/B110LP (C), 723-002-00 w/B116LP (C), 723-002-00 w/B401 (C), 723-003-00 w/B110LP (C), 723-003-00 w/B116LP (C), 723-340-01 (C), COSMO-2W (C)
329cb5ac-6ab0-4604-9af7-aa4fb754c7ba | NFPA 170 FIRE ALARM CONTROL UNIT | RISER FACP |  | North | Hochiki |  | Fire Alarm Control Unit |  |  |  | Assembly | TRUE | LA703K1-60 |  | FireNET L@TITUDE Analog Addressable Fire Alarm Control Panel, 8 Slot Standard Enclosure, 10.25 A Auto Voltage, 2-Loop Panel Module, Hochiki Protocol, Network Module, and Media Gateway™, Black, 48 Zone LEDs | 1 | [6 empty] | FALSE |  |  | *Refer to Install Sheet | 16.5in (W) x 23.2in (H) x 6in (D) | KM5FCRD (Optional Semi-Flush Mounting Kit) | #FFFF0000 | FA-NFPA 170 FIRE ALARM CONTROL UNIT | 1 | FALSE | FALSE | FALSE | 202 | [8 empty] | 7,12,18,28,33,40 |  |  | 10.25 |  | TRUE | [5 empty] | DESKTOP-GHR3H5U\Anthony | 2019-11-27 08:00 | THOR\acont | 2024-09-08 17:27
d5691985-ebc6-4e4c-9b1b-aa52431d46fc |  |  |  | North | Edwards |  | Hardware |  |  |  | Hardware | TRUE | 2-SPRC1 |  | OBSOLETE - Replacement Smoke Chambers (for SIGA2-PS) | 1 | [6 empty] | FALSE | [5 empty] | #FFFFFFFF |  |  | FALSE | FALSE | FALSE | [14 empty] | FALSE | [7 empty] | THOR\acont | 2024-10-09 10:48
5945ef8b-e5dc-4f5e-b098-aa53bfbeafc0 | NFPA 170 SMOKE CO DETECTOR |  |  | North | Notifier |  | Smoke/CO Detector |  |  |  | Module | TRUE | FPC-951 w/B224BI-IV | + | Intelligent multi-criteria photo/CO, bright white, Velociti w/ Intelligent isolator base, ivory, UL listed | 1 | 0.0002 | 0.0045 |  |  |  |  | FALSE | TRUE | FLUSH |  | 4" SQ. DEEP | 3 "O" PLASTER RING | #FFFF0000 | FA-NFPA 170 SMOKE CO DETECTOR | 1 | FALSE | FALSE | FALSE | 1407 | [13 empty] | FALSE |  |  | I |  |  | DESKTOP-QGO6JOK\acont | 2021-08-06 10:21 | THOR\acont | 2024-09-08 17:27 | Cloned from Gamewell FCI MCS-COP3 w/B224BI-IV | [Honeywell, Notifier, System Sensor] [SLC MODULES SENSORS] [*] [#2 SHARED ADDR ¦ SENSORS] 2251B (C), 2251-COPTIR (C), 2251-COPTIR w/B200S-WH (C), 2251TB (C), 2251TMB (C), 5251B (C), 5251B-WP (C), 5251H (C), 5251RB (C), 5251RB-WP (C), 7251 (C), 7251DH (C) [Honeywell, Notifier, System Sensor] [SLC SENSORS] [*] [#4 TYPE ADDR ¦ SENSORS] 2251B (C), 2251-COPTIR (C), 2251-COPTIR w/B200S-WH (C), 2251TB (C), 2251TMB (C), 5251B (C), 5251B-WP (C), 5251H (C), 5251RB (C), 5251RB-WP (C), 7251 (C), 7251DH (C), DH200LP
80d8d20f-f2c3-4240-8202-aa57d5131cec |  |  |  | North | Evax |  | Cards & Components |  |  |  | Card | TRUE | EVX-4Z | + | Zone Splitter | 1 | 0.045 | 0.13 |  |  |  |  | TRUE | [5 empty] | #FFFFFFFF |  |  | FALSE | FALSE | FALSE | [14 empty] | FALSE | [7 empty] | THOR\acont | 2024-10-09 10:48 |  |  | [Evax] EVX-4Z [Evax] EVX-4Z
b98f7315-031b-42aa-a70e-aa592308b4ca |  |  |  | North | Siemens | [5 empty] | Module | TRUE | XLS-RCC13F-ADPT | S54430-Z13-A1 | RCC-1F AND RCC-3F BLACK ENCLOSURE ADAPTER FOR FIREFINDER XLS SSD | 1 | [12 empty] | #FFFFFFFF |  |  | FALSE | FALSE | FALSE | [20 empty] | DESKTOP-7SAL8M7\acont | 2019-08-13 09:04 | THOR\acont | 2024-10-09 10:48
36029e65-8374-45d6-84ad-aa5a6530a937 | NFPA 170 SPEAKER STROBE |  |  | North | Hochiki |  | Speaker/Strobe |  |  |  | Module | TRUE | ET70-24W-FR |  | Speaker/Strobe, 24 VDC, , 25/70 Vrms | 1 | [6 empty] | FALSE | FALSE |  | *Refer to Install Sheet |  |  | #FF0070C0 | FA-NFPA 170 SPEAKER STROBE | 1 | FALSE | FALSE | FALSE | 2019 | [13 empty] | FALSE | [7 empty] | THOR\acont | 2024-09-08 17:27 |  | [Bosch, Eaton Wheelock, Hochiki] [AUDIO 70.7v] [70V AUDIO] ET-1080-R, ET-1080-W, ET70-24MCW-FR, ET70-24MCW-FR, ET70-24MCW-FW, ET70-24MCWH-FR, ET70-24MCWH-FW, ET70-24MCWH-FW, ET70-24W-FR, ET70-R, ET70-R, ET70-W, ET70-W, ET90-24MCC-FR, ET90-24MCC-FW, ET90- [Bosch, Eaton Wheelock, Hochiki] [AUDIO 25v] [25V AUDIO] ET-1080-R, ET-1080-W, ET70-24MCW-FR, ET70-24MCW-FR, ET70-24MCW-FW, ET70-24MCWH-FR, ET70-24MCWH-FW, ET70-24MCWH-FW, ET70-24W-FR, ET70-R, ET70-R, ET70-W, ET70-W, ET90-24MCC-FR, ET90-24MCC-FW, ET90-24
c8c270cc-8c87-4abe-a98c-aa64f5295252 | NFPA 170 SMOKE HEAT DETECTOR |  |  | North | Siemens |  | Smoke/Heat Detector |  |  |  | Module | TRUE | OOH941 | S54320-F7-A2 | Dual Optical / Heat Detector | 1 | 0.00065 | 0.00065 |  |  |  |  | FALSE | TRUE |  |  |  |  | #FFFF0000 | FA-NFPA 170 SMOKE HEAT DETECTOR | 1 | FALSE | FALSE | FALSE | 1411 | [13 empty] | FALSE | [7 empty] | THOR\acont | 2024-09-08 17:27 | 20191121 AC Detector without base | [Siemens] [SLC MODULES SENSORS] [*] [#2 SHARED ADDR ¦ SENSORS] FDBZ492 w/OP921 (C), FDBZ492-HR w/FDO421 (C), FDBZ492-HR w/OP921 (C), FDO421 (C), FDO421 w/DB-11 BASE (C), FDOT421 w/DB-11 BASE (C), FDOT421 w/DB2-HR BASE (C), FDT421 w/DB-11 BASE, FP-11 w/DB
f26330ad-3e05-488c-b29f-aa69c9180c6e | NFPA 170 FIRE ALARM COMMUNICATOR |  |  | North | Monaco Enterprises |  | Cards & Components |  |  |  | Card | TRUE | 227-44x-xx | + | RF Module | 1 | 0.09 | 0.09 |  |  |  |  | FALSE | [5 empty] | #FFFF0000 | FA-NFPA 170 FIRE ALARM COMMUNICATOR | 1 | FALSE | FALSE | FALSE | 251 | [8 empty] | 7 |  |  |  |  | TRUE | [5 empty] | DESKTOP-7EIEB7A\acont | 2021-11-02 12:15 | THOR\acont | 2024-09-08 17:27 | Cloned from Monaco Enterprises 227-618-00 | [Monaco Enterprises] [RELAY] 176-206-xx, 176-208-00, 176-212-00, 176-214-00, 227-44x-xx, 227-600-xx, 227-600-xx w/BT-XM Upgrade, 227-618-00, 227-623-xx, 227-630-xx, 803-119-01
36797316-c0b3-4737-86b7-aa6b9fee8e64 |  |  |  | North | Edwards |  | Cards & Components |  |  |  | Card | TRUE | IO-SDC1 |  | Expansion Analog Loop, 250pt | 1 | 0.055 | 0.08 |  |  |  |  | TRUE | [5 empty] | #FFFFFFFF |  |  | FALSE | FALSE | FALSE | [14 empty] | FALSE | [7 empty] | THOR\acont | 2024-10-09 10:48 |  |  | [Edwards] IO-SDC1
7f7f1446-6bf1-47ca-a8c2-aa6dc512c3e0 | NFPA 170 SPEAKER CEILING |  |  | North | Edwards |  | Speaker |  |  |  | Module | TRUE | GCHFRN-S7 |  | 70V Speaker, Red, | 1 | [6 empty] | FALSE | TRUE |  |  |  |  | #FF0070C0 | FA-NFPA 170 SPEAKER CEILING | 1 | FALSE | FALSE | FALSE | 2019 | [13 empty] | FALSE |  |  | C |  |  |  |  | THOR\acont | 2024-09-08 17:27 |  | [Edwards, Kidde] [AUDIO 70.7v] [70V AUDIO] G4F-S7, G4F-S7V1575, G4F-S7VM, G4HFRF-S7, G4HFRF-S7VMC, G4HFRN-S7, G4HFRN-S7VMC, G4HFWA-S7, G4HFWA-S7VMA, G4HFWA-S7VMC, G4HFWF-S7, G4HFWF-S7VMC, G4HFWN-S7, G4HFWN-S7VMA, G4HFWN-S7VMB, G4HFWN-S7VMC, G4RF-S7, G4RF
eec0c2c3-6f4c-417d-9a96-aa72183d9505 |  |  |  | North | Advanced | [5 empty] | Module | TRUE | AX-APS2-F1 |  | Intelligent Manual Pull Station, Single Action | 1 | [6 empty] | TRUE | [5 empty] | #FFFFFFFF |  |  | FALSE | FALSE | FALSE | [20 empty] | AULAPTOP-PC\Aulaptop | 2019-05-12 11:45 | THOR\acont | 2024-10-09 10:48
e7463a04-77e3-4a77-bee4-aa73b65499e3 |  |  |  | North | Edwards |  | Cards & Components |  |  |  | Card | TRUE | F-DACT |  | Digital Communicator, Modem, LCD Module | 1 | 0.065 | 0.107 |  |  |  |  | TRUE | [5 empty] | #FFFFFFFF |  |  | FALSE | FALSE | FALSE | [14 empty] | FALSE | [7 empty] | THOR\acont | 2024-10-09 10:48
43c82d08-a266-40b5-8d01-aa78ae4f893f | NFPA 170 SMOKE DETECTOR |  |  | North | Bosch |  | Smoke Detector |  |  |  | Module | TRUE | RFSM2-A | ++ | Wireless smoke detector | 1 |  |  |  |  | 1.5 | [7 empty] | #FFFF0000 | FA-NFPA 170 SMOKE DETECTOR | 1 | FALSE | FALSE | FALSE | [17 empty] | REX |  |  | DESKTOP-7EIEB7A\acont | 2022-07-26 16:55 | THOR\acont | 2024-09-08 17:27 | Cloned from Bosch RFDW-RM | [BluePoint, Bosch] [BOSCH WIRELESS] [ALL DEVICES ++] BP01-302, BP02-202M, BP02-202P, BP02-A202M, BP02-A202P, BP02-A202PH, BP03-302, BP03-A102M, BP03-A102P, RFBT-A, RFDL-11, RFDL-11-A, RFDL-11-CHI, RFDW-RM, RFDW-RM-A, RFDW-RM-CHI, RFDW-SM, RFDW-SM-A, RFDW
528f7c82-9115-45c5-98d4-aa81094de4bc |  |  |  | North | Edwards |  | Cards & Components |  |  |  | Card | TRUE | ANS100A |  | 100W expander module | 1 | 0.18 | 1.2 |  |  |  |  | TRUE | [5 empty] | #FFFFFFFF |  |  | FALSE | FALSE | FALSE | [14 empty] | FALSE | [7 empty] | THOR\acont | 2024-10-09 10:48 |  |  | [Edwards, Kidde] ANS100A, ANS100AM, ANS100AMD, ANS100AMD2
b1303b2f-3d64-49b4-8f2f-aa85d156895f | NFPA 170 NOTIFICATION CIRCUIT EXTENDER PANEL | RISER NAC |  | North | Potter |  | Notification Circuit Extender Panel |  |  |  | Assembly | TRUE | PSB-10 | + | Bulk Power Supply | 1 | [6 empty] | FALSE | [5 empty] | #FFFF0000 | FA-NFPA 170 NOTIFICATION CIRCUIT EXTENDER PANEL | 1 | FALSE | FALSE | FALSE |  |  |  | 7315-0328:0189 | [5 empty] | 7,12,18 |  |  | 10 |  | TRUE | [7 empty] | THOR\acont | 2024-09-08 17:27
c090d16d-9738-49d2-83cd-aa8664ecc691 | NFPA 170 HEAT DETECTOR |  |  | North | Hochiki |  | Heat Detector |  |  |  | Module | TRUE | DSC-EA w/NS4-100 STANDARD BASE | DSC-EA w/NS4-100 STANDARD BASE | HEAT DETECTOR w/ STANDARD BASE | 1 | 0.00011 | 0.3 |  |  |  |  | TRUE | TRUE |  | *Refer to Install Sheet |  |  | #FFFF0000 | FA-NFPA 170 HEAT DETECTOR | 1 | FALSE | FALSE | FALSE | 1403 | [19 empty] | DESKTOP-0D6CQVA\lousc | 2019-10-12 07:53 | THOR\acont | 2024-09-08 17:27 | Cloned from Hochiki DCD-135 w/NS4-100 STANDARD BASE | [Hochiki] [IDC] 01 [IDC] DCD-135 w/HSC-220L LATCHING LED BASE (C), DCD-135 w/HSC-220R - 2 WIRE RELAY BASE (C), DCD-135 w/HSC-221L LATCHING LED BASE (C), DCD-135 w/HSC-221R - 2 WIRE RELAY BASE (C), DCD-135 w/HSC-224L LATCHING LED BASE (C), DCD-135 w
71af73b5-5af5-4230-85a9-aa8778f648a1 | NFPA 170 AMPLIFIER RACK | RISER AMP |  | North | Evax |  | Amplifier |  |  |  | Assembly | TRUE | HMX-DP25/P (25V) | + | Distributed Panel, Dual Channel, 25W, Fire Phone | 1 | [6 empty] | FALSE | [5 empty] | #FFFF0000 | FA-NFPA 170 AMPLIFIER RACK | 1 | FALSE | FALSE | FALSE | 300 | [8 empty] | 7,12,18 |  |  |  | 25 | TRUE | [5 empty] | DESKTOP-7SAL8M7\acont | 2020-07-16 11:07 | THOR\acont | 2024-09-08 17:27 | Cloned from Hochiki FNVDP25/P (25V)
fbce9b39-d5c5-42ed-8b40-aa878ba7e836 |  |  |  | North | Edwards |  | Cards & Components |  |  |  | Card | TRUE | 3X-NET8 |  | Network option card, RS485, Cl A or B, max 8 nodes | 1 | 0.098 | 0.098 |  |  |  |  | TRUE | [5 empty] | #FFFFFFFF |  |  | FALSE | FALSE | FALSE | [14 empty] | FALSE | [7 empty] | THOR\acont | 2024-10-09 10:48 |  | [Edwards] [RS-485] 3-RS485A, 3-RS485B, 3X-NET, 3X-NET8 [Edwards] [RS-485] 3-RS485A, 3-RS485B, 3X-NET, 3X-NET8 | [Edwards] 3-RS485A, 3-RS485B, 3X-NET, 3X-NET8
943bef16-be59-47a1-a745-aa87bbc5ccce | NFPA 170 FIRE ALARM CONTROL UNIT | RISER FACP |  | North | Gamewell FCI |  | Fire Alarm Control Unit |  |  |  | Assembly | TRUE | INCC-C |  | Intelligent Network Command Center- Classic | 1 | [6 empty] | FALSE | [5 empty] | #FFFF0000 | FA-NFPA 170 FIRE ALARM CONTROL UNIT | 1 | FALSE | FALSE | FALSE | 202 | [8 empty] | 7,12,18 |  |  |  |  | TRUE | [7 empty] | THOR\acont | 2024-09-08 17:27
376ea655-8a3c-431e-9e2a-aa958ec7b1dd | NFPA 170 HEAT DETECTOR |  |  | North | Gamewell FCI |  | Heat Detector |  |  |  | Module | TRUE | ATD-L3 w/B224RB-WH | + | Thermal heat detector, 135°F fixed, bright white, Velociti w/ Relay base, bright white | 1 | 0.0002 | 0.0045 |  |  |  |  | FALSE | TRUE | FLUSH |  | 4" SQ. DEEP | 3 "O" PLASTER RING | #FFFF0000 | FA-NFPA 170 HEAT DETECTOR | 1 | FALSE | FALSE | FALSE | 1403 | [13 empty] | FALSE |  |  | R |  |  | DESKTOP-7SAL8M7\acont | 2019-05-06 09:58 | THOR\acont | 2024-09-08 17:27 | 20191121 AC Detector with base | [Gamewell FCI] [SLC SENSORS] [*] [#4 TYPE ADDR ¦ SENSORS] ADPF (C), ASD-PL2F w/B200S-LF-WH (C), ASD-PL2F w/B210LP (C), ASD-PL2FR (C), ASD-PL3 w/B200S-LF-WH (C), ASD-PL3 w/B200SR-LF-WH (C), ASD-PL3 w/B200SR-WH (C), ASD-PL3 w/B224BI-WH (C), ASD-PL3 w/B224R [Gamewell FCI] [SLC MODULES SENSORS] [*] [#2 SHARED ADDR ¦ SENSORS] ADPF (C), ASD-PL2F w/B200S-LF-WH (C), ASD-PL2F w/B210LP (C), ASD-PL2FR (C), ASD-PL3 w/B200S-LF-WH (C), ASD-PL3 w/B200SR-LF-WH (C), ASD-PL3 w/B200SR-WH (C), ASD-PL3 w/B224BI-WH (C), ASD-P
4b5bfa25-405f-4595-9766-aa98a721790a | NFPA 170 HORN STROBE CEILING |  |  | North | Autocall |  | Horn/Strobe |  |  |  | Module | TRUE | A49AV-APPLC | + | Audible/Visible Notification Appliances, Ceiling Mount Multi-Candela Horn/Strobe, Specify Cover | 1 | 0 | 0 |  |  |  |  | TRUE | TRUE |  |  |  |  | #FF0070C0 | FA-NFPA 170 HORN STROBE CEILING | 1 | FALSE | FALSE | FALSE | 2013 | [16 empty] | C |  |  |  |  | THOR\acont | 2024-09-08 17:27 | Cloned from AutoCall A49AV-APPLW w/A49AVC-WRALT | [Autocall, Simplex] [IDNac] [23VDC, STEADY HIGH] 49AV-APPLC (C), 49AV-APPLC-BA (C), A49AV-APPLC (C), A49AV-APPLC-BA (C)
2e712af9-71da-4c4c-ba8a-aa9ef7a2de61 |  |  |  | North | Firelite |  | Cards & Components |  |  |  | Card | TRUE | HPFF12 Main Board | + | Fire Alarm Power Supply Card | 1 | 0.206 | 0.075 |  |  |  |  | TRUE | [5 empty] | #FFFFFFFF |  |  | FALSE | FALSE | FALSE | [14 empty] | FALSE | [5 empty] | DESKTOP-7SAL8M7\acont | 2020-06-09 15:32 | THOR\acont | 2024-10-09 10:48 | Cloned from Notifier HPFF12 Main Board | [ADT Unimode, AES, Firelite, NAPCO, Notifier] [VAC ] [VAC] 1640, 200UDLS Main Board, 411UDAC Main Board, ACC-25/50 Main Board, BE-500 CPU, CPU-N16LD, CPU-N16LND, ECC-125DA (25V) Main Board, ECC-50/100 Main Board (100W, 25V), ECC-50/100 Main Board (100W, [Ditek, Monaco Enterprises, Spectronix, WBOX] [VAC ] [VAC] 0E-SPROACHW, 210-524-00, DTK-120HW, DTK-120HWLOK, DTK-120HW-SS, DTK-1F, DTK-1FF, SA400 Main Board [Firelite, Gamewell FCI, Honeywell, Notifier] [NAC Trigger] GFPS-6 Main Board, GFPS-9 Main Board, HPFF12 Main Board, HPFF8 Main Board | [Firelite] HPFF12 Main Board, HPFF8 Main Board
8f3857cc-bc86-4a14-b704-aaa480cdec83 | NFPA 170 AIR SAMPLING DETECTION PIPING |  |  | North | Edwards |  | Air Sampling Detection |  |  |  | Module | TRUE | 33-30672A |  | ASD-320 Detector w/ Docking Station | 1 | [6 empty] | FALSE | [5 empty] | #FFFF0000 | FA-NFPA 170 AIR SAMPLING DETECTION PIPING | 1 | FALSE | FALSE | FALSE | 5010 | [13 empty] | FALSE | [7 empty] | THOR\acont | 2024-09-08 17:27
6769f668-e243-4760-a4b4-aaa6992b64bf | NFPA 170 SMOKE DETECTOR |  |  | North | MIRCOM |  | Smoke Detector |  |  |  | Module | TRUE | MIX-2251AP w/B501 | + | Intelligent Photoelectric Smoke Sensor, Standard Base | 1 | 0.0003 | 0.0065 |  |  |  |  | FALSE | TRUE |  |  |  |  | #FFFF0000 | FA-NFPA 170 SMOKE DETECTOR | 1 | FALSE | FALSE | FALSE | 1408 | [13 empty] | FALSE |  |  | P |  |  | DESKTOP-7SAL8M7\acont | 2019-04-12 12:21 | THOR\acont | 2024-09-08 17:27 | 20191121 AC Detector with base | [MIRCOM] [SLC SENSORS] [*] [#4 TYPE ADDR ¦ SENSORS] DNR w/MIX-2251BR (C), DNR w/MIX-2351RAP (C), MIX-1251AP w/B200SR-LF-WH (C), MIX-1251AP w/B200SR-WH (C), MIX-1251AP w/B210LP (C), MIX-1251AP w/B224RB-WH (C), MIX-1251AP w/B501 (C), MIX-1251B w/B200SR-LF- [MIRCOM] [SLC MODULES SENSORS] [*] [#2 SHARED ADDR ¦ SENSORS] DNR w/MIX-2251BR (C), DNR w/MIX-2351RAP (C), MIX-1251AP w/B200SR-LF-WH (C), MIX-1251AP w/B200SR-WH (C), MIX-1251AP w/B210LP (C), MIX-1251AP w/B224RB-WH (C), MIX-1251AP w/B501 (C), MIX-1251B w/
950023d4-5f50-477f-ac84-aaa6d5961c22 |  |  |  | North | Simplex |  | Hardware |  |  |  | Hardware | TRUE | 4090-9813 | + | Adapter plate to fit 4 11/16 in. (119 mm) square electrical box | 1 | [6 empty] | FALSE | [5 empty] | #FFFFFFFF |  |  | FALSE | FALSE | FALSE | [14 empty] | FALSE | [5 empty] | DESKTOP-7EIEB7A\acont | 2022-02-21 13:20 | THOR\acont | 2024-10-09 10:48 | Cloned from Simplex 4090-9802
34c93adc-d9df-4ff3-8cba-aaac1353fad1 |  |  |  | North | Notifier |  | Cards & Components |  |  |  | Card | TRUE | RPT-WF |  | Standard-network repeater board | 1 | 0.017 | 0.017 |  |  |  |  | TRUE | FALSE |  |  |  |  | #FFFFFFFF |  |  | FALSE | FALSE | FALSE | [14 empty] | FALSE | [7 empty] | THOR\acont | 2024-10-09 10:48
ab2708f1-c062-44b1-b07e-aab8ee83c6ff | NFPA 170 FLOW DETECTOR |  |  | North | Potter |  | Flow Detector |  |  |  | Module | TRUE | VSR-10 | + | 10 Inch Vane Type Waterflow Alarm Switch with Retard | 1 | [6 empty] | FALSE | [5 empty] | #FFFF0000 | FA-NFPA 170 FLOW DETECTOR | 1 | FALSE | FALSE | FALSE | 1700 |  |  | 7770-0328:0001 | [10 empty] | FALSE | [7 empty] | THOR\acont | 2024-09-08 17:27 | 20191121 AC Detector without base | [Potter] [IDC] 01 OSYSU Series, OSYSU-CRH, OSYSU-EX, OSYSU-EX-O, PCVS Series, PCVS-CRH, PIVS-U-EX, PIVSU-EX-O, PS10 Series, PS10-EX, PS15, PS25, PS40 Series, PS40-EX, RBVS, VSG, VSR Series, VSR-10, VSR-AT, VSR-C, VSR-CF, VSR-FE-2, VSR-FEX Series, VSR-S S [Farenhyt, Generic, N/A, Notifier, Potter, Silent Knight] [AUX POWER] [BELL POWER ++] FURNISHED BY OTHERS, PS10 Series, PS10-EX, VSG, VSR Series, VSR-10, VSR-AT, VSR-C, VSR-CF, VSR-FE-2, VSR-FEX Series, VSR-S Series, VSR-SF, VSR-SFG, VSR-SFT, VSR-SG, VSR
1a41bfbf-3ef8-4381-9d7c-aab8fa046011 | NFPA 170 SPEAKER STROBE |  |  | North | Simplex |  | Speaker/Strobe |  |  |  | Module | TRUE | 4903-9153 | + | Audible/visible notification appliance with multi-tapped speaker and high intensity xenon strobe, Red, Vertical Mount | 1 | [6 empty] | TRUE | [5 empty] | #FF0070C0 | FA-NFPA 170 SPEAKER STROBE | 1 | FALSE | FALSE | FALSE | 2019 | [19 empty] | DESKTOP-7EIEB7A\acont | 2023-02-20 10:09 | THOR\acont | 2024-09-08 17:27 | Cloned from Simplex 4903-9150 CLONED | [Simplex] [NAC] 4903-9150, 4903-9153, 4903-9193 [Autocall, Simplex] [AUDIO 25v] [25V AUDIO] 4902-9721, 4903-9148, 4903-9149, 4903-9150, 4903-9153, 4903-9193, 4906-9151, 4906-9153, 4906-9154 (C), 4906-9158 (C), 4906-9159 (C), 4906-9160 (C), A4902-9716, A4902-9717, A4902-9721, A4906-9151, A4906-9153, A4 [Autocall, Simplex] [AUDIO 70.7v] [70V AUDIO] 4902-9721, 4903-9148, 4903-9149, 4903-9150, 4903-9153, 4903-9193, 4906-9151, 4906-9153, 4906-9154 (C), 4906-9158 (C), 4906-9159 (C), 4906-9160 (C), A4902-9716, A4902-9717, A4902-9721, A4906-9151, A4906-9153, [Simplex] [NAC] [MAX] 4903-9150, 4903-9153, 4903-9193
64bd3f38-e2d3-42d0-9086-aab9ffe59837 |  |  |  | North | Notifier |  | Cards & Components |  |  |  | Card | TRUE | MODBUS-GW |  | Modbus Gateway | 1 | 0.125 | 0.125 |  |  |  |  | TRUE | FALSE |  |  |  |  | #FFFFFFFF |  |  | FALSE | FALSE | FALSE | [14 empty] | FALSE | [5 empty] | DESKTOP-7SAL8M7\acont | 2020-11-17 11:08 | THOR\acont | 2024-10-09 10:48 | Cloned from Notifier PRN-7
c6be9386-e62e-4577-ab53-aabb57df8c6a | NFPA 170 HORN STROBE |  |  | North | Siemens |  | Horn/Strobe |  |  |  | Module | TRUE | AS-75-R-WP | 500-636016 | AS Horn ¦ Strobe: Weatherproof, Red | 1 | [6 empty] | FALSE | [5 empty] | #FF0070C0 | FA-NFPA 170 HORN STROBE | 1 | FALSE | FALSE | FALSE | 2012 | [13 empty] | FALSE |  |  | WP |  |  |  |  | THOR\acont | 2024-09-08 17:27 | B,T | [Siemens] [NAC] [24VDC, UL1971, HIGH DB] AS-75-R-WP [Siemens] [NAC] [24VFWR, UL1971, HIGH DB] AS-75-R-WP [Siemens] [NAC] [24VFWR, UL1638, HIGH DB] AS-75-R-WP [Siemens] [NAC] [24VDC, UL1638, HIGH DB] AS-75-R-WP
15e0737c-cf71-4d1b-9c6c-aabed19b2808 | NFPA 170 SPEAKER STROBE CEILING |  |  | North | Siemens |  | Speaker/Strobe |  |  |  | Module | TRUE | SLSPSCW-NA | S54329-F53-A1 | SLSPSCW-NA SPK/ST,CLG,WHT,NO-TXT,AMBER | 1 | [7 empty] | TRUE |  |  |  |  | #FF0070C0 | FA-NFPA 170 SPEAKER STROBE CEILING | 1 | FALSE | FALSE | FALSE | 2020 | [16 empty] | C |  |  | DESKTOP-7SAL8M7\acont | 2019-08-13 09:04 | THOR\acont | 2024-09-08 17:27 |  | [Siemens] [AUDIO 25v] [25V AUDIO] SL2SPSCW-F (C), SLSPCR-A (C), SLSPCR-AL (C), SLSPCR-F (C), SLSPCR-N (C), SLSPCW-A (C), SLSPCW-AL (C), SLSPCW-F (C), SLSPCW-N (C), SLSPSCR-A (C), SLSPSCR-AL (C), SLSPSCR-ALA (C), SLSPSCR-F (C), SLSPSCR-N (C), SLSPSCR-NA ( [Siemens] [AUDIO 70.7v] [70V AUDIO] SL2SPSCW-F (C), SLSPCR-A (C), SLSPCR-AL (C), SLSPCR-F (C), SLSPCR-N (C), SLSPCW-A (C), SLSPCW-AL (C), SLSPCW-F (C), SLSPCW-N (C), SLSPSCR-A (C), SLSPSCR-AL (C), SLSPSCR-ALA (C), SLSPSCR-F (C), SLSPSCR-N (C), SLSPSCR-NA [Siemens] [NAC] [24 VDC] SL2SPSCW-F (C), SLSCR-AL (C), SLSCR-ALA (C), SLSCR-F (C), SLSCR-FB (C), SLSCR-N (C), SLSCR-NA (C), SLSCW-A (C), SLSCW-AL (C), SLSCW-ALA (C), SLSCW-F (C), SLSCW-FB (C), SLSCW-N (C), SLSCW-NA (C), SLSPSCR-A (C), SLSPSCR-AL (C), SLS
222ab992-8c33-4d40-9984-aac2e25d2eeb |  |  |  | North | Monaco Enterprises |  | Cards & Components |  |  |  | Card | TRUE | 176-186-00 |  | Zone Expansion Card (ZEC), two Class A or four Class B Zones | 1 | [6 empty] | TRUE | [5 empty] | #FFFFFFFF |  |  | FALSE | FALSE | FALSE | [20 empty] | AULAPTOP-PC\Aulaptop | 2019-04-20 02:23 | THOR\acont | 2024-10-09 10:48
e917c384-2515-4b4e-aa5b-aacd20c1317f | CADGEN INTERFACE MODULE |  |  | North | Honeywell |  | Gas Detection |  |  |  | Module | TRUE | 1226A0382 | ++ | MPD Interface Adapter | 1 | 0 | 0.125 |  |  |  |  | FALSE | [5 empty] | #FFFF0000 | FA-CADGEN INTERFACE MODULE | 1 | FALSE | FALSE | FALSE | 1402 | [13 empty] | FALSE |  |  | CO, NO2 |  |  | THOR\acont | 2025-02-25 14:29 | THOR\acont | 2025-02-25 14:30 | Cloned from Honeywell XNX-UTAV-RNCB1 CLONED
381017e7-329d-453e-813a-aad608ccc240 | NFPA 170 CELL COMM | RISER CELL COMM |  | North | Honeywell |  | Cards & Components |  |  |  | Card | TRUE | CCM-ATT-HON | + | LTE Cellular Communication Module, includes AT&T SIM | 1 | 0.083333 | 0.083333 |  |  | 5 |  | TRUE | [5 empty] | #FFFF0000 | FA-NFPA 170 CELL COMM | 1 | FALSE | FALSE | FALSE | 250 | [13 empty] | FALSE | [5 empty] | DESKTOP-7EIEB7A\acont | 2022-07-20 07:18 | THOR\acont | 2024-09-08 17:27 | Cloned from Honeywell LTE-CFA
6a5dcd89-3ad4-44f8-867e-aad7249a0838 | NFPA 170 STROBE CEILING |  |  | North | Siemens |  | Strobe |  |  |  | Module | TRUE | SL2SCW-NB | S54329-F194-A1++ | Strobe, Ceiling, Blue, White, No Lettering | 1 | [7 empty] | TRUE |  |  |  |  | #FF0070C0 | FA-NFPA 170 STROBE CEILING | 1 | FALSE | FALSE | FALSE | 2023 | [19 empty] | DESKTOP-7EIEB7A\acont | 2023-08-03 09:40 | THOR\acont | 2024-09-08 17:27 | Cloned from Siemens SL2SWW-NB | [Siemens] [NAC] [16.0 – 33.0 VDC] SL2SCR-A (C), SL2SCR-AL (C), SL2SCR-ALA (C), SL2SCR-ALB (C), SL2SCR-F (C), SL2SCR-FB (C), SL2SCR-N (C), SL2SCR-NA (C), SL2SCR-NB (C), SL2SCW-A (C), SL2SCW-AL (C), SL2SCW-ALA (C), SL2SCW-ALB (C), SL2SCW-EV (C), SL2SCW-F (
3eee66e0-351b-4661-beb0-aad93ec6cde4 |  |  |  | North | Edwards |  | Hardware |  |  |  | Hardware | TRUE | EVRP |  | Reset Push Button | 1 | [6 empty] | FALSE | [5 empty] | #FFFFFFFF |  |  | FALSE | FALSE | FALSE | [14 empty] | FALSE | [7 empty] | THOR\acont | 2024-10-09 10:48
8b40210e-08de-4305-a65e-aadaf708c63b | NFPA 170 AREA OF REFUGE MASTER |  |  | North | Cornell |  | Area of Refuge Component |  |  |  | Assembly | TRUE | A-4204 |  | 4 Zone Annunciator Panel | 1 | [6 empty] | TRUE |  |  | BB-40 | 10"H x 9"W x 3.5"D |  | #FF00B050 | FA-NFPA 170 AREA OF REFUGE MASTER | 1 | FALSE | FALSE | FALSE | [20 empty] | HOMEAUGUSTXPS-1\aucon | 2021-05-05 06:23 | THOR\acont | 2024-09-08 17:27
84870d6e-95a8-4222-9fd4-aae10fc8abb9 |  |  |  | North | Brivo | Security/Access Control | Cards & Components |  |  |  | Card | TRUE | B-ACS6100R-E Regular Panel Main Board |  |  | 1 | [6 empty] | TRUE | [5 empty] | #FFFFFFFF |  |  | FALSE | FALSE | FALSE | [20 empty] | AUGUSTALIEN\aucon | 2023-03-07 15:46 | THOR\acont | 2024-10-09 10:48 | Cloned from New Part CLONED |  | [Brivo] B-ACS6100L-E Large Panel Main Board, B-ACS6100R-E Regular Panel Main Board
870518c9-8549-465e-b03b-aae6234ae40b |  |  |  | North | Edwards |  | Cards & Components |  |  |  | Card | TRUE | 4-2ANN AUX POWER | ++ | Total Required Assembly Current | 1 | 0.197 | 0.25 |  |  |  |  | TRUE | [5 empty] | #FFFFFFFF |  |  | FALSE | FALSE | FALSE | [20 empty] | DESKTOP-7EIEB7A\acont | 2023-02-09 23:07 | THOR\acont | 2024-10-09 10:48 | Cloned from Edwards 4-LCDANN | [Edwards] [AUX POWER] [*] 4-16ANN, 4-2ANN, 4-2ANN AUX POWER, 4-4ANN (BASE) AUX POWER, 4-4ANN (PAGING) AUX POWER, 4-6ANN (PAGING) AUX POWER, 4-6ANN LOC, 4ANN AUX POWER
69e434e4-98c7-470c-900a-aaebd54a9c0b | NFPA 170 AREA OF REFUGE MASTER |  |  | North | TALK A PHONE | Area of Refuge | Area of Refuge Component |  |  |  | Assembly | TRUE | AOR-5 | ++ | FIXED STATION ANALOG AREA OF RESCUE COMMAND UNIT FOR 5 STATIONS | 1 | [6 empty] | FALSE |  |  |  | 13.3 x18.0 x 6.9 in. (337 x 457 x 174 mm) |  | #FF00B050 | FA-NFPA 170 AREA OF REFUGE MASTER | 1 | FALSE | FALSE | FALSE | 4000 | [13 empty] | FALSE | [5 empty] | THOR\acont | 2024-01-10 15:57 | THOR\acont | 2024-09-08 17:27 | Cloned from Rath Area of Refuge 2500-205FM
a7a2eb78-e14c-43ab-aa6a-aaef10fcb027 | NFPA 170 SPEAKER WALL |  |  | North | Hochiki |  | Speaker |  |  |  | Module | TRUE | E60-W |  | Speaker, 25 or 70 Vrms, 1/8 to 2 watts | 1 | [6 empty] | FALSE | FALSE |  | *Refer to Install Sheet |  |  | #FF0070C0 | FA-NFPA 170 SPEAKER WALL | 1 | FALSE | FALSE | FALSE | 2021 | [13 empty] | FALSE | [7 empty] | THOR\acont | 2024-09-08 17:27 |  | [Eaton Wheelock, Hochiki] [AUDIO 25v] [25V AUDIO] E60-24MCC-FR (C), E60-24MCC-FW (C), E60-24MCCH-FR (C), E60-24MCCH-FW (C), E60-24MCW-FR, E60-24MCW-FW, E60-24MCWH-FR, E60-24MCWH-FW, E60-R, E60-W [Eaton Wheelock, Hochiki] [AUDIO 70.7v] [70V AUDIO] E60-24MCC-FR (C), E60-24MCC-FW (C), E60-24MCCH-FR (C), E60-24MCCH-FW (C), E60-24MCW-FR, E60-24MCW-FW, E60-24MCWH-FR, E60-24MCWH-FW, E60-R, E60-W
d3f33437-1c8c-44da-8aac-aaef702e9d8d | NFPA 170 SPEAKER STROBE CEILING |  |  | North | Siemens |  | Speaker/Strobe |  |  |  | Module | TRUE | SEFH-HMC-CW | S54360-F3-A1 | HIGH FIDELITY SPEAKER STROBE, ROUND, HIFI, LOW PROFILE, CEILING,115/177CD,WHITE | 1 | [7 empty] | TRUE |  |  |  |  | #FF0070C0 | FA-NFPA 170 SPEAKER STROBE CEILING | 1 | FALSE | FALSE | FALSE | 2020 | [16 empty] | C |  |  | DESKTOP-7SAL8M7\acont | 2019-08-13 09:04 | THOR\acont | 2024-09-08 17:27 | B,T | [Siemens] [AUDIO 25v] [25V AUDIO] SEFH-AHMC-CW-ALERT (C), SEFH-AMC-CW-ALERT (C), SEFH-AMC-W-ALERT, SEFH-CR (C), SEFH-CW (C), SEFH-HMC-CR (C), SEFH-HMC-CR-ALERT (C), SEFH-HMC-CW (C), SEFH-HMC-CW-ALERT (C), SEFH-HMC-R, SEFH-HMC-W, SEFH-MC-CR (C), SEFH-MC-C [Siemens] [NAC] [VDC] SEFH-AHMC-CW-ALERT (C), SEFH-HMC-CR (C), SEFH-HMC-CR-ALERT (C), SEFH-HMC-CW (C), SEFH-HMC-CW-ALERT (C), SEH-HMC-CR (C), SEH-HMC-CR-B (C), SEH-HMC-CW (C), SEH-HMC-CW-B (C) [Siemens] [AUDIO 70.7v] [70V AUDIO] SEFH-AHMC-CW-ALERT (C), SEFH-AMC-CW-ALERT (C), SEFH-AMC-W-ALERT, SEFH-CR (C), SEFH-CW (C), SEFH-HMC-CR (C), SEFH-HMC-CR-ALERT (C), SEFH-HMC-CW (C), SEFH-HMC-CW-ALERT (C), SEFH-HMC-R, SEFH-HMC-W, SEFH-MC-CR (C), SEFH-MC
33f20574-4a70-4e04-b0f1-aaf29c57b68b | NFPA 170 SMOKE DETECTOR |  |  | North | Siemens |  | Smoke Detector |  |  |  | Module | TRUE | ILI-1AH |  | Addressable Ionization Detector, 1200 ft./min | 1 | 0.0012 | 0.0015 |  |  |  |  | FALSE | TRUE |  |  |  |  | #FFFF0000 | FA-NFPA 170 SMOKE DETECTOR | 1 | FALSE | FALSE | FALSE | 1408 | [13 empty] | FALSE | [5 empty] | DESKTOP-7EIEB7A\acont | 2021-04-12 15:15 | THOR\acont | 2024-09-08 17:27 | Cloned from Siemens ILI-1H | [Siemens] [SLC MODULES SENSORS] [*] [#2 SHARED ADDR ¦ SENSORS] FDBZ492 w/OP921 (C), FDBZ492-HR w/FDO421 (C), FDBZ492-HR w/OP921 (C), FDO421 (C), FDO421 w/DB-11 BASE (C), FDOT421 w/DB-11 BASE (C), FDOT421 w/DB2-HR BASE (C), FDT421 w/DB-11 BASE, FP-11 w/DB
80c76bbb-48b7-4949-be2c-aaf2eef26916 | NFPA 170 HEAT DETECTOR |  |  | North | Monaco Enterprises |  | Heat Detector |  |  |  | Module | TRUE | 721-121-00 w/B501 | + | DETECTOR,HEAT:135 F,RATE-OF-RISE & FIXED,INTELLIGENT,LOW PROFILE,HEAD | 1 | 0.0003 | 0.0065 |  |  |  |  | FALSE | TRUE |  |  |  |  | #FFFF0000 | FA-NFPA 170 HEAT DETECTOR | 1 | FALSE | FALSE | FALSE | 1403 | [13 empty] | FALSE |  |  | R |  |  | DESKTOP-7SAL8M7\acont | 2020-03-03 09:18 | THOR\acont | 2024-09-08 17:27 | Cloned from Monaco Enterprises 721-124-00 w/B501 | [Monaco Enterprises] [SLC MODULES SENSORS] 01 [*] 708-026-01, 708-031-00, 721-121-00 w/B200SR-LF-WH (C), 721-121-00 w/B200SR-WH (C), 721-121-00 w/B210LP (C), 721-121-00 w/B224RB-WH (C), 721-121-00 w/B501 (C), 721-124-00 w/B200SR-LF-WH (C), 721-124-00 w/B [Monaco Enterprises] [SLC SENSORS] 01 [*] 721-121-00 w/B200SR-LF-WH (C), 721-121-00 w/B200SR-WH (C), 721-121-00 w/B210LP (C), 721-121-00 w/B224RB-WH (C), 721-121-00 w/B501 (C), 721-124-00 w/B200SR-LF-WH (C), 721-124-00 w/B200SR-WH (C), 721-124-00 w/B210L [Monaco Enterprises] [SLC MODULES/SENSORS] 01 [*] 721-121-00 w/B200SR-LF-WH (C), 721-121-00 w/B200SR-WH (C), 721-121-00 w/B210LP (C), 721-121-00 w/B224RB-WH (C), 721-121-00 w/B501 (C), 721-124-00 w/B200SR-LF-WH (C), 721-124-00 w/B200SR-WH (C), 721-124-00 [Monaco Enterprises] [SLC SENSORS] 01 [*] 721-121-00 w/B200SR-LF-WH (C), 721-121-00 w/B200SR-WH (C), 721-121-00 w/B210LP (C), 721-121-00 w/B224RB-WH (C), 721-121-00 w/B501 (C), 721-124-00 w/B200SR-LF-WH (C), 721-124-00 w/B200SR-WH (C), 721-124-00 w/B210L
823c976c-1940-4e1b-a032-aaf4101d0554 | NFPA 170 HEAT DETECTOR |  |  | North | Autocall |  | Heat Detector |  |  |  | Module | TRUE | A4098-9733E w/A4098-9792E | + | TrueAlarm Heat Detector w/TrueAlarm Sensor Standard Base - Environmental rated | 1 | 0.0008 | 0.001 |  |  |  |  | TRUE | TRUE |  |  |  |  | #FFFF0000 | FA-NFPA 170 HEAT DETECTOR | 1 | FALSE | FALSE | FALSE | 1403 | [16 empty] | ER |  |  | DESKTOP-0D6CQVA\lousc | 2019-07-10 18:46 | THOR\acont | 2024-09-08 17:27 | 20191121 AC Detector with base | [Autocall, Simplex] [IDNet] [SENSORS ++] 4098-9714 (C), 4098-9714 w/4098-9770 (C), 4098-9714 w/4098-9771 (C), 4098-9714 w/4098-9772 (C), 4098-9714 w/4098-9773 (C), 4098-9714 w/4098-9780 (C), 4098-9714 w/4098-9789 (C), 4098-9714 w/4098-9791 (C), 4098-9714
4a9aae0c-b146-4d18-802d-aaf4fbcb7925 | NFPA 170 HEAT DETECTOR |  |  | North | Potter |  | Heat Detector |  |  |  | Module | TRUE | 302-AW-135 | ++ | Heat Detector, 135°F (57°C) | 1 | [6 empty] | FALSE | TRUE |  |  |  |  | #FFFF0000 | FA-NFPA 170 HEAT DETECTOR | 1 | FALSE | FALSE | FALSE | 1403 |  |  | 7270-0021:0001 | [10 empty] | FALSE | [5 empty] | THOR\acont | 2024-06-04 14:08 | THOR\acont | 2024-09-08 17:27 | Cloned from Thermotech 302-AW-135 | [EAS, Firelite, Kidde, KNOX, Monaco Enterprises, Potter, System Sensor, Thermotech] [IDC] 01 2HS, 2HSR, 302-AW-135 (C), 3200, 3261, 3270, 3502, 4401, 4403, 4430, 4432, 4505, 4534, 5000H, 5000HR, 721-127-00 (C), 722-123-00 (C), 723-369-00 (C), BG-12LO, I3
5f166198-733d-4d35-96a3-aaf7630f078b | DETECTOR_MULTI CRITERIA |  |  | North | MIRCOM |  | Multi Criteria Detector |  |  |  | Module | TRUE | MIX-3200 w/ MIX-2000 |  | ADDRESSABLE MULTI-SENSOR DETECTOR w/ MIX-2000 STANDARD BASE | 1 | 0.0003 | 0.0003 |  |  |  |  | FALSE | [5 empty] | #FFFF0000 | FA-DETECTOR_MULTI CRITERIA | 1 | FALSE | FALSE | FALSE | [14 empty] | FALSE | [7 empty] | THOR\acont | 2024-09-08 17:27 | 20191121 AC Detector with base | [MIRCOM] [SLC SENSORS] [*] [#4 TYPE ADDR ¦ SENSORS] DNR w/MIX-2251BR (C), DNR w/MIX-2351RAP (C), MIX-1251AP w/B200SR-LF-WH (C), MIX-1251AP w/B200SR-WH (C), MIX-1251AP w/B210LP (C), MIX-1251AP w/B224RB-WH (C), MIX-1251AP w/B501 (C), MIX-1251B w/B200SR-LF- [MIRCOM] [SLC MODULES SENSORS] [*] [#2 SHARED ADDR ¦ SENSORS] DNR w/MIX-2251BR (C), DNR w/MIX-2351RAP (C), MIX-1251AP w/B200SR-LF-WH (C), MIX-1251AP w/B200SR-WH (C), MIX-1251AP w/B210LP (C), MIX-1251AP w/B224RB-WH (C), MIX-1251AP w/B501 (C), MIX-1251B w/
ac5e4d05-cc8a-4246-bbfc-ab02d678e780 |  |  |  | North | Edwards |  | Hardware |  |  |  | Hardware | TRUE | SIGA-DMP |  | Duct Detector Mounting Plate | 1 | [6 empty] | FALSE | [5 empty] | #FFFFFFFF |  |  | FALSE | FALSE | FALSE | [14 empty] | FALSE | [7 empty] | THOR\acont | 2024-10-09 10:48
512bb47a-3164-4ab5-b935-ab06c6ab34a1 | NFPA 170 MANUAL PULL |  |  | North | MIRCOM |  | Manual Station |  |  |  | Module | TRUE | MS-701U | + | Single Action Single Stage Manual Station | 1 | [6 empty] | FALSE | [5 empty] | #FFFF0000 | FA-NFPA 170 MANUAL PULL | 1 | FALSE | FALSE | FALSE | 957 | [13 empty] | FALSE | [5 empty] | DESKTOP-7SAL8M7\acont | 2019-04-12 09:56 | THOR\acont | 2024-09-08 17:27 | Cloned from MIRCOM MS-701 | [MIRCOM] [IDC] 04 MS-701, MS-701U, MS-702, MS-703U, MS-704U, MS-710U
848d138e-f8d8-4016-a541-ab09c579b87d | NFPA 170 HORN STROBE |  |  | North | System Sensor |  | Horn/Strobe |  |  |  | Module | TRUE | P2RLED | ++ | 2-Wire, Horn Strobe, Red | 1 | 0 | 0.245 |  |  |  |  | FALSE | [5 empty] | #FF0070C0 | FA-NFPA 170 HORN STROBE | 1 | FALSE | FALSE | FALSE | 2012 | [13 empty] | FALSE | [5 empty] | DESKTOP-QGO6JOK\acont | 2023-10-18 21:11 | THOR\acont | 2024-09-08 17:27 | Cloned from System Sensor P2RL | [System Sensor] [NAC] [24VDC, TEMPORAL HIGH] P2GRLED, P2GWLED, P2RLED, P2RLED w/WAV-RL, P2RLED-P, P2RLED-SP, P2WLED, P2WLED w/ WAV-WL, P2WLED-P, P2WLED-SP [System Sensor] [NAC] [24VDC, TEMPORAL LOW] P2GRLED, P2GWLED, P2RLED, P2RLED w/WAV-RL, P2RLED-P, P2RLED-SP, P2WLED, P2WLED w/ WAV-WL, P2WLED-P, P2WLED-SP
e7b89cd2-aeeb-4bd0-be88-ab0dc1f5d2f1 |  |  |  | North | Siemens |  | Hardware |  |  |  | Hardware | TRUE | CAB2-BD-OD-LP | 599-050599 | INCLUDES: (1) CAB2-BD, (1) BCL AND (1) OD-LP | 1 | [12 empty] | #FFFFFFFF |  |  | FALSE | FALSE | FALSE | [20 empty] | DESKTOP-7SAL8M7\acont | 2019-08-13 09:04 | THOR\acont | 2024-10-09 10:48
6c8d94d8-df5e-4aa9-9378-ab12a038465a | NFPA 170 GAS DETECTOR |  |  | North | Apollo |  | Gas Detection |  |  |  | Module | FALSE | 45681-800 | + | INTELLIGENT CO SOUNDER BASE | 1 | 0.00034 | 0.0045 |  |  |  |  | FALSE | TRUE |  |  |  |  | #FFFF0000 | FA-NFPA 170 GAS DETECTOR | 1 | FALSE | FALSE | FALSE | 1408 | [13 empty] | FALSE |  |  | CO |  |  | DESKTOP-7EIEB7A\acont | 2021-11-19 15:08 | THOR\acont | 2024-09-08 17:27 | Cloned from Apollo 55000-650 w/45681-800 | [Apollo] [SLC APOLLO MODULES/SENSORS] [*] [#1] 45681-800 (C), 45681-805 (C), 55000-001 (C), 55000-002 (C), 55000-005 (C), 55000-006 (C), 55000-009 (C), 55000-010 (C), 55000-450 w/45681-210UL (C), 55000-450 w/45681-225APO (C), 55000-450 w/45681-250USA (C) [Apollo] [AUX POWER] 45681-800 (C), 55000-650 w/45681-800 (C) [Apollo] [SLC APOLLO MODULES/SENSORS] [#7] 45681-800 (C), 55000-650 w/45681-800 (C) [Advanced, Apollo] [SLC APOLLO MODULES SENSORS] [*] [#1 SHARED ADDR ¦ MODULES] 45681-800 (C), 45681-805 (C), 55000-001 (C), 55000-002 (C), 55000-005 (C), 55000-006 (C), 55000-009 (C), 55000-010 (C), 55000-765 (C), 55000-790ADV, 55000-805ADV, 55000-806ADV [Advanced, Apollo] [SLC APOLLO MODULES SENSORS] [*] [#2 SHARED ADDR ¦ SENSORS] SA5150-650ADV w/SA5000-230ADV (C), SA5150-750ADV w/SA5000-210ADV (C), 45681-800 (C), 45681-805 (C), 55000-450 w/45681-210UL (C), 55000-450 w/45681-225APO (C), 55000-450 w/
c825d80e-787f-432b-af4f-ab298de0e165 |  |  |  | North | Edwards |  | Cards & Components |  |  |  | Card | TRUE | RTU |  | Remote Trouble Unit | 1 | [6 empty] | TRUE | [5 empty] | #FFFFFFFF |  |  | FALSE | FALSE | FALSE | [14 empty] | FALSE | [7 empty] | THOR\acont | 2024-10-09 10:48
a8a2bc6d-3f4b-4e5d-8314-ab2f9d6938e6 |  |  |  | North | Edwards |  | Hardware |  |  |  | Hardware | TRUE | FW-42LCDWTS |  | 42" Monitor, /w T Scrn,W Format, Blk, 1920x1080 | 1 | [6 empty] | FALSE | [5 empty] | #FFFFFFFF |  |  | FALSE | FALSE | FALSE | [14 empty] | FALSE | [7 empty] | THOR\acont | 2024-10-09 10:48
d553582a-2c90-4ec4-a703-ab33f2d0c856 |  |  |  | North | Edwards |  | Hardware |  |  |  | Hardware | TRUE | 454749ARE |  | 14/4 Solid Twisted,OS, Red-Jacket FPLP (Plenum) | 1 | [6 empty] | FALSE | [5 empty] | #FFFFFFFF |  |  | FALSE | FALSE | FALSE | [14 empty] | FALSE | [7 empty] | THOR\acont | 2024-10-09 10:48
9d7aaabf-9e23-475b-af81-ab3d7ccb3c88 | NFPA 170 HORN STROBE CEILING |  |  | North | Siemens |  | Horn/Strobe |  |  |  | Module | TRUE | SL2HSCR-FB | S54329-F91-A1++ | Horn-Strobe, Ceiling, Clear, Red, Pictogram | 1 | [7 empty] | TRUE |  |  |  |  | #FF0070C0 | FA-NFPA 170 HORN STROBE CEILING | 1 | FALSE | FALSE | FALSE | 2023 | [19 empty] | DESKTOP-7EIEB7A\acont | 2023-08-03 09:28 | THOR\acont | 2024-09-08 17:27 | Cloned from Siemens SL2HSWR-FB | [Siemens] [NAC] [24 VDC, HORN HIGH] SL2HSCR-A (C), SL2HSCR-AL (C), SL2HSCR-F (C), SL2HSCR-FB (C), SL2HSCR-N (C), SL2HSCW-A (C), SL2HSCW-AL (C), SL2HSCW-F (C), SL2HSCW-FB (C), SL2HSCW-N (C)
ffb53412-4320-4cda-a1fd-ab4372e37761 | NFPA 170 SURGE SUPPRESSOR |  |  | North | Ditek |  | Surge Supressor |  |  |  | Assembly | TRUE | DTK-TSS4D |  | Total Surge Protection Panel | 1 | [6 empty] | FALSE | [5 empty] | #FFFF0000 | FA-NFPA 170 SURGE SUPPRESSOR | 1 | FALSE | FALSE | FALSE | 6001 | [8 empty] | 7,12,18 |  |  |  |  | TRUE |  |  | 24v¦4 |  |  |  |  | THOR\acont | 2024-09-08 17:27
e585c102-1089-4fac-906d-ab43ae21aad1 |  |  |  | North | Edwards |  | Hardware |  |  |  | Hardware | TRUE | C-PST |  | Detector picker/sensitivity tester | 1 | [6 empty] | FALSE | [5 empty] | #FFFFFFFF |  |  | FALSE | FALSE | FALSE | [14 empty] | FALSE | [7 empty] | THOR\acont | 2024-10-09 10:48
50e2fbb3-843a-42f9-a538-ab49aabbe5c8 | NFPA 170 STROBE WALL |  |  | North | Edwards |  | Strobe |  |  |  | Module | TRUE | G1RF-CVM |  | Chime-Strobe, running man, FIRE, red, 15, 30, 75, 110 cd | 1 | 0 | 0.097 |  |  |  |  | FALSE | [5 empty] | #FF0070C0 | FA-NFPA 170 STROBE WALL | 1 | FALSE | FALSE | FALSE | 2023 | [13 empty] | FALSE | [7 empty] | THOR\acont | 2024-09-08 17:27 |  | [Edwards, Kidde] [NAC] [24 VDC, HIGH DB] EG1F-CVM, G1-CVM, G1F-CVM, G1R-CVM, G1RF-CVM, G1WA-CVMA, G1WN-CVMA [Edwards, Kidde] [NAC] [24 VDC, LOW DB] EG1F-CVM, G1-CVM, G1F-CVM, G1R-CVM, G1RF-CVM, G1WA-CVMA, G1WN-CVMA [Edwards, Kidde] [NAC] [16 VDC, LOW DB] EG1F-CVM, G1-CVM, G1F-CVM, G1R-CVM, G1RF-CVM, G1WA-CVMA, G1WN-CVMA [Edwards, Kidde] [NAC] [16 VDC, HIGH DB] EG1F-CVM, G1-CVM, G1F-CVM, G1R-CVM, G1RF-CVM, G1WA-CVMA, G1WN-CVMA
c1a80662-99fc-4108-b9bd-ab4e09af06be | 170 BASIC SHAPE |  |  | North | Siemens |  | Hardware |  |  |  | Hardware | TRUE | BCL | 599-633997 | 60 PIN CABLE LONG-REQUIRED IN CAB2,2X AND CAB3,3X FOR ROW TO ROW CONNECTIONS | 1 | [12 empty] | #FFFF0000 | FA-170 BASIC SHAPE | 1 | FALSE | FALSE | FALSE | 5000 | [21 empty] | THOR\acont | 2024-09-08 17:27
da6d01ea-46fc-40c8-9727-ab52df77dd51 | NFPA 170 HORN STROBE |  |  | North | Autocall |  | Horn/Strobe |  |  |  | Module | TRUE | A49AV-APPLW | + | Audible/Visible Notification Appliances, Wall Mount Multi-Candela Horn/Strobe, Specify Cover | 1 | 0 | 0 |  |  |  |  | TRUE | [5 empty] | #FF0070C0 | FA-NFPA 170 HORN STROBE | 1 | FALSE | FALSE | FALSE | 2012 | [19 empty] | DESKTOP-7EIEB7A\acont | 2022-02-16 09:43 | THOR\acont | 2024-09-08 17:27 | Cloned from Autocall A49AV-APPLW w/A49AVC-WRALT | [Autocall, Simplex] [IDNac] [23VDC, STEADY HIGH] 49AV-APPLW, 49AV-APPLW-BA, A49AV-APPLW, A49AV-APPLW-BA
bb27d839-d43a-450c-8331-ab547d5d98bb |  |  |  | North | Siemens | [5 empty] | Module | TRUE | CC-2 | 500-633440 | CARDCAGE (2 SLOTS)- ALL CARDS CAB-MP - 1 POSITION | 1 | [12 empty] | #FFFFFFFF |  |  | FALSE | FALSE | FALSE | [20 empty] | DESKTOP-7SAL8M7\acont | 2019-08-13 09:04 | THOR\acont | 2024-10-09 10:48
b6990210-5277-41b0-8593-ab56e3797330 | NFPA 170 SPEAKER STROBE CEILING |  |  | North | Siemens |  | Speaker/Strobe |  |  |  | Module | TRUE | SLSPSCR-AL | S54329-F49-A2 | SLSPSCR-AL SPK/ST,CLG,RED,ALERT | 1 | [7 empty] | TRUE |  |  |  |  | #FF0070C0 | FA-NFPA 170 SPEAKER STROBE CEILING | 1 | FALSE | FALSE | FALSE | 2020 | [16 empty] | C |  |  | DESKTOP-7SAL8M7\acont | 2019-08-13 09:04 | THOR\acont | 2024-09-08 17:27 |  | [Siemens] [AUDIO 70.7v] [70V AUDIO] SL2SPSCW-F (C), SLSPCR-A (C), SLSPCR-AL (C), SLSPCR-F (C), SLSPCR-N (C), SLSPCW-A (C), SLSPCW-AL (C), SLSPCW-F (C), SLSPCW-N (C), SLSPSCR-A (C), SLSPSCR-AL (C), SLSPSCR-ALA (C), SLSPSCR-F (C), SLSPSCR-N (C), SLSPSCR-NA [Siemens] [AUDIO 25v] [25V AUDIO] SL2SPSCW-F (C), SLSPCR-A (C), SLSPCR-AL (C), SLSPCR-F (C), SLSPCR-N (C), SLSPCW-A (C), SLSPCW-AL (C), SLSPCW-F (C), SLSPCW-N (C), SLSPSCR-A (C), SLSPSCR-AL (C), SLSPSCR-ALA (C), SLSPSCR-F (C), SLSPSCR-N (C), SLSPSCR-NA ( [Siemens] [NAC] [24 VDC] SL2SPSCW-F (C), SLSCR-AL (C), SLSCR-ALA (C), SLSCR-F (C), SLSCR-FB (C), SLSCR-N (C), SLSCR-NA (C), SLSCW-A (C), SLSCW-AL (C), SLSCW-ALA (C), SLSCW-F (C), SLSCW-FB (C), SLSCW-N (C), SLSCW-NA (C), SLSPSCR-A (C), SLSPSCR-AL (C), SLS
964ae32f-fdd8-4d9e-91cb-ab5cc0806405 | NFPA 170 HORN STROBE |  |  | North | Edwards |  | Horn/Strobe |  |  |  | Module | TRUE | 868STRC-AQ w/869-WPB | ++ | Outdoor Rated Surface Mount Horn/Strobe, 24VDC, Clear w/Box | 1 |  | 0.39 |  |  | 24 |  | TRUE | [5 empty] | #FF0070C0 | FA-NFPA 170 HORN STROBE | 1 | FALSE | FALSE | FALSE | [17 empty] | HZ |  |  | DESKTOP-7EIEB7A\acont | 2022-09-20 09:34 | THOR\acont | 2024-09-08 17:27 | Cloned from Edwards 868STRR-N5 w/869-WPB | [Edwards] [NAC] 868STRC-AQ w/869-WPB
98ae74f7-e590-4ac0-83b0-ab67abf6d1b8 | NFPA 170 ADDRESSABLE OUTPUT MODULE |  |  | North | Kidde |  | Addressable Control/Relay |  |  |  | Module | TRUE | 70-200200-003 | ++ | Addressable Signal Module | 1 | 0.0005 | 0.0005 |  |  |  |  | FALSE |  |  | 4-inch, 2-1/8-inch deep (for #18 AWG) or 4-11/16-inch, 2-1/8-inch deep (for #12 AWG) standard, square electrical box |  |  | #FFFF0000 | FA-NFPA 170 ADDRESSABLE OUTPUT MODULE | 1 | FALSE | FALSE | FALSE | 1100 | [13 empty] | FALSE | [5 empty] | DESKTOP-7EIEB7A\acont | 2023-07-10 09:27 | THOR\acont | 2024-09-08 17:27 | Cloned from Edwards SIGA-CC1 | [Kidde] [AUDIO 25v, NAC] [RISER INPUT] 70-200200-003 [Edwards, Kidde] [SLC EST MODULES SENSORS] [*] [#1 SHARED ADDR ¦ ALL] 06-220023-001, 70-200200-003, 70-407008-001, 70-407008-002, 70-408004-001, 70-417008-001, 70-518004-001, 70-600000-001, 70-600000-002, 70-610001-001, 76-330002-101, 84-330002-001, DS-P | [Kidde] 70-200200-003
cb2e2fbf-17ab-40d4-9aa0-ab6f904f3fbb | NFPA 170 HORN STROBE |  |  | North | Kidde |  | Horn/Strobe |  |  |  | Module | TRUE | INT-3AT |  | Temporal Horn-Strobe, 30cd, Red | 1 | [6 empty] | FALSE | [5 empty] | #FF0070C0 | FA-NFPA 170 HORN STROBE | 1 | FALSE | FALSE | FALSE | 2012 | [13 empty] | FALSE | [5 empty] | DESKTOP-7SAL8M7\acont | 2020-03-23 13:16 | THOR\acont | 2024-09-08 17:27 | Cloned from Kidde INT-7AT CLONED CLONED | [Kidde] [NAC] [24 VDC, HIGH DB] INT-3AT [Kidde] [NAC] [16 VDC, HIGH DB] INT-3AT
779b40a2-b022-41ac-bea2-ab73926a91f1 | NFPA 170 AMPLIFIER RACK | RISER AMP |  | North | Potter |  | Amplifier |  |  |  | Assembly | TRUE | PVC-DP25/P (70V) | + | Distributed Panel, Dual Channel, 25W, Fire Phone | 1 | [6 empty] | FALSE | [5 empty] | #FFFF0000 | FA-NFPA 170 AMPLIFIER RACK | 1 | FALSE | FALSE | FALSE | 300 | [8 empty] | 7,12,18 |  |  |  | 25 | TRUE | [5 empty] | DESKTOP-7SAL8M7\acont | 2020-11-03 16:06 | THOR\acont | 2024-09-08 17:27 | Cloned from Hochiki FNVDP25/P (70V)
1d70dd69-1e61-4b76-85a5-ab73b6b9ed17 | NFPA 170 SMOKE DETECTOR |  |  | North | Potter |  | Smoke Detector |  |  |  | Module | TRUE | PAD300-PD w/PAD300-IB | ++ | Photoelectric Smoke Detector with 6" Base with Isolator Module Included | 1 | 0.0006 | 0.0006 |  |  |  |  | FALSE | TRUE |  |  |  |  | #FFFF0000 | FA-NFPA 170 SMOKE DETECTOR | 1 | FALSE | FALSE | FALSE | 1408 | [13 empty] | FALSE |  |  | IB |  |  | DESKTOP-7EIEB7A\acont | 2023-01-20 06:48 | THOR\acont | 2024-09-08 17:27 | Cloned from Potter PAD200-PD w/PAD100-IB | [Potter] [SLC PAD] [*] [#2 SHARED ADDR ¦ SENSORS] PAD100-CD w/PAD100-4DB, PAD100-CD w/PAD100-6DB, PAD100-CD w/PAD100-IB, PAD100-CD w/PAD100-LFSB, PAD100-CD w/PAD100-RB, PAD100-CD w/PAD100-SB, PAD100-CD w/PAD100-SPKB, PAD100-DUCT (C), PAD100-DUCTR (C), PA
7629119c-b686-469f-85a2-ab759cebc69c |  |  |  | North | Autocall |  | Hardware |  |  |  | Hardware | TRUE | 4009-9805 |  | Red Appliqué for door | 1 | [6 empty] | TRUE | [5 empty] | #FFFFFFFF |  |  | FALSE | FALSE | FALSE | [20 empty] | DESKTOP-0D6CQVA\lousc | 2019-07-05 07:58 | THOR\acont | 2024-10-09 10:48 | Cloned from AutoCall A009-9811
4d255d75-232c-4d7f-9631-ab781a4d77b6 |  |  |  | North | Firelite |  | Cards & Components |  |  |  | Card | TRUE | MS-5024 Main Board | ++ | Main Board | 1 | 0.123 | 0.255 | 3 |  |  |  | TRUE | FALSE |  |  |  |  | #FFFFFFFF |  |  | FALSE | FALSE | FALSE | [14 empty] | FALSE | [5 empty] | DESKTOP-7EIEB7A\acont | 2022-11-28 09:03 | THOR\acont | 2024-10-09 10:48 | Cloned from Firelite MS-5210UD Main Board | [Ditek, Monaco Enterprises, Spectronix, WBOX] [VAC ] [VAC] 0E-SPROACHW, 210-524-00, DTK-120HW, DTK-120HWLOK, DTK-120HW-SS, DTK-1F, DTK-1FF, SA400 Main Board [ADT Unimode, Firelite] [IDC] [#1 ALARM] 200UDLS Main Board, MS-4012 Main Board, MS-4024 Main Board, MS-5024 Main Board, MS-5210UD Main Board [ADT Unimode, Firelite] [IDC] [#3 SUPERVISORY] 200UDLS Main Board, MS-4012 Main Board, MS-4024 Main Board, MS-5024 Main Board, MS-5210UD Main Board [ADT Unimode, Firelite] [IDC] [#1 TROUBLE] 200UDLS Main Board, MS-4012 Main Board, MS-4024 Main Board, MS-5024 Main Board, MS-5210UD Main Board [ADT Unimode, AES, Firelite, NAPCO, Notifier] [VAC ] [VAC] 1640, 200UDLS Main Board, 411UDAC Main Board, ACC-25/50 Main Board, BE-500 CPU, CPU-N16LD, CPU-N16LND, ECC-125DA (25V) Main Board, ECC-50/100 Main Board (100W, 25V), ECC-50/100 Main Board (100W, | [Firelite] MS-5024 Main Board
68476889-ce27-416a-a685-ab7df758a494 |  |  |  | North | Edwards |  | Hardware |  |  |  | Hardware | TRUE | G4VRF-CVR | ++ | Replacement Appliance Cover, Strobe, Red, FIRE | 1 | [12 empty] | #FFFFFFFF |  |  | FALSE | FALSE | FALSE | [20 empty] | THOR\acont | 2024-06-05 08:44 | THOR\acont | 2024-10-09 10:48 | Cloned from Edwards G4VRA-CVR
705ac428-32db-40a1-b9e0-ab8032b7dd5e |  |  |  | North | Potter |  | Cards & Components |  |  |  | Card | TRUE | SLCE-127 (127pt) | + | SLC Loop Expander | 1 | 0.06 | 0.06 |  |  |  |  | TRUE | [5 empty] | #FFFFFFFF |  |  | FALSE | FALSE | FALSE | [14 empty] | FALSE | [5 empty] | DESKTOP-7EIEB7A\acont | 2021-03-25 10:33 | THOR\acont | 2024-10-09 10:48 | Cloned from Potter SLCE-127 (50pt) | [Potter] [P-LINK] [*] PAD100-SLCE (100pt), PAD100-SLCE (127pt), PAD100-SLCE (50pt), SLCE-127 (100pt), SLCE-127 (127pt), SLCE-127 (50pt) | [Potter] SLCE-127 (127pt)
ec5aab4b-8928-47cf-97cb-ab842f464d13 | NFPA 170 FIRE ALARM CONTROL UNIT | RISER FACP |  | North | Hochiki |  | Fire Alarm Control Unit |  |  |  | Assembly | TRUE | LA203K1-60 |  | FireNET L@TITUDE Analog Addressable Fire Alarm Control Panel, 4 Slot Standard Plex-Door Enclosure, 10.25 A Auto Voltage, 2-Loop Panel Module, Hochiki Protocol, Network Module, and Media Gateway™, Black, 48 Zone LEDs | 1 | [6 empty] | FALSE |  |  | *Refer to Install Sheet | 16.5in (W) x 23.2in (H) x 6in (D) | KM5FCRD (Optional Semi-Flush Mounting Kit) | #FFFF0000 | FA-NFPA 170 FIRE ALARM CONTROL UNIT | 1 | FALSE | FALSE | FALSE | 202 | [8 empty] | 7,12,18,28 |  |  | 10.25 |  | TRUE | [5 empty] | DESKTOP-GHR3H5U\Anthony | 2019-11-27 08:00 | THOR\acont | 2024-09-08 17:27
fa27ac87-79db-4485-9a49-ab8a86271a11 | 170 BASIC SHAPE |  |  | North | Siemens |  | Miscellaneous |  |  |  | Module | TRUE | CPY-HLI | 500-699910 | Intelligent Interface | 1 | 0.9 | 0.9 |  |  |  |  | TRUE | [5 empty] | #FFFF0000 | FA-170 BASIC SHAPE | 1 | FALSE | FALSE | FALSE | [20 empty] | DESKTOP-7EIEB7A\acont | 2021-01-29 12:07 | THOR\acont | 2024-09-08 17:27 |  | [Siemens] [RS-232] CPYEC-2-24, CPY-HLI, CPY-MTS [Bosch, Siemens] [AUX POWER] [*] B465, CPYEC-2-24, CPY-HLI, CPY-MTS, FSD901, FSD901-R3, FSD901-U3, SSD, SSD-C, SSD-C-INT, SSD-C-REM, SSD-INT, SSD-LOC [Bosch, Siemens] [AUX POWER] B465, CPYEC-2-24, CPY-HLI, CPY-MTS, FSD901 Main Board, FSD901-R3 Main Board, FSD901-U3 Main Board, SSD, SSD-C, SSD-C-INT, SSD-C-REM, SSD-INT, SSD-LOC | [Siemens] CPYEC-2-24, CPY-HLI, CPY-MTS
02cca077-76bf-45fe-8f39-ab90999954d7 | NFPA 170 SPEAKER CEILING |  |  | North | Edwards |  | Speaker |  |  |  | Module | TRUE | GCSRN |  | Speaker, Ceiling, Red, None | 1 | [6 empty] | FALSE | TRUE |  |  |  |  | #FF0070C0 | FA-NFPA 170 SPEAKER CEILING | 1 | FALSE | FALSE | FALSE | 2019 | [13 empty] | FALSE |  |  | C |  |  | DESKTOP-7SAL8M7\acont | 2020-09-15 07:29 | THOR\acont | 2024-09-08 17:27 | Cloned from Edwards GCSRF | [Edwards, Kidde] [AUDIO 70.7v] [70V AUDIO] EGCSRF (C), EGCSRN (C), EGCSVHRF (C), EGCSVHRF-FR (C), EGCSVHRF-SP (C), EGCSVHRN (C), EGCSVHWA (C), EGCSVHWF (C), EGCSVHWF-FR (C), EGCSVHWF-SP (C), EGCSVHWN (C), EGCSVRF (C), EGCSVRN (C), EGCSVWA (C), E [Edwards, Kidde] [AUDIO 25v] [25V AUDIO] EGCF-S2VMH (C), G4F-S2, G4F-S2V1575, G4F-S2VM, G4HFRF-S2, G4HFRF-S2VMC, G4HFRN-S2, G4HFRN-S2VMC, G4HFWA-S2, G4HFWA-S2VMA, G4HFWA-S2VMC, G4HFWF-S2, G4HFWF-S2VMC, G4HFWN-S2, G4HFWN-S2VMA, G4HFWN-S2VMC, G4RF-S2, G4RF [Edwards, Kidde] [AUDIO 70.7v] [70V AUDIO] G4F-S7, G4F-S7V1575, G4F-S7VM, G4HFRF-S7, G4HFRF-S7VMC, G4HFRN-S7, G4HFRN-S7VMC, G4HFWA-S7, G4HFWA-S7VMA, G4HFWA-S7VMC, G4HFWF-S7, G4HFWF-S7VMC, G4HFWN-S7, G4HFWN-S7VMA, G4HFWN-S7VMB, G4HFWN-S7VMC, G4RF-S7, G4RF [Edwards, Kidde] [AUDIO 25v] [25V AUDIO] EGCSRF (C), EGCSRN (C), EGCSVHRF (C), EGCSVHRF-FR (C), EGCSVHRF-SP (C), EGCSVHRN (C), EGCSVHWA (C), EGCSVHWF (C), EGCSVHWF-FR (C), EGCSVHWF-SP (C), EGCSVHWN (C), EGCSVRF (C), EGCSVRN (C), EGCSVWA (C), EGC
e3aa1476-0ec7-4764-8a8f-ab914818d9b3 | NFPA 170 NOTIFICATION CIRCUIT EXTENDER PANEL | RISER NAC |  | North | Gamewell FCI |  | Notification Circuit Extender Panel |  |  |  | Assembly | TRUE | HPF-PS6 | + | 6.0 A, 120 VAC remote charger power supply in a lockable,metal enclosure | 1 | [6 empty] | FALSE | FALSE | SURFACE |  | PROVIDED | N/A | #FFFF0000 | FA-NFPA 170 NOTIFICATION CIRCUIT EXTENDER PANEL | 1 | FALSE | FALSE | FALSE | 212 |  |  | 7315-0028:0225 | [5 empty] | 7,12,18 |  |  | 6 |  | TRUE | [5 empty] | DESKTOP-7EIEB7A\acont | 2021-04-21 08:31 | THOR\acont | 2024-09-08 17:27 | Cloned from Notifier PSE-6
ab5fcdef-b3db-4ca9-b508-ab92370adb3b | NFPA 170 STROBE WALL |  |  | North | Federal Signal |  | Strobe |  |  |  | Module | TRUE | FB2PST-I-024R |  | Fireball Supervised Strobe Light, Red | 1 | [6 empty] | FALSE |  | 1/2" NPT Pipe/Surface |  |  |  | #FF0070C0 | FA-NFPA 170 STROBE WALL | 1 | FALSE | FALSE | FALSE | 2023 | [13 empty] | FALSE |  |  | WP |  |  | THOR\acont | 2024-11-01 09:00 |  |  | Cloned from Federal Signal FB2PST-012-024R | [Federal Signal] [AUX POWER, NAC] [24 VDC] FB24ST-024A, FB24ST-024B, FB24ST-024C, FB24ST-024G, FB24ST-024R, FB2PST-012-024A, FB2PST-012-024B, FB2PST-012-024C, FB2PST-012-024G, FB2PST-012-024R, FB2PST-I-024A, FB2PST-I-024B, FB2PST-I-024C, FB2PST-I-024G, F
9c393c9e-55c6-47c6-aec2-ab943fb87b7b | NFPA 170 FIRE ALARM CONTROL UNIT | RISER FACP |  | North | Hochiki |  | Fire Alarm Control Unit |  |  |  | Assembly | TRUE | HCA-8 (8-ZONES) | + | CONVENTIONAL FIRE ALARM CONTROL PANEL | 1 | [6 empty] | FALSE |  |  | *Refer to Install Sheet |  |  | #FFFF0000 | FA-NFPA 170 FIRE ALARM CONTROL UNIT | 1 | FALSE | FALSE | FALSE | 202 | [8 empty] | 7,12,18 |  |  |  |  | TRUE | [5 empty] | DESKTOP-0D6CQVA\lousc | 2019-10-06 14:35 | THOR\acont | 2024-09-08 17:27 | from Hochiki HCA-4 (4-ZONES) |  | [Hochiki] HCA-2 (2-ZONES), HCA-2D (2-ZONES) WITH DIALER, HCA-4 (4-ZONES), HCA-4D (4-ZONES) WITH DIALER, HCA-8 (8-ZONES), HCA-8D (8-ZONES) WITH DIALER [Hochiki] HCA-8 (8-ZONES), HCA-8D (8-ZONES) WITH DIALER [Hochiki] HCA-2 (2-ZONES), HCA-2D (2-ZONES) WITH DIALER, HCA-4 (4-ZONES), HCA-4D (4-ZONES) WITH DIALER, HCA-8 (8-ZONES), HCA-8D (8-ZONES) WITH DIALER
cedb9173-0df7-4ed4-bf53-ab997aad1b76 | CADGEN ELECTRIC STRIKE |  |  | North | Von Duprin | Security/Access Control | Electric Strike |  |  |  | Module | TRUE | 6213 | ++ | 6200 Series - Strikes for mortise or cylindrical devices | 1 | 0.06 | 0.06 |  |  | 12 |  | TRUE | [5 empty] | #FFFF0000 | FA-CADGEN ELECTRIC STRIKE | 1 | FALSE | FALSE | FALSE | [17 empty] | R1 |  |  | DESKTOP-7EIEB7A\acont | 2023-01-27 07:13 | THOR\acont | 2024-09-08 17:27 | Cloned from Von Duprin 6211 | [Alarm Controls, ALARM CONTROLS CORPORATION, ASSA ABLOY, Generic, HES, RCI, Von Duprin] [ACCESS CONTROL OUTPUT] [*] 1200L, 1200LB, 1200S, 1500, 1600, 4200, 5100, 600D, 600L, 600S, 6210, 6211, 6211AL, 6211WF, 6212, 6212WF, 6213, 6214, 6215, 6216, 6221, 62
0158ff12-f736-43f4-84b1-ab9c000fd99e | FIRE ALARM PANEL |  |  | North | Consilium |  | Fire Alarm Panel |  |  |  | Module | TRUE | 5100195-40A | ++ | Control/Repeater M 4.3 Workboat | 1 | 0.1 | 0.27 |  |  | 24 |  | FALSE | [5 empty] | #FFFF0000 | FA-FIRE ALARM PANEL | 1 | FALSE | FALSE | FALSE | 257 | [13 empty] | FALSE | [5 empty] | THOR\acont | 2023-09-19 06:31 | THOR\acont | 2024-09-08 17:27 | Cloned from Consilium 5100195-20A CLONED CLONED CLONED | [Consilium] [AUX POWER] [*] [ALL DEVICES ++] 5100096-20A, 5100195-20A, 5100195-30A, 5100195-40A, 5100195-50A, 5100195-80A [Consilium] [RS-485] [ALL DEVICES ++] 5100096-20A, 5100195-20A, 5100195-30A, 5100195-40A, 5100195-50A, 5100195-80A [Consilium] [IDC] [#1 RELAY] 5100096-20A, 5100195-20A, 5100195-30A, 5100195-40A, 5100195-50A, 5100195-80A [Consilium] [IDC] [#2 RELAY] 5100096-20A, 5100195-20A, 5100195-30A, 5100195-40A, 5100195-50A, 5100195-80A | [Consilium] 5100096-20A, 5100195-20A, 5100195-30A, 5100195-40A, 5100195-50A, 5100195-80A
ca48de88-b7e1-4317-a659-ab9cae8bcdb5 | NFPA 170 HEAT DETECTOR |  |  | North | Gamewell FCI |  | Heat Detector |  |  |  | Module | TRUE | ATD-L3-IV w/B501-IV | + | Thermal heat detector, 135°F fixed, ivory, Velociti/CLIP w/ 4" Flangeless mounting base, ivory | 1 | 0.0002 | 0.0045 |  |  |  |  | FALSE | TRUE | FLUSH |  | 4" SQ. DEEP | 3 "O" PLASTER RING | #FFFF0000 | FA-NFPA 170 HEAT DETECTOR | 1 | FALSE | FALSE | FALSE | 1403 | [13 empty] | FALSE |  |  | 4" |  |  | DESKTOP-7SAL8M7\acont | 2019-05-06 09:58 | THOR\acont | 2024-09-08 17:27 | 20191121 AC Detector with base | [Gamewell FCI] [SLC MODULES SENSORS] [*] [#2 SHARED ADDR ¦ SENSORS] ADPF (C), ASD-PL2F w/B200S-LF-WH (C), ASD-PL2F w/B210LP (C), ASD-PL2FR (C), ASD-PL3 w/B200S-LF-WH (C), ASD-PL3 w/B200SR-LF-WH (C), ASD-PL3 w/B200SR-WH (C), ASD-PL3 w/B224BI-WH (C), ASD-P [Gamewell FCI] [SLC SENSORS] [*] [#4 TYPE ADDR ¦ SENSORS] ADPF (C), ASD-PL2F w/B200S-LF-WH (C), ASD-PL2F w/B210LP (C), ASD-PL2FR (C), ASD-PL3 w/B200S-LF-WH (C), ASD-PL3 w/B200SR-LF-WH (C), ASD-PL3 w/B200SR-WH (C), ASD-PL3 w/B224BI-WH (C), ASD-PL3 w/B224R
fdd2f522-2df3-4887-928e-ab9e8314dfd0 |  |  |  | North | Bosch | [5 empty] | Module | TRUE | B5512-D-920 | * | KIT B5512, B11, CX4010, B920 0000068500 | 1 | [12 empty] | #FFFFFFFF |  |  | FALSE | FALSE | FALSE | [20 empty] | DESKTOP-7EIEB7A\acont | 2021-08-13 06:25 | THOR\acont | 2024-10-09 10:48
ab7bbe54-8bdb-4c90-9e28-aba47c71578b | NFPA 170 SMOKE DETECTOR |  |  | North | Simplex |  | Smoke Detector |  |  |  | Module | TRUE | 2098-9208 | ++ | Photoelectric Detector | 1 | 0.04 | 0.086 |  |  |  |  | FALSE | TRUE |  |  |  |  | #FFFF0000 | FA-NFPA 170 SMOKE DETECTOR | 1 | FALSE | FALSE | FALSE | 1408 | [13 empty] | FALSE |  |  | SBP |  |  | DESKTOP-7EIEB7A\acont | 2023-03-07 06:30 | THOR\acont | 2024-09-08 17:27 | Cloned from Simplex 2098-9201 CLONED | [Autocall, Simplex] [IDC] 01 2098-9201 (C), 2098-9202 (C), 2098-9203 (C), 2098-9208 (C), 2098-9576 (C), 2099-9101 (C), 2099-9102 (C), 2099-9103 (C), 2099-9104 (C), 2099-9105 (C), 2099-9107 (C), 2099-9108 (C), 2099-9754 (C), 2099-9755 (C), 2099-9756 (C),
4dfed2c0-8e19-4032-9734-aba7655ece37 | NFPA 170 SPEAKER STROBE CEILING |  |  | North | Edwards |  | Speaker/Strobe |  |  |  | Module | TRUE | GCHFWF-S2VMC |  | 25V Ceiling Speaker/Strobe,White, 15, 30, 75, 95 cd, FIRE | 1 | 0 | 0.168 |  |  |  |  | FALSE | TRUE |  |  |  |  | #FF0070C0 | FA-NFPA 170 SPEAKER STROBE CEILING | 1 | FALSE | FALSE | FALSE | 2020 | [13 empty] | FALSE |  |  | C |  |  |  |  | THOR\acont | 2024-09-08 17:27 |  | [Edwards, Kidde] [NAC] [24 VDC] EGCFR-VM (C), EGCF-VM (C), GCFR-S7VM (C), GCFR-VM (C), GCF-S2VM (C), GCF-S7VM (C), GCF-VM (C), GCHFRF-S2VMC (C), GCHFRF-S7VMC (C), GCHFRN-S2VMC (C), GCHFRN-S7VMC (C), GCHFWA-S2VMA (C), GCHFWA-S2VMC (C), GCHFWA-S7VMA (C), G [Edwards, Kidde] [NAC] [16 VDC] EGCFR-VM (C), EGCF-VM (C), GCFR-S7VM (C), GCFR-VM (C), GCF-S2VM (C), GCF-S7VM (C), GCF-VM (C), GCHFRF-S2VMC (C), GCHFRF-S7VMC (C), GCHFRN-S2VMC (C), GCHFRN-S7VMC (C), GCHFWA-S2VMA (C), GCHFWA-S2VMC (C), GCHFWA-S7VMA (C), G [Edwards, Kidde] [AUDIO 25v] [25V AUDIO] EGCF-S2VMH (C), G4F-S2, G4F-S2V1575, G4F-S2VM, G4HFRF-S2, G4HFRF-S2VMC, G4HFRN-S2, G4HFRN-S2VMC, G4HFWA-S2, G4HFWA-S2VMA, G4HFWA-S2VMC, G4HFWF-S2, G4HFWF-S2VMC, G4HFWN-S2, G4HFWN-S2VMA, G4HFWN-S2VMC, G4RF-S2, G4RF
b0bedcaf-e5ed-471b-b048-abaa47d3829f | NFPA 170 NON ADDRESSABLE RELAY |  |  | North | Autocall |  | Non-Addressable Relay |  |  |  | Module | TRUE | A4098-9822 | + | Unsupervised Relay, tracks base led status; Note: Mounts only in base electrical box | 1 | 0 | 0 |  |  |  |  | TRUE | [5 empty] | #FFFF0000 | FA-NFPA 170 NON ADDRESSABLE RELAY | 1 | FALSE | FALSE | FALSE | 1300 | [19 empty] | DESKTOP-0D6CQVA\lousc | 2019-07-07 15:54 | THOR\acont | 2024-09-08 17:27 | Cloned from AutoCall A4098-9860 | [Autocall, Simplex] [RELAY] 2098-9737, 4090-9008, 4098-9822, 4098-9843, 4098-9860, A2098-9735, A2098-9737, A2098-9739, A4090-9008, A4098-9822, A4098-9860
bf2a189c-2c41-4b3e-91e6-abb73b0eeecd |  |  |  | North | Notifier |  | Cards & Components |  |  |  | Card | TRUE | APS2-6R | + | Auxiliary Power Supply. Provides up to 6.0 amperes of power for peripheral devices | 1 | [6 empty] | TRUE | FALSE | SURFACE |  | PROVIDED ("WX"HX"D) | N/A | #FFFFFFFF |  |  | FALSE | FALSE | FALSE |  |  |  | 7165-0028:0224 | [8 empty] | 6 |  | FALSE | [7 empty] | THOR\acont | 2024-10-09 10:48 |  |  | [Notifier] APS2-6R
bb3d3240-a530-4ec1-a2b2-abba54369ef9 | NFPA 170 VOICE EVACUATION CONTROL UNIT |  |  | North | Hochiki |  | Voice Evac Control Unit |  |  |  | Assembly | TRUE | EVAX-25E-H | + | 25W Voice Evacuation Panel | 1 | [6 empty] | FALSE |  |  | *Refer to Install Sheet |  |  | #FFFF0000 | FA-NFPA 170 VOICE EVACUATION CONTROL UNIT | 1 | FALSE | FALSE | FALSE | 211 | [8 empty] | 7,12,18 |  |  |  | 25 | TRUE | [5 empty] | DESKTOP-7SAL8M7\acont | 2019-11-05 06:01 | THOR\acont | 2024-09-08 17:27
5e9da740-1ee6-4e9a-b137-abc25444669a | NFPA 170 SPEAKER STROBE CEILING |  |  | North | Eaton Wheelock |  | Speaker/Strobe |  |  |  | Module | TRUE | ET70WP-24135C-FR |  | Speaker/Strobe, ceiling, 24 VDC, 135CD, WP, red | 1 | 0 | 0.155 |  |  |  |  | FALSE | TRUE |  |  |  |  | #FF0070C0 | FA-NFPA 170 SPEAKER STROBE CEILING | 1 | FALSE | FALSE | FALSE | 2021 | [13 empty] | FALSE |  |  | WP |  |  | DESKTOP-7EIEB7A\acont | 2022-01-24 06:11 | THOR\acont | 2024-09-08 17:27 | Cloned from Eaton Wheelock ET70WP-24177C-FR CLONED | [Eaton Wheelock, Hochiki] [AUDIO 70.7v] [70V AUDIO] ET70WP-24115C-FR (C), ET70WP-24115C-FW (C), ET70WP-24135C-FR (C), ET70WP-24135C-FW (C), ET70WP-24135W-FR (C), ET70WP-24135W-FW (C), ET70WP-24177C-FR (C), ET70WP-24177C-FW (C), ET70WP-24185W-FR, ET70WP-2 [Eaton Wheelock] [NAC] ET70WP-24135C-FR (C), ET70WP-24135C-FW (C), ET70WP-24135W-FR (C), ET70WP-24135W-FW (C) [Eaton Wheelock, Hochiki] [AUDIO 25v] [25V AUDIO] ET70WP-24115C-FR (C), ET70WP-24115C-FW (C), ET70WP-24135C-FR (C), ET70WP-24135C-FW (C), ET70WP-24135W-FR (C), ET70WP-24135W-FW (C), ET70WP-24177C-FR (C), ET70WP-24177C-FW (C), ET70WP-24185W-FR, ET70WP-241
0abd9906-5c53-4624-8ef7-abc6228e964a | NFPA 170 AMPLIFIER RACK | RISER AMP |  | North | Potter |  | Cards & Components |  |  |  | Card | TRUE | SCA-2570 (70V) Main Board | + | Main Board | 1 | 0.058 | 0.608 |  |  |  |  | TRUE | [5 empty] | #FFFF0000 | FA-NFPA 170 AMPLIFIER RACK | 1 | FALSE | FALSE | FALSE | 300 | [13 empty] | FALSE | [5 empty] | DESKTOP-7EIEB7A\acont | 2021-12-21 08:40 | THOR\acont | 2024-09-08 17:27 | Cloned from Potter SCA-2570 (70V) | [Potter] [V-LINK] [#2 V-LINK] DCA-10025 (25V) Main Board, DCA-10025 (70V) Main Board, DCA-5025 (25V) Main Board, LOC-1000 Main Board, SCA-10070 (25V) Main Board, SCA-10070 (70V) Main Board, SCA-2525 (25V) Main Board, SCA-2570 (25V) Main Board, SCA-2570 ( [Potter] [P-LINK] [*] [P-LINK] DCA-10025 (25V) Main Board, DCA-10025 (70V) Main Board, DCA-5025 (25V) Main Board, FFT-1000 Main Board, LOC-1000 Main Board, SCA-10070 (25V) Main Board, SCA-10070 (70V) Main Board, SCA-2525 (25V) Main Board, SCA-2570 (25V) [Advanced, Potter] [VAC ] [120VAC] AFC-100 Main Board, AFC-1000 Main Board, AFC-50 Main Board, ARC-100 Main Board, AX-PSN104 Main Board, AX-PSN106 Main Board, AX-PSN108 Main Board, AX-PSN-64 Main Board, DCA-10025 (25V) Main Board, DCA-10025 (70V) Main Bo | [Potter] DCA-10025 (70V) Main Board, SCA-10070 (70V) Main Board, SCA-2570 (70V) Main Board, SCA-5070 (70V) Main Board
10771e4b-3351-4d7a-a1e8-abcda906acee | NFPA 170 FIRE ALARM CONTROL UNIT | RISER FACP |  | North | Hochiki |  | Fire Alarm Control Unit |  |  |  | Assembly | TRUE | LA903K1-64 |  | FireNET L@TITUDE Analog Addressable Fire Alarm Control Panel, 8 Slot Deep Enclosure, 10.25 A Auto Voltage, 2-Loop Panel Module, Hochiki Protocol, Network Module, and Media Gateway™, Black, Printer / 48 Zone LEDs | 1 | [6 empty] | FALSE |  |  | *Refer to Install Sheet | 16.5in (W) x 23.2in (H) x 8in (D) | KM5FCRD (Optional Semi-Flush Mounting Kit) | #FFFF0000 | FA-NFPA 170 FIRE ALARM CONTROL UNIT | 1 | FALSE | FALSE | FALSE | 202 | [8 empty] | 7,12,18,28,33,40 |  |  | 10.25 |  | TRUE | [5 empty] | DESKTOP-GHR3H5U\Anthony | 2019-11-27 07:05 | THOR\acont | 2024-09-08 17:27
f28e2be2-ade3-4ef3-b378-abd3564cc9a4 | NFPA 170 SMOKE DETECTOR |  |  | North | Notifier |  | Smoke Detector |  |  |  | Module | TRUE | NP-200R-IV | ++ | Remote test capable addressable photoelectric smoke detector for use with DNR(W) duct detector housing. Ivory, FlashS-can and CLIP mode. | 1 | 0.0002 | 0.0045 |  |  |  |  | FALSE | TRUE | FLUSH |  | 4" SQ. DEEP | 3 "O" PLASTER RING | #FFFF0000 | FA-NFPA 170 SMOKE DETECTOR | 1 | FALSE | FALSE | FALSE | 1408 |  |  | 7272-0028:0206 | [10 empty] | FALSE | [7 empty] | THOR\acont | 2024-09-08 17:27 | 20191121 AC Detector without base | [Honeywell, Notifier, System Sensor] [SLC MODULES SENSORS] [*] [#2 SHARED ADDR ¦ SENSORS] 2251B (C), 2251-COPTIR (C), 2251-COPTIR w/B200S-WH (C), 2251TB (C), 2251TMB (C), 5251B (C), 5251B-WP (C), 5251H (C), 5251RB (C), 5251RB-WP (C), 7251 (C), 7251DH (C) [Honeywell, Notifier, System Sensor] [SLC SENSORS] [*] [#4 TYPE ADDR ¦ SENSORS] 2251B (C), 2251-COPTIR (C), 2251-COPTIR w/B200S-WH (C), 2251TB (C), 2251TMB (C), 5251B (C), 5251B-WP (C), 5251H (C), 5251RB (C), 5251RB-WP (C), 7251 (C), 7251DH (C), DH200LP
e27a28a8-4ff8-45c2-8104-abdb9ff2dd15 | NFPA 170 AMPLIFIER RACK | RISER AMP |  | North | Kidde |  | Amplifier |  |  |  | Assembly | TRUE | ANS25XR |  | 25W Audio Expander Panel, Red | 1 | [6 empty] | FALSE | [5 empty] | #FFFF0000 | FA-NFPA 170 AMPLIFIER RACK | 1 | FALSE | FALSE | FALSE | 300 | [8 empty] | 7,12,18 |  |  |  |  | TRUE | [5 empty] | DESKTOP-7SAL8M7\acont | 2020-01-02 07:17 | THOR\acont | 2024-09-08 17:27 | Cloned from Edwards ANS25XR
8a179d54-6366-46b0-9d3e-abe1550eac10 | NFPA 170 REMOTE ANNUNCIATOR |  |  | North | Autocall |  | Cards & Components |  |  |  | Module | TRUE | A100-9616 | ++ | Remote Annunciator with ES Touch Screen Display | 1 | 0.095 | 0.165 |  |  |  |  | TRUE | [5 empty] | #FFFF0000 | FA-NFPA 170 REMOTE ANNUNCIATOR | 1 | FALSE | FALSE | FALSE | [20 empty] | DESKTOP-7EIEB7A\acont | 2022-10-30 14:32 | THOR\acont | 2025-02-24 12:48 | Cloned from Autocall A100-9610 | [Autocall, Simplex] [RUI] 4009-9401 Main Board, 4100-9404, 4100-9405, 4100-9616, 4100-9617, 4606-9202, A009-9401 Main Board, A009-970x MAIN BOARD, A009-970xx MAIN BOARD, A100-9404, A100-9405, A100-9616, A100-9617, A4606-9202
ec62b33c-de7f-4729-b8c1-abe639c185f1 | NFPA 170 SPEAKER WALL |  |  | North | Edwards |  | Speaker |  |  |  | Module | TRUE | 757-1A-R25 | + | Re-Entrant Speaker, 25V 2, 4, 8, 15w | 1 | [6 empty] | FALSE | [5 empty] | #FF0070C0 | FA-NFPA 170 SPEAKER WALL | 1 | FALSE | FALSE | FALSE | 2021 | [13 empty] | FALSE | [7 empty] | THOR\acont | 2024-09-08 17:27 |  | [Edwards] [AUDIO 25v] [25V AUDIO] 757-1A-R25, 757-1A-R25W, 757-7A-SS25, 757-7A-SS25W
dc6c911b-a9c8-467e-996a-abebf2698576 | NFPA 170 AMPLIFIER RACK | RISER AMP |  | North | Potter |  | Cards & Components |  |  |  | Card | TRUE | DCA-5025 (25V) Main Board | + | Main Board | 1 | 0.048 | 0.52 |  |  |  |  | TRUE | [5 empty] | #FFFF0000 | FA-NFPA 170 AMPLIFIER RACK | 1 | FALSE | FALSE | FALSE | 300 | [13 empty] | FALSE | [5 empty] | DESKTOP-7EIEB7A\acont | 2021-12-21 07:49 | THOR\acont | 2024-09-08 17:27 | Cloned from Potter DCA-5025 | [Advanced, Potter] [VAC ] [120VAC] AFC-100 Main Board, AFC-1000 Main Board, AFC-50 Main Board, ARC-100 Main Board, AX-PSN104 Main Board, AX-PSN106 Main Board, AX-PSN108 Main Board, AX-PSN-64 Main Board, DCA-10025 (25V) Main Board, DCA-10025 (70V) Main Bo [Potter] [P-LINK] [*] [P-LINK] DCA-10025 (25V) Main Board, DCA-10025 (70V) Main Board, DCA-5025 (25V) Main Board, FFT-1000 Main Board, LOC-1000 Main Board, SCA-10070 (25V) Main Board, SCA-10070 (70V) Main Board, SCA-2525 (25V) Main Board, SCA-2570 (25V) [Potter] [V-LINK] [#2 V-LINK] DCA-10025 (25V) Main Board, DCA-10025 (70V) Main Board, DCA-5025 (25V) Main Board, LOC-1000 Main Board, SCA-10070 (25V) Main Board, SCA-10070 (70V) Main Board, SCA-2525 (25V) Main Board, SCA-2570 (25V) Main Board, SCA-2570 ( [Potter] [V-LINK] [#1 V-LINK] DCA-10025 (25V) Main Board, DCA-10025 (70V) Main Board, DCA-5025 (25V) Main Board, VM-1000 | [Potter] DCA-10025 (25V) Main Board, DCA-5025 (25V) Main Board, SCA-10070 (25V) Main Board, SCA-2525 (25V) Main Board, SCA-2570 (25V) Main Board, SCA-5025 (25V) Main Board, SCA-5070 (25V) Main Board
71389907-ea07-48ec-9c44-abf20c2da233 |  |  |  | North | Edwards |  | Hardware |  |  |  | Hardware | TRUE | SIGA-RB4 |  | Relay Detector Base for 4" square box | 1 | [6 empty] | FALSE | [5 empty] | #FFFFFFFF |  |  | FALSE | FALSE | FALSE | [14 empty] | FALSE | [7 empty] | THOR\acont | 2024-10-09 10:48
71f4b327-a684-4ff7-a32d-abf5933937cb | NFPA 170 HORN STROBE |  |  | North | Edwards |  | Horn/Strobe |  |  |  | Module | TRUE | G1RF-HDV1575 |  | Horn-Strobe, running man, red, "FIRE", 15/75 cd | 1 | 0 | 0.119 |  |  |  |  | FALSE | [5 empty] | #FF0070C0 | FA-NFPA 170 HORN STROBE | 1 | FALSE | FALSE | FALSE | 2012 | [13 empty] | FALSE | [7 empty] | THOR\acont | 2024-09-08 17:27 |  | [Edwards, Kidde] [NAC] [24 VDC, LOW DB] EG1F-HDV1575, EG1F-HDVM, G1F-HDV1575, G1F-HDVM, G1-HDVM, G1RF-HDV1575, G1RF-HDVM, G1R-HDVM, G1WA-HDVMA, G1WA-HDVMC [Edwards, Kidde] [NAC] [16 VDC, HIGH DB] EG1F-HDV1575, EG1F-HDVM, G1F-HDV1575, G1F-HDVM, G1-HDVM, G1RF-HDV1575, G1RF-HDVM, G1R-HDVM, G1WA-HDVMA, G1WA-HDVMC [Edwards, Kidde] [NAC] [16 VDC, LOW DB] EG1F-HDV1575, EG1F-HDVM, G1F-HDV1575, G1F-HDVM, G1-HDVM, G1RF-HDV1575, G1RF-HDVM, G1R-HDVM, G1WA-HDVMA, G1WA-HDVMC [Edwards, Kidde] [NAC] [24 VDC, HIGH DB] EG1F-HDV1575, EG1F-HDVM, G1F-HDV1575, G1F-HDVM, G1-HDVM, G1RF-HDV1575, G1RF-HDVM, G1R-HDVM, G1WA-HDVMA, G1WA-HDVMC
7e82743e-f3ed-48f0-9d43-abfdfa38a6de | NFPA 170 HEAT DETECTOR |  |  | North | Notifier |  | Heat Detector |  |  |  | Module | TRUE | NH-200H | ++ | White, low-profile intelligent 190°F fixed thermal sensor, FlashScan only | 1 | 0.0002 | 0.0045 |  |  |  |  | FALSE | TRUE | FLUSH |  | 4" SQ. DEEP | 3 "O" PLASTER RING | #FFFF0000 | FA-NFPA 170 HEAT DETECTOR | 1 | FALSE | FALSE | FALSE | 1403 |  |  | 7270-0028:0502 |  |  | S747 | [7 empty] | FALSE | [7 empty] | THOR\acont | 2024-09-08 17:27 | 20191121 AC Detector without base | [Honeywell, Notifier, System Sensor] [SLC MODULES SENSORS] [*] [#2 SHARED ADDR ¦ SENSORS] 2251B (C), 2251-COPTIR (C), 2251-COPTIR w/B200S-WH (C), 2251TB (C), 2251TMB (C), 5251B (C), 5251B-WP (C), 5251H (C), 5251RB (C), 5251RB-WP (C), 7251 (C), 7251DH (C) [Honeywell, Notifier, System Sensor] [SLC SENSORS] [*] [#4 TYPE ADDR ¦ SENSORS] 2251B (C), 2251-COPTIR (C), 2251-COPTIR w/B200S-WH (C), 2251TB (C), 2251TMB (C), 5251B (C), 5251B-WP (C), 5251H (C), 5251RB (C), 5251RB-WP (C), 7251 (C), 7251DH (C), DH200LP
20106bb1-decb-470a-a1ff-ac0829acee03 | NFPA 170 SMOKE DETECTOR |  |  | North | Notifier |  | Smoke Detector |  |  |  | Module | TRUE | FSD-751RPL w/B224BI |  | DETECTOR, SMOKE, ADDRESSABLE PHOTO w/ISOLATOR BASE | 1 | 0.0003 | 0.0003 |  |  |  |  | FALSE | TRUE |  |  |  |  | #FFFF0000 | FA-NFPA 170 SMOKE DETECTOR | 1 | FALSE | FALSE | FALSE | 1408 | [13 empty] | FALSE |  |  | IB |  |  |  |  | THOR\acont | 2024-09-08 17:27 | 20191121 AC Detector with base | [Honeywell, Notifier, System Sensor] [SLC SENSORS] [*] [#4 TYPE ADDR ¦ SENSORS] 2251B (C), 2251-COPTIR (C), 2251-COPTIR w/B200S-WH (C), 2251TB (C), 2251TMB (C), 5251B (C), 5251B-WP (C), 5251H (C), 5251RB (C), 5251RB-WP (C), 7251 (C), 7251DH (C), DH200LP [Honeywell, Notifier, System Sensor] [SLC MODULES SENSORS] [*] [#2 SHARED ADDR ¦ SENSORS] 2251B (C), 2251-COPTIR (C), 2251-COPTIR w/B200S-WH (C), 2251TB (C), 2251TMB (C), 5251B (C), 5251B-WP (C), 5251H (C), 5251RB (C), 5251RB-WP (C), 7251 (C), 7251DH (C)
7fd3845a-8554-4de0-9825-ac1cc8fdca5b |  |  |  | North | Gamewell FCI |  | Hardware |  |  |  | Hardware | TRUE | E3ID2-A | ++ | Inner Door, 2 Slots, (LCD-E3 or LCD-SLP & ASM-16) | 1 | [6 empty] | TRUE | [5 empty] | #FFFFFFFF |  |  | FALSE | FALSE | FALSE | [20 empty] | DESKTOP-7EIEB7A\acont | 2022-08-29 12:06 | THOR\acont | 2024-10-09 10:48 | Cloned from Gamewell FCI E31D2-TA
3e5b857f-9d71-478c-8d91-ac1e9504d9ec | NFPA 170 HORN STROBE |  |  | North | Edwards |  | Horn/Strobe |  |  |  | Module | TRUE | WGAVWF-FR | ++ | Outdoor rated horn-strobe, white, fire feu | 1 | [6 empty] | FALSE | [5 empty] | #FF0070C0 | FA-NFPA 170 HORN STROBE | 1 | FALSE | FALSE | FALSE | 2012 | [13 empty] | FALSE |  |  | WP |  |  | THOR\acont | 2024-04-09 07:58 | THOR\acont | 2024-09-08 17:27 | Cloned from Edwards WGAVRA CLONED CLONED CLONED CLONED CLONED CLONED CLONED | [Edwards, Kidde] [NAC] [VDC, TEMPORAL] WGAVRA, WGAVRF, WGAVRF-FR, WGAVRF-SP, WGAVRN, WGAVWA, WGAVWF, WGAVWF-FR, WGAVWF-SP, WGAVWN
a59d131b-c4f0-4a8a-840d-ac1ec52dc1bd |  |  |  | North | Siemens |  | Hardware |  |  |  | Hardware | TRUE | WFPAS-R | 500-636133 | WEATHERPROOF FLUSH PLATE RED | 1 | [12 empty] | #FFFFFFFF |  |  | FALSE | FALSE | FALSE | [20 empty] | DESKTOP-7SAL8M7\acont | 2019-08-13 09:04 | THOR\acont | 2024-10-09 10:48
220f899f-1a4d-4a60-bf16-ac1edcc887ec | NFPA 170 HORN |  |  | North | Bosch |  | Horn |  |  |  | Module | TRUE | W-HNW | ++ | Wall-mount Horn (two-wire, 12/24 V, white) | 1 | [6 empty] | TRUE | [5 empty] | #FF0070C0 | FA-NFPA 170 HORN | 1 | FALSE | FALSE | FALSE | 2020 | [16 empty] | LF |  |  | DESKTOP-7EIEB7A\acont | 2022-08-26 12:17 | THOR\acont | 2024-09-08 17:27 | Cloned from Eaton Wheelock W-HNR | [Bosch] [NAC] [24VDC, HIGH] W-HNR, W-HNW [Bosch] [NAC] [12VDC, HIGH] W-HNR, W-HNW
fdf54a88-454d-445c-8168-ac20eb9cecab |  |  |  | North | Edwards |  | Hardware |  |  |  | Hardware | TRUE | 4-MPLT |  | Mouting Plate | 1 | [12 empty] | #FFFFFFFF |  |  | FALSE | FALSE | FALSE | [20 empty] | DESKTOP-7SAL8M7\acont | 2019-12-13 12:52 | THOR\acont | 2024-10-09 10:48
aa311512-8544-4f1b-a0be-ac2e1c75a395 | NFPA 170 EM STROBE WALL |  |  | North | Siemens |  | Strobe |  |  |  | Module | TRUE | ST-AMC-W-MNS-ALERT | S54301-Z73-A1+ | MNS Amber Strobe, multi Candela − Wall Mount, White − ‘ALERT’ | 1 | [12 empty] | #FF0070C0 | FA-NFPA 170 EM STROBE WALL | 1 | FALSE | FALSE | FALSE | 2008 | [19 empty] | DESKTOP-7SAL8M7\acont | 2019-08-13 09:04 | THOR\acont | 2024-09-08 17:27 | B,T | [Siemens] [NAC] [VDC WALL] SET-AMC-CR-MNS-ALERT (C), SET-AMC-CW-MNS-ALERT (C), SET-AMC-R-MNS-ALERT, SET-AMC-W-MNS-ALERT, ST-AMC-CR-MNS-ALRT (C), ST-AMC-CW-MNS-ALRT (C), ST-AMC-RETRO-R-MNS, ST-AMC-RETRO-W-MNS, ST-AMC-R-MNS-ALERT, ST-AMC-W-MNS-ALERT [Siemens] [NAC] [VFWR WALL] SET-AMC-CR-MNS-ALERT (C), SET-AMC-CW-MNS-ALERT (C), SET-AMC-R-MNS-ALERT, SET-AMC-W-MNS-ALERT, ST-AMC-CR-MNS-ALRT (C), ST-AMC-CW-MNS-ALRT (C), ST-AMC-RETRO-R-MNS, ST-AMC-RETRO-W-MNS, ST-AMC-R-MNS-ALERT, ST-AMC-W-MNS-ALERT [Siemens] [NAC] [VFWR CEILING] SET-AMC-CR-MNS-ALERT (C), SET-AMC-CW-MNS-ALERT (C), SET-AMC-R-MNS-ALERT, SET-AMC-W-MNS-ALERT, ST-AMC-CR-MNS-ALRT (C), ST-AMC-CW-MNS-ALRT (C), ST-AMC-RETRO-R-MNS, ST-AMC-RETRO-W-MNS, ST-AMC-R-MNS-ALERT, ST-AMC-W-MNS-ALERT [Siemens] [NAC] [VDC CEILING] SET-AMC-CR-MNS-ALERT (C), SET-AMC-CW-MNS-ALERT (C), SET-AMC-R-MNS-ALERT, SET-AMC-W-MNS-ALERT, ST-AMC-CR-MNS-ALRT (C), ST-AMC-CW-MNS-ALRT (C), ST-AMC-RETRO-R-MNS, ST-AMC-RETRO-W-MNS, ST-AMC-R-MNS-ALERT, ST-AMC-W-MNS-ALERT
0654d36b-4bda-424a-a200-ac392a20bc9e |  |  |  | North | Edwards |  | Hardware |  |  |  | Hardware | TRUE | RZI-MPL |  | Mounting Bracket | 1 | [6 empty] | FALSE | [5 empty] | #FFFFFFFF |  |  | FALSE | FALSE | FALSE | [14 empty] | FALSE | [7 empty] | THOR\acont | 2024-10-09 10:48
865a0018-a193-4b92-bb7b-ac3b5f4c5307 |  |  |  | North | Siemens | [5 empty] | Module | TRUE | DA-304 | 500-048758 | DUCT HOUSING COVER FOR 11 SERIES | 1 | [12 empty] | #FFFFFFFF |  |  | FALSE | FALSE | FALSE | [20 empty] | DESKTOP-7SAL8M7\acont | 2019-08-13 09:04 | THOR\acont | 2024-10-09 10:48
f6d4dd72-883b-4d9c-ad08-ac3bbeac1bc5 | NFPA 170 NOTIFICATION CIRCUIT EXTENDER PANEL | RISER NAC |  | North | Siemens |  | Notification Circuit Extender Panel |  |  |  | Assembly | TRUE | PAD-4-6A | S54339-A1-A1 | Complete 6 amp PAD-4 kit (enclosure, board, 170W power supply) | 1 | [6 empty] | FALSE | [5 empty] | #FFFF0000 | FA-NFPA 170 NOTIFICATION CIRCUIT EXTENDER PANEL | 1 | FALSE | FALSE | FALSE | 212 | [8 empty] | 7,12,18,35 |  |  | 11 |  | TRUE | [7 empty] | THOR\acont | 2024-09-08 17:27
64686765-25bc-4bd6-87b6-ac3dcb887f13 | NFPA 170 MANUAL PULL |  |  | North | Notifier |  | Manual Station |  |  |  | Module | TRUE | BNG-1TSR | ++ | Manual Pull Station, single action | 1 | [6 empty] | FALSE | FALSE |  |  |  |  | #FFFF0000 | FA-NFPA 170 MANUAL PULL | 1 | FALSE | FALSE | FALSE | 957 | [13 empty] | FALSE | [7 empty] | THOR\acont | 2024-09-08 17:27 |  | [Chemtronics, Firelite, MIRCOM, Notifier, System Sensor] [IDC] 01 [*] [IDC 2-WIRE ++] 1151 (C), 1151EIS (C), 1400 (C), 1451 (C), 1451DH (C), 1451DHHT (C), 2100AT (C), 2100S (C), 2100TR (C), 2100TS (C), 2151 w/B110LP (C), 2151 w/B116LP (C), 2151 w/B401 (C [Det-Tronics, Edwards, Kidde, Notifier] [IDC] 01 30-3013, 30-3013 w/FMM-101, Q3013D, 5621 (C), 5622 (C), 5623 (C), 5624 (C), BNG-1, BNG-1F, BNG-1FTS, BNG-1R, BNG-1SP, BNG-1TS, BNG-1TSL, BNG-1TSR, BNG-1TSRL, CP-651 (C), HD-601 (C), HD-602 (C), HD-603 (C),
b29521e2-969a-40bf-bc1b-ac43c1588cd2 | NFPA 170 STROBE CEILING |  |  | North | Monaco Enterprises |  | Strobe |  |  |  | Module | TRUE | 367-103-00 |  | STROBE:WHITE,T-1,CM,INDOOR,24V,RED FIRE LTR,CLEAR LENS,15-177 CANDELA | 1 | 0 | 0.111 |  |  |  |  | FALSE | TRUE |  |  |  |  | #FF0070C0 | FA-NFPA 170 STROBE CEILING | 1 | FALSE | FALSE | FALSE | 2022 | [13 empty] | FALSE |  |  | C |  |  | DESKTOP-7SAL8M7\acont | 2020-03-02 16:32 | THOR\acont | 2024-09-08 17:27 | Cloned from System Sensor SCWL | [Monaco Enterprises] [NAC] [VFWR] 367-102-00 (C), 367-103-00 (C), 367-105-00 (C) [Monaco Enterprises] [NAC] [VDC] 367-102-00 (C), 367-103-00 (C), 367-105-00 (C)
cc4b406d-5ed7-4bcd-bdd4-ac4efc3bb1f0 | NFPA 170 REMOTE VOICE EVACUATION MICROPHONE |  |  | North | Potter |  | Remote Microphone |  |  |  | Assembly | TRUE | PVX-RM |  | Remote Microphone | 1 | 0.012 | 0.0365 |  |  |  |  | FALSE | [5 empty] | #FFFF0000 | FA-NFPA 170 REMOTE VOICE EVACUATION MICROPHONE | 1 | FALSE | FALSE | FALSE | 265 | [8 empty] | 7,12,18 |  |  |  |  | TRUE | [7 empty] | THOR\acont | 2024-09-08 17:27 |  | [Potter] [LOC] [*] PVX-RM, PVX-RM16, PVX-RM8
6098edf9-a88a-4627-9bd9-ac4f8e9dd031 |  |  |  | North | Notifier |  | Cards & Components |  |  |  | Card | TRUE | DPI-232 | + | Direct Panel Interface, specialized modem | 1 | [6 empty] | TRUE | FALSE |  |  |  |  | #FFFFFFFF |  |  | FALSE | FALSE | FALSE | [14 empty] | FALSE | [7 empty] | THOR\acont | 2024-10-09 10:48
47bc90e7-bb8a-4de5-bf5d-ac4fe92c9b99 |  |  |  | North | Kidde |  | Cards & Components |  |  |  | Card | TRUE | APS10A Mainboard |  | Mainboard for APS10A assembly | 1 | 0.07 | 0.27 |  |  |  |  | TRUE | [5 empty] | #FFFFFFFF |  |  | FALSE | FALSE | FALSE | [14 empty] | FALSE | [5 empty] | DESKTOP-7SAL8M7\acont | 2020-01-02 07:57 | THOR\acont | 2024-10-09 10:48 | Cloned from Edwards APS10A Mainboard | [Edwards, Kidde] [VAC ] 2IDC, 76-600000-001 Main Board, 76-800xxx-xxx Main Board, 77-600000-901 Main Board, 84-732001-901 Main Board, APS10A Mainboard, APS6A Mainboard, BPS10A Mainboard, BPS10A/230 Mainboard, BPS6A Mainboard, BPS6A/230 Mainboard, EST1-2Z [Altronix, Edwards, Harrington, Kidde] [NAC Trigger] AL1002ULADA Main Board, AL1002ULADA Main Board, APS10A Mainboard, APS6A Mainboard, BPS10A Mainboard, BPS10A/230 Mainboard, BPS6A Mainboard, BPS6A/230 Mainboard, MIRBPS10A Mainboard, MIRBPS10A/230 Mainb | [Edwards, Kidde] APS10A Mainboard, APS6A Mainboard, BPS10A Mainboard, BPS10A/230 Mainboard, BPS6A Mainboard, BPS6A/230 Mainboard, MIRBPS10A Mainboard, MIRBPS10A/230 Mainboard, MIRBPS6A Mainboard, MIRBPS6A/230 Mainboard
fd61fa45-5150-4d30-a6fb-ac51d7a55afe |  |  |  | North | Notifier |  | Cards & Components |  |  |  | Card | TRUE | BACNET-GW-3 | + | BACnet Gateway | 1 | 0.125 | 0.125 |  |  |  |  | TRUE |  | SURFACE |  | PROVIDED ("WX"HX"D) | N/A | #FFFFFFFF |  |  | FALSE | FALSE | FALSE |  |  |  | 7165-0028:0224 | [10 empty] | FALSE | [5 empty] | DESKTOP-7EIEB7A\acont | 2022-02-04 06:46 | THOR\acont | 2024-10-09 10:48 | Cloned from Notifier NCM-W | [Notifier] [ETHERNET] BACNET-GW-3, NFN-GW-EM-3, OAX2-24V2 (LEDSIGN-GW) [Firelite, Honeywell, Notifier] [RS-485] [NETWORK] BACNET-GW-3, CLSS Pathway Pro, HON-CGW-MBB, HS-NCM-W, NCM-W | [Notifier] BACNET-GW-3, HS-NCM-W, NCM-W [Notifier] BACNET-GW-3, NFN-GW-EM-3
863e602d-1b08-471c-8d43-ac52eaa25038 |  |  |  | North | Potter | [5 empty] | Module | TRUE | SPB-24N |  | Projected Beam Smoke Detector | 1 | [6 empty] | FALSE | [5 empty] | #FFFFFFFF |  |  | FALSE | FALSE | FALSE | [14 empty] | FALSE | [7 empty] | THOR\acont | 2024-10-09 10:48
53e47608-cca5-415b-a9dd-ac55c170b99f | NFPA 170 EMERGENCY TEXTUAL VISUAL |  |  | North | Block Definition Only |  | Emergency Visual |  |  |  | Module | TRUE | NFPA 170 EMERGENCY TEXTUAL VISUAL |  | NFPA 170 EMERGENCY TEXTUAL VISUAL | 1 | [12 empty] | #FFFF0000 | FA-NFPA 170 EMERGENCY TEXTUAL VISUAL | 1 | FALSE | FALSE | FALSE | 258 | [19 empty] | AULAPTOP-PC\Aulaptop | 2020-03-26 07:41 | THOR\acont | 2024-09-08 17:27
0e05b1b9-9258-45ba-b375-ac5bbbaebfab | NFPA 170 SPEAKER WALL |  |  | North | Autocall |  | Speaker |  |  |  | Module | TRUE | A49SO-APPLW-O | + | Wall Mount Addressable Weatherproof S/O Appliance only. | 1 | 0 | 0 |  |  |  |  | TRUE | [5 empty] | #FF0070C0 | FA-NFPA 170 SPEAKER WALL | 1 | FALSE | FALSE | FALSE | 2019 | [16 empty] | WP |  |  | DESKTOP-7EIEB7A\acont | 2022-02-21 14:24 | THOR\acont | 2024-09-08 17:27 | Cloned from Autocall A49HF-APPLW | [Autocall, Simplex] [AUDIO 25v] [25V AUDIO] 49HF-APPLW, 49HF-APPLW-BA, 49HFV-APPLW, 49HFV-APPLW-BA, 49SO-APPLW, 49SO-APPLW-BA, 49SO-APPLW-O, 49SO-APPLW-O-BA, 49SV-APPLW, 49SV-APPLW-BA, 49SV-APPLW-O, 49SV-APPLW-O-BA, A49HF-APPLW, A49HF-APPLW-BA, A49HFV-AP [Autocall, Simplex] [IDNac] [IDNAC] 49HF-APPLC (C), 49HF-APPLC-BA (C), 49HF-APPLW, 49HF-APPLW-BA, 49SO-APPLC (C), 49SO-APPLC-BA (C), 49SO-APPLC-O (C), 49SO-APPLC-O-BA (C), 49SO-APPLW, 49SO-APPLW-BA, 49SO-APPLW-O, 49SO-APPLW-O-BA, A49HF-APPLC (C), A49HF-A [Autocall, Simplex] [AUDIO 70.7v] [70V AUDIO] 49HF-APPLW, 49HF-APPLW-BA, 49HFV-APPLW, 49HFV-APPLW-BA, 49SO-APPLW, 49SO-APPLW-BA, 49SO-APPLW-O, 49SO-APPLW-O-BA, 49SV-APPLW, 49SV-APPLW-BA, 49SV-APPLW-O, 49SV-APPLW-O-BA, A49HF-APPLW, A49HF-APPLW-BA, A49HFV-
8e4cbad6-ed14-4edf-8b1c-ac5fda52d9ef | NFPA 170 SPEAKER STROBE |  |  | North | Kidde |  | Speaker/Strobe |  |  |  | Module | TRUE | INT-7A-RS70W |  | 15/75cd Strobe, Re-Ent Speaker, 70V 2, 4, 8, 15w | 1 | [6 empty] | FALSE | [5 empty] | #FF0070C0 | FA-NFPA 170 SPEAKER STROBE | 1 | FALSE | FALSE | FALSE | 2019 | [13 empty] | FALSE | [5 empty] | AUGUSTALIEN\aucon | 2024-05-21 15:49 | THOR\acont | 2024-10-09 10:48 | Cloned from Edwards 757-7A-RS70W | [Edwards, Kidde] [NAC] [16 VDC, HIGH] 757-7A-RS25, 757-7A-RS25W, 757-7A-RS70, 757-7A-RS70W, 757-7A-SS25, 757-7A-SS25W, 757-7A-SS70, 757-7A-SS70W, 757-7A-T, 757-7A-TW, INT-7A-RS25, INT-7A-RS25W, INT-7A-RS70, INT-7A-RS70W [Edwards, Kidde] [NAC] [16 VFWR, HIGH] 757-7A-RS25, 757-7A-RS25W, 757-7A-RS70, 757-7A-RS70W, 757-7A-SS25, 757-7A-SS25W, 757-7A-SS70, 757-7A-SS70W, 757-7A-T, 757-7A-TW, INT-7A-RS25, INT-7A-RS25W, INT-7A-RS70, INT-7A-RS70W [Edwards, Kidde] [AUDIO 70.7v] [70V AUDIO] 757-1A-R70, 757-1A-R70W, 757-3A-RS70, 757-3A-RS70W, 757-7A-RS70, 757-7A-RS70W, 757-7A-RS70WA, 757-7A-SS70, 757-7A-SS70W, 757-8A-RS70, 757-8A-RS70W, 757-8A-RS70WA, INT-3A-RS70, INT-3A-RS70W, INT-7A-RS70, INT-7A-R
ff812e7d-2c9c-4806-af87-ac60756ed66e | NFPA 170 GAS DETECTOR |  |  | North | Macurco |  | Gas Detection |  |  |  | Module | TRUE | CM-15A |  | Carbon Monoxide (CO) Detector | 1 | 0.032 | 0.046 |  |  |  |  | FALSE | [5 empty] | #FFFF0000 | FA-NFPA 170 GAS DETECTOR | 1 | FALSE | FALSE | FALSE | 1402 | [13 empty] | FALSE |  |  | CO |  |  | DESKTOP-7EIEB7A\acont | 2021-11-04 10:25 | THOR\acont | 2024-09-08 17:27 | Cloned from Macurco CM-15 | [Honeywell, Macurco] [AUX POWER] [*] [24VDC] 8100 EC, C7233A, C7263A, CD-6G, CD-6H, CD-6MC, CM-15, CM-15A, CM-6, CM-E1, CM-E1-FTG, CM-E1-RF, CM-E1-RS, CM-S1, CX-6, EX-CO-1000P-O, GD-2B, TXP-T40, XNX-UTAV-RNCB1 [Honeywell, Macurco] [RS-485] [DATA INPUT] 8100 EC, C7233A, C7263A, CD-6G, CD-6H, CD-6MC, CM-15, CM-15A, CM-6, CM-E1, CM-E1-FTG, CM-E1-RF, CM-E1-RS, CM-S1, CX-6, EX-CO-1000P-O, GD-2B, XNX-UTAV-RNCB1 [Honeywell, Macurco] [IDC] [#1 ALARM] 8100 EC, C7233A, C7263A, CD-6G, CD-6H, CD-6MC, CM-15, CM-15A, CM-6, CM-E1, CM-E1-FTG, CM-E1-RF, CM-E1-RS, CM-S1, CX-6, EX-CO-1000P-O, GD-2B, TXP-T40, XNX-UTAV-RNCB1
9adab051-8e1c-4796-99f6-ac662a91bdb6 | NFPA 170 MULTI FUNCTION CABINET |  |  | North | Edwards |  | Enclosure |  |  |  | Assembly | TRUE | MFC-A () |  | Multi-Function Cabinet w/ UIO6R and (4) MCR, (2) MCT2's | 1 | [6 empty] | FALSE | [5 empty] | #FFFF0000 | FA-NFPA 170 MULTI FUNCTION CABINET | 1 | FALSE | FALSE | FALSE | 400 | [13 empty] | FALSE | [5 empty] | DESKTOP-7EIEB7A\acont | 2022-01-13 11:29 | THOR\acont | 2024-09-08 17:27 | Cloned from Edwards MFC-A (ELEV RECALL)
8e1eb6f6-8966-428e-bb2e-ac6788b56055 | NFPA 170 FIRE ALARM CONTROL UNIT | RISER FACP |  | North | Hochiki |  | Fire Alarm Control Unit |  |  |  | Assembly | TRUE | LA101K3-60 |  | FireNET L@TITUDE Analog Addressable Fire Alarm Control Panel, 4 Slot Standard Enclosure, 5.25 A 115V, 6-Loop Panel Module, Hochiki Protocol, Network Module, and Media Gateway™, Black, 48 Zone LEDs | 1 | [6 empty] | FALSE |  |  | *Refer to Install Sheet | 16.5in (W) x 23.2in (H) x 6in (D) | KM5FCRD (Optional Semi-Flush Mounting Kit) | #FFFF0000 | FA-NFPA 170 FIRE ALARM CONTROL UNIT | 1 | FALSE | FALSE | FALSE | 202 | [8 empty] | 7,12,18,28 |  |  | 5.25 |  | TRUE | [5 empty] | DESKTOP-7SAL8M7\acont | 2019-12-04 15:59 | THOR\acont | 2024-09-08 17:27 | Cloned from Hochiki LA101K1-60
56972f3c-db6e-45bf-a2c0-ac6c7a913418 |  |  |  | North | Autocall |  | Cards & Components |  |  |  | Card | TRUE | A100-5450 | ++ | Conventional NAC Module | 1 | 0.066 | 0.066 | 9 |  |  |  | TRUE | [5 empty] | #FFFFFFFF |  |  | FALSE | FALSE | FALSE | [20 empty] | DESKTOP-7EIEB7A\acont | 2021-08-18 11:37 | THOR\acont | 2024-10-09 10:48 | Cloned from AutoCall A100-2135 |  | [Autocall] A100-5450
1426d7bf-5cd2-4297-9e85-ac70d787438a | NFPA 170 ADDRESSABLE INPUT MONITOR MODULE |  |  | North | Potter |  | Addressable Module |  |  |  | Module | TRUE | PAD100-SIM | + | Single Input Module | 1 | 0.00024 | 0.00024 |  |  |  |  | FALSE | [5 empty] | #FFFF0000 | FA-NFPA 170 ADDRESSABLE INPUT MONITOR MODULE | 1 | FALSE | FALSE | FALSE | 1000 | [13 empty] | FALSE | [7 empty] | THOR\acont | 2024-09-08 17:27 |  | [Potter] [SLC PAD] [*] [#1 SHARED ADDR ¦ MODULES] PAD100-DIM, PAD100-DIM CL-A, PAD100-LED, PAD100-LEDK, PAD100-MIM, PAD100-NAC, PAD100-OROI, PAD100-PSDA, PAD100-PSSA, PAD100-RM, PAD100-SIM, PAD100-SM, PAD100-TRTI, PAD100-TRTI CL-A, PAD100-ZM, PAD100-ZM C | [Potter] PAD100-MIM, PAD100-OROI, PAD100-SIM, PAD100-ZM, WTX-M
f073c332-c931-4ec0-8374-ac75ba1c20f1 | NFPA 170 DOOR HOLDER |  |  | North | RSG |  | Door Holder |  |  |  | Module | TRUE | DH(24120)RPC |  | Door Holder, Recessed Mount, Chrome | 1 | 0.02 | 0.04 |  |  |  |  | TRUE | [5 empty] | #FFFF0000 | FA-NFPA 170 DOOR HOLDER | 1 | FALSE | FALSE | FALSE | 2500 | [19 empty] | DESKTOP-7SAL8M7\acont | 2019-04-02 09:20 | THOR\acont | 2024-09-08 17:27 | Cloned from RSG DH(24120)FPC | [ASSA ABLOY, Bosch, Hochiki, N/A, Notifier, Potter, Rixson, RSG, Silent Knight, System Sensor] [AUX POWER] [DOOR RELEASE] 7200, ADI_K7-998TRI689, D370, D370C, DH Series, DH(1224)FPC, DH(1224)GPC, DH(1224)RPC, DH(1224)SPC, DH(24120)FPC, DH(24120)GPC, DH(2 [Bosch, Hochiki, N/A, Notifier, Potter, Rixson, RSG, Silent Knight, System Sensor] [AUX POWER] [DOOR RELEASE] ADI_K7-998TRI689, D370, D370C, DH Series, DH(1224)FPC, DH(1224)GPC, DH(1224)RPC, DH(1224)SPC, DH(24120)FPC, DH(24120)GPC, DH(24120)GPC2, DH(2412 [Bosch, Generic, Hochiki, N/A, Notifier, Potter, Rixson, RSG, Silent Knight, System Sensor] [RELAY] [DOOR RELEASE] 110VAC DOOR HOLDER, ADI_K7-998TRI689, D370, D370C, DH Series, DH(1224)FPC, DH(1224)GPC, DH(1224)RPC, DH(1224)SPC, DH(24120)FPC, DH(24120)GP [RSG] [AUX POWER] [*] DH(1224)FPC, DH(1224)GPC, DH(1224)RPC, DH(1224)SPC, DH(24120)FPC, DH(24120)GPC, DH(24120)GPC2, DH(24120)RPC, DH(24120)SPC
e985d1af-a91b-4d72-a543-ac7743d582b1 |  |  |  | North | Edwards |  | Hardware |  |  |  | Hardware | TRUE | 512-A |  | Grille - for (1) 6" bell, grill horn, or chime | 1 | [6 empty] | FALSE | [5 empty] | #FFFFFFFF |  |  | FALSE | FALSE | FALSE | [14 empty] | FALSE | [7 empty] | THOR\acont | 2024-10-09 10:48
cf95270e-f1dc-4f29-b748-ac7b95a3f50b | NFPA 170 HORN STROBE CEILING |  |  | North | Siemens |  | Horn/Strobe |  |  |  | Module | TRUE | AS-75-CR-WP | 500-636015++ | AS Horn ¦ Strobe: Ceiling Weatherproof, Red | 1 | [7 empty] | TRUE |  |  |  |  | #FF0070C0 | FA-NFPA 170 HORN STROBE CEILING | 1 | FALSE | FALSE | FALSE | 2013 | [16 empty] | C, WP |  |  | DESKTOP-7SAL8M7\acont | 2019-08-13 09:04 | THOR\acont | 2024-09-08 17:27 | B,T | [Siemens] [NAC] [24VDC, UL1638, HIGH DB] AS-75-CR-WP (C) [Siemens] [NAC] [24VDC, UL1971, HIGH DB] AS-75-CR-WP (C) [Siemens] [NAC] [24VFWR, UL1638, HIGH DB] AS-75-CR-WP (C) [Siemens] [NAC] [24VFWR, UL1971, HIGH DB] AS-75-CR-WP (C)
1bb84881-aecf-4cc3-9903-ac88d4ec53f4 |  |  |  | North | Edwards |  | Cards & Components |  |  |  | Card | TRUE | MN-HS16G5P |  | 1600 Watt Omni-directional HPSA Assembly (5 of 5 Active Panels) with lockable NEMA 4 amplifier, 110V/60 Hz. inverter/battery charger and electronics enclosure, lockable NEMA 4 battery enclosure (w/o batteries). Enclosures equipped with tamper switches. AC powered amplifier with DC backup. Edwards hard-wire interface included. Batteries and accessories are ordered separately. Gray colored speaker head. | 1 | [6 empty] | TRUE | [5 empty] | #FFFFFFFF |  |  | FALSE | FALSE | FALSE | [14 empty] | FALSE | [7 empty] | THOR\acont | 2024-10-09 10:48
88b0271e-f734-45a3-85d5-ac8b18f2a953 | CADGEN MOTION DETECTOR WALL |  |  | North | Bosch |  | Motion Detector |  |  |  | Module | TRUE | ISC-BPR2-W12 | ++ | Motion detector, 40ft (12m) | 1 | 0.01 | 0.01 |  |  | 12 |  | FALSE | [5 empty] | #FFFF0000 | FA-CADGEN MOTION DETECTOR WALL | 1 | FALSE | FALSE | FALSE | [14 empty] | FALSE | [5 empty] | DESKTOP-7EIEB7A\acont | 2022-07-26 11:28 | THOR\acont | 2024-09-08 17:27 | Cloned from Bosch ISC-CDL1-WA15HE | [Bosch, Optex] [ACCESS CONTROL INPUT] [*] [INPUT] DS1101i, DS1102i, DS1103i, DS1108i, DS936 (C), DS9360 (C), DS936B (C), DS936-CHI (C), DS936-FRA (C), DS937 (C), DS9370 (C), DS9371 (C), DS939 (C), DS939-CHI (C), FX-360 (C), ISC-BDL2-W12G, ISC-BDL2-W12GE, [BluePoint, Bosch, Honeywell] [AUX POWER] [*] [12VDC ++] BP01-302, BP01-303, D125B, D185, DS1101i, DS1102i, DS1103i, DS1108i, DS936 (C), DS9360 (C), DS936B (C), DS936-CHI (C), DS936-FRA (C), DS937 (C), DS9370 (C), DS9371 (C), DS939 (C), DS939-CHI (C), EN [Bosch, Optex] [IDC] 01 [INPUT] DS1101i, DS1102i, DS1103i, DS1108i, DS936 (C), DS9360 (C), DS936B (C), DS936-CHI (C), DS936-FRA (C), DS937 (C), DS9370 (C), DS9371 (C), DS939 (C), DS939-CHI (C), FX-360 (C), ISC-BDL2-W12G, ISC-BDL2-W12GE, ISC-BDL2-W12HE, I
8039e2c8-678c-4502-bfe9-ac9208d69104 | NFPA 170 STROBE WALL |  |  | North | Gentex |  | Strobe |  |  |  | Module | TRUE | WGES24-75WWLP |  | 24 Volt Low Profile Evacuation Outdoor Strobe, Weather Proof, Wall, White, Low Profile | 1 | 0 | 0.17 |  |  |  |  | FALSE | [5 empty] | #FF0070C0 | FA-NFPA 170 STROBE WALL | 1 | FALSE | FALSE | FALSE | 2023 | [13 empty] | FALSE | [7 empty] | THOR\acont | 2024-09-08 17:27 |  | [Bosch, Gentex, Hochiki, VES] [NAC] [UL MAX] VF4006-X0, WGES24-75PWR, WGES24-75PWRLP, WGES24-75PWW, WGES24-75PWWLP, WGES24-75WR, WGES24-75WRLP, WGES24-75WW, WGES24-75WWLP, WHES24-75WR, WHES24-75WW
801dc7f4-ae07-4762-ab9b-ac9702ee1821 | NFPA 170 PRESSURE SWITCH |  |  | North | Potter |  | Pressure Switch |  |  |  | Module | TRUE | PS40 Series | + | Low/High Supervisory Pressure Switch for Dry Valves - Nominal System Pressure 40 psi | 1 | [6 empty] | FALSE | [5 empty] | #FFFF0000 | FA-NFPA 170 PRESSURE SWITCH | 1 | FALSE | FALSE | FALSE | 913 |  |  | 7770-0328:0010 | [10 empty] | FALSE | [7 empty] | THOR\acont | 2024-09-08 17:27 |  | [Notifier, Potter] [IDC] 01 CF-135EWT, CF-135MP, CF-135W, CF-165MP, CF-165W, CF-200EWT, CF-200MP, CF-200W, CF-285MP, CF-285W, CPS-24 w/SB, CR-135EWT, CR-135MP, CR-135W, CR-165MP, CR-165W, CR-200EWT, CR-200MP, CR-200W, DSD-P (C), P32-1T, PS40 Series, PS40 [Potter] [IDC] 01 OSYSU Series, OSYSU-CRH, OSYSU-EX, OSYSU-EX-O, PCVS Series, PCVS-CRH, PIVS-U-EX, PIVSU-EX-O, PS10 Series, PS10-EX, PS15, PS25, PS40 Series, PS40-EX, RBVS, VSG, VSR Series, VSR-10, VSR-AT, VSR-C, VSR-CF, VSR-FE-2, VSR-FEX Series, VSR-S S
61c3b3bb-9586-432c-a78c-ac97c6f114c0 |  |  |  | North | Gamewell FCI |  | Cards & Components |  |  |  | Card | TRUE | INCC-MIC | + | Paging microphone module (occupies 1 slot on inner door) | 1 | 0.001 | 0.001 |  |  |  |  | TRUE | [5 empty] | #FFFFFFFF |  |  | FALSE | FALSE | FALSE | [14 empty] | FALSE | [7 empty] | THOR\acont | 2024-10-09 10:48
b8350ba1-66ec-4fad-ae4e-aca36435957f | NFPA 170 SPEAKER STROBE CEILING |  |  | North | Eaton Wheelock |  | Speaker/Strobe |  |  |  | Module | TRUE | ET70WP-24115C-FW |  | Speaker/Strobe, ceiling, 24 VDC, 115CD, WP, white | 1 | 0 | 0.155 |  |  |  |  | FALSE | TRUE |  |  |  |  | #FF0070C0 | FA-NFPA 170 SPEAKER STROBE CEILING | 1 | FALSE | FALSE | FALSE | 2021 | [13 empty] | FALSE |  |  | WP |  |  | DESKTOP-7EIEB7A\acont | 2022-01-24 06:11 | THOR\acont | 2024-09-08 17:27 | Cloned from Eaton Wheelock ET70WP-24177C-FW | [Eaton Wheelock, Hochiki] [AUDIO 25v] [25V AUDIO] ET70WP-24115C-FR (C), ET70WP-24115C-FW (C), ET70WP-24135C-FR (C), ET70WP-24135C-FW (C), ET70WP-24135W-FR (C), ET70WP-24135W-FW (C), ET70WP-24177C-FR (C), ET70WP-24177C-FW (C), ET70WP-24185W-FR, ET70WP-241 [Eaton Wheelock] [NAC] ET70WP-24115C-FR (C), ET70WP-24115C-FW (C) [Eaton Wheelock, Hochiki] [AUDIO 70.7v] [70V AUDIO] ET70WP-24115C-FR (C), ET70WP-24115C-FW (C), ET70WP-24135C-FR (C), ET70WP-24135C-FW (C), ET70WP-24135W-FR (C), ET70WP-24135W-FW (C), ET70WP-24177C-FR (C), ET70WP-24177C-FW (C), ET70WP-24185W-FR, ET70WP-2
c8ac9297-e9b6-492e-b212-aca3e06a7878 | BP CONTROL PANEL | BP RISER CONTROL PANEL |  | North | BluePoint |  | Control Panel |  |  |  | Assembly | TRUE | BP-BHE-A202 | ++ | RF System Head-end | 1 | [6 empty] | FALSE | [5 empty] | #FFFF0000 | FA-BP CONTROL PANEL | 1 | FALSE | FALSE | FALSE | 105 | [8 empty] | 7,18,38 | 1 | 18 | 1.4 |  | TRUE | [5 empty] | THOR\acont | 2024-04-12 14:23 | THOR\acont | 2024-09-08 17:27 | Cloned from Bosch B9512G
2cd0e40e-f592-476b-a608-aca59a3a9339 | NFPA 170 STROBE WALL |  |  | North | Eaton Wheelock |  | Strobe |  |  |  | Module | TRUE | RSSA-24MCC-NW |  | Strobe, 24 Vdc, White, selectable, - Amber Lens | 1 | 0 | 0.11 |  |  |  |  | FALSE | FALSE |  |  |  |  | #FF0070C0 | FA-NFPA 170 STROBE WALL | 1 | FALSE | FALSE | FALSE | 2023 | [13 empty] | FALSE | [7 empty] | THOR\acont | 2024-09-08 17:27 |  | [Eaton Wheelock, Hochiki] [NAC] RSSA-24MCC-NW, RSSB-24MCC-NW, RSSG-24MCC-NW
fb9a268b-3d71-4e36-a62e-aca68483397b |  |  |  | North | Edwards |  | Hardware |  |  |  | Hardware | TRUE | MN-HS64SPKHRG3P |  | 3840 Watt HPSA (3 of 5 Active Panels) replacement speaker head - complete | 1 | [6 empty] | FALSE | [5 empty] | #FFFFFFFF |  |  | FALSE | FALSE | FALSE | [14 empty] | FALSE | [7 empty] | THOR\acont | 2024-10-09 10:48
1e7874ab-8e2c-4dce-8f0f-acab31b92d88 | NFPA 170 STROBE CEILING |  |  | North | Eaton Wheelock |  | Strobe |  |  |  | Module | TRUE | ELSTRC-NB | + | CEILING STROBE, RED, NONE, BLUE | 1 | [6 empty] | TRUE | TRUE |  |  |  |  | #FF0070C0 | FA-NFPA 170 STROBE CEILING | 1 | FALSE | FALSE | FALSE | 2020 | [16 empty] | C |  |  | DESKTOP-7EIEB7A\acont | 2021-05-18 16:40 | THOR\acont | 2024-09-08 17:27 | Cloned from Eaton Wheelock ELSTRC-NA | [Eaton Wheelock] [NAC] [24VDC] ELSTRC-ALB (C), ELSTRC-NB (C), ELSTWC-ALB (C), ELSTWC-NB (C)
352e8558-995c-435a-958e-acad2ddd6c1f | XCL_CO R |  |  | North | Xtralis | Not Applicable | Air Sampling Detection |  |  |  | Module | TRUE | XCL-VEA-CO-RA |  | Carbon Monoxide Detector | 1 | 0.0708 | 0.85 |  |  |  |  | TRUE | [5 empty] | #FFFF0000 | FA-XCL_CO R | 1 | FALSE | FALSE | FALSE | 550 | [13 empty] | TRUE | [5 empty] | TJ-PC12\TJ | 2021-01-27 15:03 | THOR\acont | 2024-09-08 17:27 | Cloned from Edwards 260-CO | [Xtralis] [IDC] 07 [TROUBLE] VEA-040-A10 (C), VER-A40-40-STX, XCL-VEA-CO-RA [Xtralis] [IDC] 08 [ALARM] VEA-040-A10 (C), VER-A40-40-STX, XCL-VEA-CO-RA [Xtralis] [AUX POWER] XCL-VEA-CO-RA
e7313d83-5396-4bd6-a4f5-acae1d33457b | NFPA 170 GAS DETECTOR |  |  | North | Macurco |  | Gas Detection |  |  |  | Module | TRUE | CM-E1-RS | ++ | Round Surface Mount Carbon Monoxide Gas Detector | 1 | 0.015 | 0.035 |  |  |  |  | FALSE | [5 empty] | #FFFF0000 | FA-NFPA 170 GAS DETECTOR | 1 | FALSE | FALSE | FALSE | 1402 | [13 empty] | FALSE |  |  | CO, NO2 |  |  | DESKTOP-7EIEB7A\acont | 2023-02-10 09:44 | THOR\acont | 2024-09-08 17:27 | Cloned from Macurco CM-E1 CLONED | [Honeywell, Macurco] [AUX POWER] [*] [24VDC] 8100 EC, C7233A, C7263A, CD-6G, CD-6H, CD-6MC, CM-15, CM-15A, CM-6, CM-E1, CM-E1-FTG, CM-E1-RF, CM-E1-RS, CM-S1, CX-6, EX-CO-1000P-O, GD-2B, TXP-T40, XNX-UTAV-RNCB1 [Honeywell, Macurco] [IDC] [#1 ALARM] 8100 EC, C7233A, C7263A, CD-6G, CD-6H, CD-6MC, CM-15, CM-15A, CM-6, CM-E1, CM-E1-FTG, CM-E1-RF, CM-E1-RS, CM-S1, CX-6, EX-CO-1000P-O, GD-2B, TXP-T40, XNX-UTAV-RNCB1 [Macurco] [IDC] [#2 TROUBLE] CM-E1, CM-E1-FTG, CM-E1-RF, CM-E1-RS [Honeywell, Macurco] [RS-485] [DATA INPUT] 8100 EC, C7233A, C7263A, CD-6G, CD-6H, CD-6MC, CM-15, CM-15A, CM-6, CM-E1, CM-E1-FTG, CM-E1-RF, CM-E1-RS, CM-S1, CX-6, EX-CO-1000P-O, GD-2B, XNX-UTAV-RNCB1
963b55b8-013d-4249-babc-acb00defdd89 | NFPA 170 ADDRESSABLE INPUT MONITOR MODULE |  |  | North | Autocall |  | Addressable Module |  |  |  | Module | TRUE | A4090-9117 |  | IDNet Addressable Addressable Power Isolator | 1 | 0.0008 | 0.001 |  |  |  |  | TRUE | [5 empty] | #FFFF0000 | FA-NFPA 170 ADDRESSABLE INPUT MONITOR MODULE | 1 | FALSE | FALSE | FALSE | 1000 | [19 empty] | DESKTOP-0D6CQVA\lousc | 2019-08-31 08:16 | THOR\acont | 2024-09-08 17:27 | Cloned from AutoCall A4090-9001 |  | [Autocall, Simplex] 4090-9001, 4090-9116, A4090-9001, A4090-9051, A4090-9116, A4090-9117
6f53dd01-3080-4ff9-b740-acb3c58946c2 | NFPA 170 HORN CEILING |  |  | North | Kidde |  | Horn |  |  |  | Module | TRUE | EGCAWF |  | Horn, running man, white, fire | 1 | [6 empty] | FALSE | TRUE |  |  |  |  | #FF0070C0 | FA-NFPA 170 HORN CEILING | 1 | FALSE | FALSE | FALSE | 2011 | [13 empty] | FALSE | [5 empty] | DESKTOP-GHR3H5U\Anthony | 2019-10-17 12:04 | THOR\acont | 2024-09-08 17:27 |  | [Edwards, Kidde] [NAC] [24 VDC, HIGH DB] EGCARF (C), EGCAWF (C), GCARF (C), GCARN (C), GCAWF (C), GCAWN (C) [Edwards, Kidde] [NAC] [24 VFWR, HIGH DB] EGCARF (C), EGCAWF (C), GCARF (C), GCARN (C), GCAWF (C), GCAWN (C)
766fe1e6-4fe3-4e01-882b-acb8b6446ca4 | NFPA 170 LOCAL OPERATOR CONSOLE | RISER LOC |  | North | Siemens |  | Local Operator Console |  |  |  | Assembly | TRUE | SSD-LOC |  | REMOTE SSD-C-LOC LCD DISPLAY ASSEMBLY REMBOX2 | 1 | 0.322 | 0.322 | [10 empty] | #FFFF0000 | FA-NFPA 170 LOCAL OPERATOR CONSOLE | 1 | FALSE | FALSE | FALSE | [20 empty] | DESKTOP-7EIEB7A\acont | 2021-01-13 12:49 | THOR\acont | 2024-09-08 17:27 | Cloned from Siemens SSD-C-REM | [Bosch, Siemens] [AUX POWER] [*] B465, CPYEC-2-24, CPY-HLI, CPY-MTS, FSD901, FSD901-R3, FSD901-U3, SSD, SSD-C, SSD-C-INT, SSD-C-REM, SSD-INT, SSD-LOC [Siemens] [CAN] OCM-16, SSD-C-REM, SSD-LOC, VTA2001-A1, ZAM-180 (25V), ZAM-180 (70V) [Bosch, Siemens] [AUX POWER] B465, CPYEC-2-24, CPY-HLI, CPY-MTS, FSD901 Main Board, FSD901-R3 Main Board, FSD901-U3 Main Board, SSD, SSD-C, SSD-C-INT, SSD-C-REM, SSD-INT, SSD-LOC [Siemens] [RS-485] FSD901, FSD901-R3, FSD901-U3, SSD, SSD-C, SSD-C-INT, SSD-C-REM, SSD-INT, SSD-LOC
40aebfcd-2a2d-4ac8-91c4-acbc55eef588 |  |  |  | North | Bosch |  | Hardware |  |  |  | Hardware | TRUE | D1224 | ++ | Standby Battery (12 V, 26 Ah) | 1 | [12 empty] | #FFFFFFFF |  |  | FALSE | FALSE | FALSE | [20 empty] | DESKTOP-7EIEB7A\acont | 2022-08-25 15:32 | THOR\acont | 2024-10-09 10:48 | Cloned from Bosch D126
0ff9ea50-7f3e-4617-bf4e-acbfc2238ff0 | NFPA 170 ADDRESSABLE INPUT MONITOR MODULE |  |  | North | Silent Knight |  | Addressable Module |  |  |  | Module | TRUE | SD500-MIM | ++ | Addressable Mini Input Module | 1 | 0.00055 | 0.023 |  |  |  |  | FALSE |  |  |  | 1.5”W x 2.5"H x 0.7"D (3.8 x 6.4 x 1.8 cm) |  | #FFFF0000 | FA-NFPA 170 ADDRESSABLE INPUT MONITOR MODULE | 1 | FALSE | FALSE | FALSE | 1000 | [13 empty] | FALSE |  |  | M |  |  |  |  | THOR\acont | 2024-09-08 17:27 |  | [Silent Knight] [SLC HOCHIKI] [*] [#1 SHARED ADDR ¦ ALL] Hood System w/SD500-MIM, PS-DA w/SD500-MIM, PS-SA w/SD500-MIM, SD500-AIM, SD500-ANM, SD500-ARM, SD500-LED, SD500-MIM, SD500-PS, SD500-PSDA, SD500-SDM, SD505-AHS w/SD505-6AB, SD505-APS w/SD505-6AB ( | [Silent Knight] SD500-AIM, SD500-MIM, SD500-SDM
bc783f1e-9c10-4cbd-afd7-acc3420e2531 |  |  |  | North | MIRCOM |  | Cards & Components |  |  |  | Card | TRUE | QX-MINI-RMMIC | + | Remote microphone PCB, and cover plate | 1 | 0.013 | 0.0161 |  |  |  |  | TRUE | [5 empty] | #FFFFFFFF |  |  | FALSE | FALSE | FALSE | [14 empty] | FALSE | [7 empty] | THOR\acont | 2024-10-09 10:48 |  | [MIRCOM] [AUX POWER] [*] MGD-32 Card, QX-MINI-LOC, QX-MINI-LOCMAIN, QX-MINI-LOC-W, QX-MINI-RM, QX-MINI-RMMIC, QX-MINI-RM-W, RAM-208, RAM-216, RAM-300LCD, RAM-3318-LCD, RAM-3500-LCD Card
ed9447e9-1f57-4603-a5a6-acc649a7c840 |  |  |  | North | Bosch | [5 empty] | Module | TRUE | D8132 | * | Battery charger, 12V 0000102669 | 1 | [12 empty] | #FFFFFFFF |  |  | FALSE | FALSE | FALSE | [20 empty] | DESKTOP-7EIEB7A\acont | 2021-08-13 06:25 | THOR\acont | 2024-10-09 10:48
db846e27-8b71-4e06-905e-acc90efb08cb |  |  |  | North | Honeywell |  | Cards & Components |  |  |  | Card | TRUE | VISTA-32FBPT Main Board | + | Main Board | 1 | 0.3 | 0.47 |  |  |  |  | TRUE | [5 empty] | #FFFFFFFF |  |  | FALSE | FALSE | FALSE | [14 empty] | FALSE | [5 empty] | AULAPTOP-PC\Aulaptop | 2018-09-02 05:14 | THOR\acont | 2024-10-09 10:48 | Cloned from Honeywell New Part |  | [Honeywell] VISTA-128FBPT Main Board, VISTA-20P Main Board, VISTA-21iP Main Board, VISTA-250FBPT Main Board, VISTA-32FBPT Main Board [Fike, First Alert, Honeywell, Siemens, Silent Knight] 10-2542, 10-2622, 5110XM Main Board, FA1600C Main Board, FA1600C-24 Main Board, FA1600CA Main Board, FA1600CB Main Board, FC924-US Main Board, SK-2, SK-4, VISTA-128FBPT Main Board, VISTA-20P Main Boar
6a6f306d-6028-43a5-ab90-accadd903edd | NFPA 170 DGP |  |  | North | Notifier |  | Hardware |  |  |  | Hardware | TRUE | ADP-4B |  | Annunciator dress panel. | 1 | [6 empty] | FALSE | [5 empty] | #FFFF0000 | FA-NFPA 170 DGP | 1 | FALSE | FALSE | FALSE | [9 empty] | 7,12,18 |  |  |  |  | TRUE | [5 empty] | DESKTOP-7EIEB7A\acont | 2021-04-01 15:01 | THOR\acont | 2024-09-08 17:27 | Cloned from Notifier BP2-4
1153447b-bf2d-476a-82c6-acccde016d80 | NFPA 170 MANUAL PULL |  |  | North | Hochiki |  | Manual Station |  |  |  | Module | TRUE | HPS-SAH single action with Hex lock | HPS-SAH single action with Hex lock | HPS-SAH single action with Hex lock | 1 | 0 | 0 |  |  |  |  | TRUE |  |  | *Refer to Install Sheet |  |  | #FFFF0000 | FA-NFPA 170 MANUAL PULL | 1 | FALSE | FALSE | FALSE | 957 | [19 empty] | DESKTOP-0D6CQVA\lousc | 2019-10-06 14:49 | THOR\acont | 2024-09-08 17:27 |  | [Hochiki, VES] [IDC] 01 [IDC] HPS-DAH - dual action with Hex lock, HPS-DAH/S - dual action with Hex lock (Spanish), HPS-DAK - dual action with Key lock, HPS-DAK - SR, HPS-DAK - WP, HPS-DAK/S - dual action with Key lock (Spanish), HPS-SA-EX/WP, HPS-SAH si
893d9c14-8e26-4fc1-9792-accd01b9fa92 | NFPA 170 LCD ANNNUNCIATOR DISPLAY | RISER ANNUNCIATOR |  | North | Kidde |  | LCD Annunciator |  |  |  | Module | TRUE | K-RLCD-CR |  | LCD Ann, 4x20 LCD, w/common LEDs & Ctrls, red | 1 | 0.098 | 0.113 |  |  |  |  | FALSE | [5 empty] | #FFFF0000 | FA-NFPA 170 LCD ANNNUNCIATOR DISPLAY | 1 | FALSE | FALSE | FALSE | 257 | [8 empty] | 7,12,18 |  |  |  |  | FALSE | [5 empty] | DESKTOP-7SAL8M7\acont | 2019-05-14 11:24 | THOR\acont | 2024-09-08 17:27 | Cloned from Edwards RLCD-CR | [Edwards, Kidde] [AUX POWER] [*] K-RLCD-C, K-RLCD-CR, K-RLCD-R, RLCD, RLCD-C, RLCD-CF, RLCD-C-PG, RLCD-CR, RLCD-C-SP, RLCD-F, RLCD-PG, RLCD-SP [Edwards, Kidde] [RS-485] GCI (C), GCIX (C), K-RLCD-C, K-RLCD-CR, K-RLCD-R, RLCD, RLCD-C, RLCD-CF, RLCD-C-PG, RLCD-CR, RLCD-C-SP, RLCD-F, RLCD-PG, RLCD-SP, RLED24 Mainboard, RLED24R Mainboard, RLED-C Mainboard, RLED-CF Mainboard, RLED-CR Mainboard
b4cda2cd-af0f-4abc-9c88-acde6a73f5ca |  |  |  | North | Farenhyt |  | Cards & Components |  |  |  | Card | TRUE | ECS-CE6 (25V) | + | Speaker Circuit/Zone Expander Module | 1 | 0.02 | 0.189 |  |  |  |  | TRUE | FALSE |  |  |  |  | #FFFFFFFF |  |  | FALSE | FALSE | FALSE | [14 empty] | FALSE | [5 empty] | DESKTOP-7EIEB7A\acont | 2021-12-08 14:03 | THOR\acont | 2024-10-09 10:48 | Cloned from Firelite ECC-CE6 (25V) |  | [Farenhyt, Firelite] ECC-CE6 (25V), ECS-CE6 (25V)
c86ef8e7-c184-4b7b-b8e0-ace148a42daf |  |  |  | North | Siemens |  | Hardware |  |  |  | Hardware | TRUE | EXTRA-LONG CABLE | 555-135860 | 60 PIN 6 1/2 FOOT CABLE FOR CAB2,2X AND CAB3,3X ROW TO ROW CONNECTIONS | 1 | [12 empty] | #FFFFFFFF |  |  | FALSE | FALSE | FALSE | [20 empty] | DESKTOP-7SAL8M7\acont | 2019-08-13 09:04 | THOR\acont | 2024-10-09 10:48
34a6e2fe-5abe-4060-8ce0-ace27e1a5a01 |  |  |  | North | Monaco Enterprises |  | Cards & Components |  |  |  | Card | TRUE | 227-956-xx MAIN BOARD |  |  | 1 | [6 empty] | TRUE | [5 empty] | #FFFFFFFF |  |  | FALSE | FALSE | FALSE | [20 empty] | AULAPTOP-PC\Aulaptop | 2019-04-20 03:50 | THOR\acont | 2024-10-09 10:48 |  |  | [Monaco Enterprises] 227-956-xx MAIN BOARD
8ae75712-dfa9-4e33-9261-acee724d9f29 |  |  |  | North | Autocall |  | Cards & Components |  |  |  | Card | TRUE | A009-9201 Main Board | ++ | Main Board | 1 | 0.085 | 0.185 |  |  |  |  | TRUE | [5 empty] | #FFFFFFFF |  |  | FALSE | FALSE | FALSE | [20 empty] | DESKTOP-7SAL8M7\acont | 2020-03-10 09:57 | THOR\acont | 2024-10-09 10:48 | Cloned from AutoCall A009-9201 | [Autocall, Simplex] [NAC Trigger] [#2] 4009-9201 Main Board, A009-9201 Main Board [Autocall, Simplex] [NAC Trigger] [#1] 4009-9201 Main Board, A009-9201 Main Board [Autocall, Simplex] [IDNet] [MODULES ++] 2080-9056, 2080-9057, 2080-9067, 2080-9068, 2080-9069, 2080-9070, 4009-9201 Main Board, 4009-9401 Main Board, 4010-9901, 4090-5261, 4090-9001, 4090-9002, 4090-9005, 4090-9006, 4090-9008, 4090-9116, 4098-9019 (Cont | [Autocall, Simplex] 4009-9201 Main Board, A009-9201 Main Board [Autocall, Simplex] 4009-9201 Main Board, A009-9201 Main Board
63b236f2-ec15-4422-9ebe-aceee5611d0f | NFPA 170 SMOKE HEAT DETECTOR |  |  | North | Potter |  | Smoke/Heat Detector |  |  |  | Module | TRUE | PAD200-PHD w/PAD100-6DB | + | Photoelectric Smoke/Heat Detector with 6" Standard Base | 1 | 0.0003 | 0.0003 |  |  |  |  | FALSE | TRUE |  |  |  |  | #FFFF0000 | FA-NFPA 170 SMOKE HEAT DETECTOR | 1 | FALSE | FALSE | FALSE | 1411 | [13 empty] | FALSE |  |  | 6DB |  |  | DESKTOP-7EIEB7A\acont | 2021-09-10 06:20 | THOR\acont | 2024-09-08 17:27 | Cloned from Potter PAD100-PHD w/PAD100-6DB | [Potter] [SLC PAD] [*] [#2 SHARED ADDR ¦ SENSORS] PAD100-CD w/PAD100-4DB, PAD100-CD w/PAD100-6DB, PAD100-CD w/PAD100-IB, PAD100-CD w/PAD100-LFSB, PAD100-CD w/PAD100-RB, PAD100-CD w/PAD100-SB, PAD100-CD w/PAD100-SPKB, PAD100-DUCT (C), PAD100-DUCTR (C), PA
74f770c6-75c4-49b4-8c15-acf0e042be3c |  |  |  | North | Edwards |  | Cards & Components |  |  |  | Card | TRUE | ANSBKUP |  | Backup amplifier switching module - Class 'B' | 1 | 0.04 | 0.01 |  |  |  |  | TRUE | [5 empty] | #FFFFFFFF |  |  | FALSE | FALSE | FALSE | [14 empty] | FALSE | [7 empty] | THOR\acont | 2024-10-09 10:48
f584969d-d9b9-4650-8ad7-acf1986c4bcf | NFPA 170 SMOKE DETECTOR |  |  | North | Notifier |  | Smoke Detector |  |  |  | Module | TRUE | FSI-851 w/B501 | ++ | DETECTOR, SMOKE, ADDRESSABLE IONIZATION w/EUROPEAN 4" BASE | 1 | 0.0003 | 0.0065 |  |  |  |  | FALSE | TRUE |  |  |  |  | #FFFF0000 | FA-NFPA 170 SMOKE DETECTOR | 1 | FALSE | FALSE | FALSE | 1408 | [13 empty] | FALSE | [7 empty] | THOR\acont | 2024-09-08 17:27 | 20191121 AC Detector with base | [Honeywell, Notifier, System Sensor] [SLC SENSORS] [*] [#4 TYPE ADDR ¦ SENSORS] 2251B (C), 2251-COPTIR (C), 2251-COPTIR w/B200S-WH (C), 2251TB (C), 2251TMB (C), 5251B (C), 5251B-WP (C), 5251H (C), 5251RB (C), 5251RB-WP (C), 7251 (C), 7251DH (C), DH200LP [Honeywell, Notifier, System Sensor] [SLC MODULES SENSORS] [*] [#2 SHARED ADDR ¦ SENSORS] 2251B (C), 2251-COPTIR (C), 2251-COPTIR w/B200S-WH (C), 2251TB (C), 2251TMB (C), 5251B (C), 5251B-WP (C), 5251H (C), 5251RB (C), 5251RB-WP (C), 7251 (C), 7251DH (C)
e0212008-bf0d-4591-8a8c-acf214439a79 | NFPA 170 SMOKE DETECTOR |  |  | North | Monaco Enterprises |  | Smoke Detector |  |  |  | Module | TRUE | 725-001-00 |  | DETECTOR,BEAM,INTELLEGENT,SINGLE-ENDED,BEAM,NO TEST | 1 | 0.002 | 0.0085 |  |  |  |  | FALSE | TRUE |  |  |  |  | #FFFF0000 | FA-NFPA 170 SMOKE DETECTOR | 1 | FALSE | FALSE | FALSE | 1408 | [13 empty] | FALSE | [5 empty] | DESKTOP-7SAL8M7\acont | 2020-02-23 09:43 | THOR\acont | 2024-09-08 17:27 | Cloned from Notifier BEAM200 | [Monaco Enterprises] [AUX POWER] 725-001-00 (C), 725-002-00 (C)
75893df2-bba0-4825-8f4a-acf24268906b |  |  |  | North | Edwards |  | Hardware |  |  |  | Hardware | TRUE | TRIM6 |  | Semi-flush trim | 1 | [6 empty] | FALSE | [5 empty] | #FFFFFFFF |  |  | FALSE | FALSE | FALSE | [14 empty] | FALSE | [7 empty] | THOR\acont | 2024-10-09 10:48
cfa1a6ca-2eca-4b03-8c1f-acf7bfa2a5fd | NFPA 170 SMOKE HEAT CO DETECTOR |  |  | North | Edwards |  | Smoke/Heat/CO Detector |  |  |  | Module | TRUE | SIGA-PHCD w/SIGA-AB4GT BASE | ++ | Photoelectric, heat detector and carbon monoxide life safety detector | 1 | 5.1e-05 | 6.8e-05 |  |  |  |  | FALSE | TRUE |  |  |  |  | #FFFF0000 | FA-NFPA 170 SMOKE HEAT CO DETECTOR | 1 | FALSE | FALSE | FALSE | 1408 | [13 empty] | FALSE | [7 empty] | THOR\acont | 2024-10-08 16:50 | 20191121 AC Detector with base | [Edwards, Kidde] [SLC EST MODULES SENSORS] [*] [#2 SHARED ADDR ¦ SENSORS] KI-DDOS (C), SIGA2-COS w/SIGA-AB4G BASE, SIGA2-COS w/SIGA-AB4G-LF BASE, SIGA2-COS w/SIGA-AB4GT BASE, SIGA2-COS w/SIGA-IB BASE, SIGA2-COS w/SIGA-RB BASE, SIGA2-COS w/SIGA-SB BASE, S [Edwards, Kidde] [AUX POWER] KI-COD w/KI-ABDT BASE (C), KI-HCD w/KI-ABDT BASE, KI-HRD w/KI-ABDT BASE, KI-PCD w/KI-ABDT BASE (C), KI-PD w/KI-ABDT BASE (C), KI-PHCD w/KI-ABDT BASE (C), KI-PHD w/KI-ABDT BASE (C), KIR-COD w/KI-ABDT BASE (C), KIR-HCD w/KI-ABD [Edwards, Kidde] [SLC EST SENSORS] 01 [*] [EST3, iO1000] DS-HFS (C), DS-PS (C), FX-HD w/IB4U BASE, FX-HD w/RB4U BASE, FX-HD w/SB4U BASE, FX-HD w/SB4U-LF BASE, FX-HD wB4U BASE, FX-PD w/B4U BASE (C), FX-PD w/IB4U BASE (C), FX-PD w/SB4U BASE (C), FX-PD w/SB [Edwards, Kidde] [SLC EST SENSORS] [*] [#4 TYPE ADDR ¦ SENSORS] KI-DDOS (C), SIGA2-COS w/SIGA-AB4G BASE, SIGA2-COS w/SIGA-AB4G-LF BASE, SIGA2-COS w/SIGA-AB4GT BASE, SIGA2-COS w/SIGA-IB BASE, SIGA2-COS w/SIGA-RB BASE, SIGA2-COS w/SIGA-SB BASE, SIGA2-HCOS [Edwards, Kidde] [SLC EST MODULES/SENSORS] 01 [*] [iO64] DS-HFS (C), DS-PS (C), FX-HD w/IB4U BASE, FX-HD w/RB4U BASE, FX-HD w/SB4U BASE, FX-HD w/SB4U-LF BASE, FX-HD wB4U BASE, FX-PD w/B4U BASE (C), FX-PD w/IB4U BASE (C), FX-PD w/SB4U BASE (C), FX-PD w/SB
03388474-5127-42fb-8b58-acf9f0e8d31a |  |  |  | North | Siemens | [5 empty] | Module | TRUE | WPS-KIT | 500-636138 | SURFACE MOUNTING WEATHERPROOF BACK BOX KIT | 1 | [12 empty] | #FFFFFFFF |  |  | FALSE | FALSE | FALSE | [20 empty] | DESKTOP-7SAL8M7\acont | 2019-08-13 09:04 | THOR\acont | 2024-10-09 10:48
8690571d-d331-43b8-ae6c-acfb4629a748 | NFPA 170 HORN |  |  | North | Edwards |  | Horn |  |  |  | Module | TRUE | G1-HD |  | Temporal Horn, 84.4 or 79.4 dBA, white | 1 | 0 | 0.019 |  |  |  |  | FALSE | [5 empty] | #FF0070C0 | FA-NFPA 170 HORN | 1 | FALSE | FALSE | FALSE | 2010 | [13 empty] | FALSE | [7 empty] | THOR\acont | 2024-09-08 17:27 |  | [Edwards, Kidde] [NAC] [16 VDC, LOW DB] EG1F-HD, EG1F-P, G1F-HD, G1F-P, G1-HD, G1-P, G1RF-HD, G1RF-P, G1R-HD, G1R-P [Edwards, Kidde] [NAC] [24 VDC, LOW DB] EG1F-HD, EG1F-P, G1F-HD, G1F-P, G1-HD, G1-P, G1RF-HD, G1RF-P, G1R-HD, G1R-P [Edwards, Kidde] [NAC] [16 VDC, HIGH DB] EG1F-HD, EG1F-P, G1F-HD, G1F-P, G1-HD, G1-P, G1RF-HD, G1RF-P, G1R-HD, G1R-P [Edwards, Kidde] [NAC] [24 VDC, HIGH DB] EG1F-HD, EG1F-P, G1F-HD, G1F-P, G1-HD, G1-P, G1RF-HD, G1RF-P, G1R-HD, G1R-P
0747a99a-ebc5-4fa8-b79f-acfc3671f215 | NFPA 170 GAS DETECTOR |  |  | North | Notifier |  | Gas Detection |  |  |  | Module | TRUE | FSCO-951 w/B300-6-IV | + | Intelligent addressable carbon monoxide detector, white w/ 6” Flanged mounting base, ivory | 1 | 0.0002 | 0.0045 |  |  |  |  | FALSE | TRUE | FLUSH |  | 4" SQ. DEEP | 3 "O" PLASTER RING | #FFFF0000 | FA-NFPA 170 GAS DETECTOR | 1 | FALSE | FALSE | FALSE | 1402 | [13 empty] | FALSE | [5 empty] | DESKTOP-7SAL8M7\acont | 2020-11-20 12:18 | THOR\acont | 2024-09-08 17:27 | Cloned from Gamewell MCS-COP3 w/B300-6-IV | [Honeywell, Notifier, System Sensor] [SLC SENSORS] [*] [#4 TYPE ADDR ¦ SENSORS] 2251B (C), 2251-COPTIR (C), 2251-COPTIR w/B200S-WH (C), 2251TB (C), 2251TMB (C), 5251B (C), 5251B-WP (C), 5251H (C), 5251RB (C), 5251RB-WP (C), 7251 (C), 7251DH (C), DH200LP [Honeywell, Notifier, System Sensor] [SLC MODULES SENSORS] [*] [#2 SHARED ADDR ¦ SENSORS] 2251B (C), 2251-COPTIR (C), 2251-COPTIR w/B200S-WH (C), 2251TB (C), 2251TMB (C), 5251B (C), 5251B-WP (C), 5251H (C), 5251RB (C), 5251RB-WP (C), 7251 (C), 7251DH (C)
76327927-a214-446c-82ec-acfdffa4d86e |  |  |  | North | Siemens | [5 empty] | Module | TRUE | PS-35/220 | 500-891594 | POWER SUPPLY 24VDC-220VAC, 10 AMP | 1 | [12 empty] | #FFFFFFFF |  |  | FALSE | FALSE | FALSE | [20 empty] | DESKTOP-7SAL8M7\acont | 2019-08-13 09:04 | THOR\acont | 2024-10-09 10:48
f8921588-2c61-438f-ae63-ad09eebcd8d2 | NFPA 170 FIRE ALARM CONTROL UNIT | RISER FACP |  | North | Fike |  | Fire Alarm Control Unit |  |  |  | Assembly | TRUE | FCP-300 | ++ | Intelligent Fire Alarm Control Panel, 120V | 1 | [6 empty] | FALSE |  |  |  | 26.375” x 16.25” x 3.94” (67.00 cm x 41.28 cm x 10.00 mm) |  | #FFFF0000 | FA-NFPA 170 FIRE ALARM CONTROL UNIT | 1 | FALSE | FALSE | FALSE | 202 | [8 empty] | 17,55 |  | 18 |  |  | TRUE | [5 empty] | THOR\acont | 2024-11-08 14:12 | THOR\acont | 2024-11-08 14:21 | Cloned from Fike FCP-75
5e594ba1-9fc3-4c94-b464-ad0c7ebd599b | NFPA 170 MANUAL PULL |  |  | North | Autocall |  | Manual Station |  |  |  | Module | TRUE | A2099-9104 | ++ | Non-Coded, Non-Addressable Manual Station, Double Action | 1 | [6 empty] | FALSE | TRUE | Flush | Single gang box 2-1/2" deep 4" square box, 2-1/8" (54 mm) minimum | 5" H x 3-3/4" W x 1" D (127 mm x 95 mm x 25 mm) |  | #FFFF0000 | FA-NFPA 170 MANUAL PULL | 1 | FALSE | FALSE | FALSE | 1408 | [13 empty] | FALSE |  |  | SBP |  |  | THOR\acont | 2024-02-06 07:07 | THOR\acont | 2024-09-08 17:27 | Cloned from Simplex 2099-9104 | [Autocall, Simplex] [IDC] 01 2098-9201 (C), 2098-9202 (C), 2098-9203 (C), 2098-9208 (C), 2098-9576 (C), 2099-9101 (C), 2099-9102 (C), 2099-9103 (C), 2099-9104 (C), 2099-9105 (C), 2099-9107 (C), 2099-9108 (C), 2099-9754 (C), 2099-9755 (C), 2099-9756 (C),
20a21707-527f-44ba-a4c6-ad0fffaeeb5d |  |  |  | North | Siemens | [5 empty] | Module | TRUE | RNI-CBL | 500-650063 | CABLE NEEDED FOR SECOND RNI | 1 | [12 empty] | #FFFFFFFF |  |  | FALSE | FALSE | FALSE | [20 empty] | DESKTOP-7SAL8M7\acont | 2019-08-13 09:04 | THOR\acont | 2024-10-09 10:48
1dd4b28c-e389-4410-8266-ad11d0cd54f5 | NFPA 170 STROBE WALL |  |  | North | Siemens |  | Strobe |  |  |  | Module | TRUE | SL2SWW-ALB | S54329-F213-A1++ | Strobe, Wall, Blue, White, Alert | 1 | [12 empty] | #FF0070C0 | FA-NFPA 170 STROBE WALL | 1 | FALSE | FALSE | FALSE | 2023 | [19 empty] | DESKTOP-7EIEB7A\acont | 2023-08-02 11:47 | THOR\acont | 2024-09-08 17:27 | Cloned from Siemens SL2SWW-ALA | [Siemens] [NAC] [16.0 – 33.0 VDC] SL2SPSWR-AL, SL2SPSWR-ALA, SL2SPSWR-F, SL2SPSWR-FB, SL2SPSWR-M, SL2SPSWR-N, SL2SPSWR-NA, SL2SPSWW-AL, SL2SPSWW-ALA, SL2SPSWW-F, SL2SPSWW-FB, SL2SPSWW-M, SL2SPSWW-N, SL2SPSWW-NA, SL2SWR-A, SL2SWR-AL, SL2SWR-ALA, SL2SWR-AL
f47054a7-4b9e-48ff-a636-ad17441d8297 | NFPA 170 HORN |  |  | North | Edwards |  | Horn |  |  |  | Module | TRUE | G1AWF |  | Horn, Wall, White, FIRE | 1 | [12 empty] | #FF0070C0 | FA-NFPA 170 HORN | 1 | FALSE | FALSE | FALSE | 2010 | [19 empty] | DESKTOP-7SAL8M7\acont | 2020-02-25 06:42 | THOR\acont | 2024-09-08 17:27 | Cloned from Kidde EG1AWF | [Edwards, Kidde] [NAC] [16 VFWR, LOW] EG1ARF, EG1ARN, EG1AWF, EG1AWN, G1ARF, G1ARN, G1AWF, G1AWN [Edwards, Kidde] [NAC] [16 VDC, HIGH] EG1ARF, EG1ARN, EG1AWF, EG1AWN, G1ARF, G1ARN, G1AWF, G1AWN [Edwards, Kidde] [NAC] [16 VDC, LOW] EG1ARF, EG1ARN, EG1AWF, EG1AWN, G1ARF, G1ARN, G1AWF, G1AWN [Edwards, Kidde] [NAC] [16 VFWR, HIGH] EG1ARF, EG1ARN, EG1AWF, EG1AWN, G1ARF, G1ARN, G1AWF, G1AWN
55efd731-cf7d-4fa3-9161-ad19b37a0470 |  |  |  | North | Edwards |  | Hardware |  |  |  | Hardware | TRUE | 10ANN/B-S |  | Surface Box for 6ANN | 1 | [6 empty] | FALSE | [5 empty] | #FFFFFFFF |  |  | FALSE | FALSE | FALSE | [14 empty] | FALSE | [7 empty] | THOR\acont | 2024-10-09 10:48
a8c60fc8-a9db-442f-aedd-ad1f2a0bae7a |  |  |  | North | Monaco Enterprises |  | Cards & Components |  |  |  | Card | TRUE | 703-243-01 |  | Booster amplifier main board(100W) Main board | 1 | 0.12 | 5.6 |  |  |  |  | TRUE | [5 empty] | #FFFFFFFF |  |  | FALSE | FALSE | FALSE | [12 empty] | 6.5 | 100 | [6 empty] | THOR\acont | 2024-01-23 11:34 | THOR\acont | 2024-10-09 10:48 | Cloned from Siemens EBA2004-A1 | [Monaco Enterprises, Siemens] [AUDIO 25v, AUDIO 70.7v] [AUDIO INPUT] 703-243-01, EBA2004-A1 | [Monaco Enterprises, Siemens] 703-243-01, EBA2004-A1 [Monaco Enterprises, Siemens] 703-243-01, EBA2004-A1
9ecb53bc-eef0-4a3d-97cd-ad1fadfc88fc | NFPA 170 SMOKE DETECTOR |  |  | North | DMP |  | Smoke Detector |  |  |  | Module | TRUE | 2WT-BLX/10 |  | Photoelectric smoke detector with fixed-temperature thermal detector | 1 | 0.0126 | 0.013 |  |  |  |  | FALSE | TRUE |  |  |  |  | #FFFF0000 | FA-NFPA 170 SMOKE DETECTOR | 1 | FALSE | FALSE | FALSE | 1408 | [13 empty] | FALSE | [7 empty] | THOR\acont | 2024-09-08 17:27 | 20191121 AC Detector without base | [DMP] [AUX POWER] [AUX INPUT] 2W-BLX/10 (C), 2WT-BLX/10 (C) [DMP] [DMP LX BUS] [*] [LX BUS] 2W-BLX/10 (C), 2WT-BLX/10 (C), 850D/711 (C), 850D/711S (C), 850S/711 (C), 850S/711S (C)
12b06fe2-b49c-476f-b831-ad26a6ee140c |  |  |  | North | Siemens |  | Cards & Components |  |  |  | Card | TRUE | FCA2031-A1 | S54400-A153-A1 | Connection Module (MoNet) Used for communication between an FCI2018/FCI2019 operating unit and either the VCC2001 Voice CPU (for fire/voice panels) or the FN2012 Ethernet Switch (for fire only panels). The FCA2031 mounts in Position 1 on an FCI2018/FCI2019 operating unit. | 1 | 0 | 0.1 |  |  |  |  | TRUE | [5 empty] | #FFFFFFFF |  |  | FALSE | FALSE | FALSE | [22 empty] | THOR\acont | 2024-10-09 10:48 | 1 mA (standby), 1 mA (alarm) per module |  | [Siemens] FCA2031-A1
356da1a1-d50a-4102-bcd2-ad30242b7091 |  |  |  | North | Edwards |  | Hardware |  |  |  | Hardware | TRUE | QSC-12-G-1 |  | OBSOLETE - FAP w/ 12 Option Card Spaces, Gray | 1 | [6 empty] | FALSE | [5 empty] | #FFFFFFFF |  |  | FALSE | FALSE | FALSE | [14 empty] | FALSE | [7 empty] | THOR\acont | 2024-10-09 10:48
6f9dc2cb-408c-4d7c-ab59-ad31d3e65723 | NFPA 170 FIRE ALARM CONTROL UNIT | RISER FACP |  | North | Notifier |  | Fire Alarm Control Unit |  |  |  | Assembly | TRUE | SFP-2404 |  | FIRE ALARM CONTROL PANEL, CONVENTIONAL | 1 | [6 empty] | FALSE | FALSE |  |  |  |  | #FFFF0000 | FA-NFPA 170 FIRE ALARM CONTROL UNIT | 1 | FALSE | FALSE | FALSE | 203 | [8 empty] | 7,12,18 |  |  |  |  | TRUE | [7 empty] | THOR\acont | 2024-09-08 17:27
81598993-26cd-4cf2-9b93-ad37b162624c | NFPA 170 HORN |  |  | North | Kidde |  | Horn |  |  |  | Module | TRUE | EG4AWN |  | Wall horn, white, no marking | 1 | [6 empty] | FALSE |  | GRSW-10 |  |  |  | #FF0070C0 | FA-NFPA 170 HORN | 1 | FALSE | FALSE | FALSE | 2010 | [13 empty] | FALSE | [5 empty] | DESKTOP-7SAL8M7\acont | 2020-08-19 11:55 | THOR\acont | 2024-09-08 17:27 | Cloned from Edwards G4AWN | [Edwards, Kidde] [NAC] [VDC, HIGH DB] EG4ARF, EG4ARF-FR, EG4ARF-SP, EG4ARN, EG4AWF, EG4AWF-FR, EG4AWF-SP, EG4AWN, G4ARF, G4ARF-FR, G4ARF-SP, G4ARN, G4AWF, G4AWF-FR, G4AWF-SP, G4AWN [Edwards, Kidde] [NAC] [VFWR, HIGH DB] EG4ARF, EG4ARF-FR, EG4ARF-SP, EG4ARN, EG4AWF, EG4AWF-FR, EG4AWF-SP, EG4AWN, G4ARF, G4ARF-FR, G4ARF-SP, G4ARN, G4AWF, G4AWF-FR, G4AWF-SP, G4AWN [Edwards, Kidde] [NAC] [VDC, LOW DB] EG4ARF, EG4ARF-FR, EG4ARF-SP, EG4ARN, EG4AWF, EG4AWF-FR, EG4AWF-SP, EG4AWN, G4ARF, G4ARF-FR, G4ARF-SP, G4ARN, G4AWF, G4AWF-FR, G4AWF-SP, G4AWN [Edwards, Kidde] [NAC] [VFWR, LOW DB] EG4ARF, EG4ARF-FR, EG4ARF-SP, EG4ARN, EG4AWF, EG4AWF-FR, EG4AWF-SP, EG4AWN, G4ARF, G4ARF-FR, G4ARF-SP, G4ARN, G4AWF, G4AWF-FR, G4AWF-SP, G4AWN
2f582993-b29a-465c-a2a3-ad3905341da5 |  |  |  | North | Edwards |  | Hardware |  |  |  | Hardware | TRUE | MN-BRKT1 |  | Mounting Bracket for EST3 cabinet, 1 chassis space | 1 | [6 empty] | FALSE | [5 empty] | #FFFFFFFF |  |  | FALSE | FALSE | FALSE | [14 empty] | FALSE | [7 empty] | THOR\acont | 2024-10-09 10:48
568617b0-001f-4f1f-abc2-ad41bcd6fdf4 | NFPA 170 SMOKE DETECTOR |  |  | North | Xtralis |  | Smoke Detector |  |  |  | Module | TRUE | OSE-SP-01 | + | Emitter - Alkaline battery | 1 | [12 empty] | #FFFF0000 | FA-NFPA 170 SMOKE DETECTOR | 1 | FALSE | FALSE | FALSE | [20 empty] | DESKTOP-7EIEB7A\acont | 2021-12-29 10:13 | THOR\acont | 2024-09-08 17:27 | Cloned from Siemens OSE-SP-01
3b9d1bfc-5e23-46ab-abf8-ad55534bec19 | NFPA 170 SMOKE DETECTOR |  |  | North | Monaco Enterprises |  | Smoke Detector |  |  |  | Module | TRUE | 723-361-00 w/B210LP | + | DETECTOR,SYSTEM:PHOTOELECTRIC,15-32VDC,INTELLIGENT,135F,HEAD | 1 | 0.0003 | 0.0065 |  |  |  |  | FALSE | TRUE |  |  |  |  | #FFFF0000 | FA-NFPA 170 SMOKE DETECTOR | 1 | FALSE | FALSE | FALSE | 1408 | [13 empty] | FALSE |  |  | P, 135° |  |  | DESKTOP-7SAL8M7\acont | 2020-02-21 06:58 | THOR\acont | 2024-09-08 17:27 | Cloned from MIRCOM MIX-2251TB w/B210LP | [Monaco Enterprises] [SLC SENSORS] 01 [*] 721-121-00 w/B200SR-LF-WH (C), 721-121-00 w/B200SR-WH (C), 721-121-00 w/B210LP (C), 721-121-00 w/B224RB-WH (C), 721-121-00 w/B501 (C), 721-124-00 w/B200SR-LF-WH (C), 721-124-00 w/B200SR-WH (C), 721-124-00 w/B210L [Monaco Enterprises] [SLC MODULES/SENSORS] 01 [*] 721-121-00 w/B200SR-LF-WH (C), 721-121-00 w/B200SR-WH (C), 721-121-00 w/B210LP (C), 721-121-00 w/B224RB-WH (C), 721-121-00 w/B501 (C), 721-124-00 w/B200SR-LF-WH (C), 721-124-00 w/B200SR-WH (C), 721-124-00 [Monaco Enterprises] [SLC SENSORS] 01 [*] 721-121-00 w/B200SR-LF-WH (C), 721-121-00 w/B200SR-WH (C), 721-121-00 w/B210LP (C), 721-121-00 w/B224RB-WH (C), 721-121-00 w/B501 (C), 721-124-00 w/B200SR-LF-WH (C), 721-124-00 w/B200SR-WH (C), 721-124-00 w/B210L [Monaco Enterprises] [SLC MODULES SENSORS] 01 [*] 708-026-01, 708-031-00, 721-121-00 w/B200SR-LF-WH (C), 721-121-00 w/B200SR-WH (C), 721-121-00 w/B210LP (C), 721-121-00 w/B224RB-WH (C), 721-121-00 w/B501 (C), 721-124-00 w/B200SR-LF-WH (C), 721-124-00 w/B
808ad6d0-77b4-4a30-86cc-ad5d9e45c497 | NFPA 170 STROBE WALL |  |  | North | Federal Signal |  | Strobe |  |  |  | Module | TRUE | 24XSTHI-MOD | ++ | UL Fire Listed, Explosion-Proof Hearing Impaired Supervised Strobe Light | 1 | [6 empty] | FALSE | [5 empty] | #FF0070C0 | FA-NFPA 170 STROBE WALL | 1 | FALSE | FALSE | FALSE | 2023 | [13 empty] | FALSE |  |  | XP |  |  | THOR\acont | 2024-08-16 13:01 | THOR\acont | 2024-09-08 17:27 | Cloned from Federal Signal FSEX-HI-MOD | [Federal Signal] [NAC] [24 VDC] 24XSTHI-CN, 24XSTHI-MOD
615730c5-629e-4649-b8c2-ad5e00392912 |  |  |  | North | NAPCO |  | Cards & Components |  |  |  | Card | TRUE | FL-X2-32 Main Board | ++ | Main Board | 1 | 0.096 | 0.096 | 4 |  | 24 |  | TRUE | [5 empty] | #FFFFFFFF |  |  | FALSE | FALSE | FALSE | [20 empty] | THOR\acont | 2025-02-04 13:59 |  |  | Cloned from NAPCO FL-32FACP Main Board | [NAPCO] [IDC] [#1 AUX RELAY ++] FL-255FACP Main Board, FL-32FACP Main Board, FL-FACP-LTE Main Board, FL-X2-32 Main Board [NAPCO] [VAC ] FL-255FACP Main Board, FL-32FACP Main Board, FL-FACP-LTE Main Board, FL-X2-32 Main Board, GEM-ACM1D Main Board, GEMC-128MB, GEMC-12V2APS-CF Main Board, GEMC-12V2APS-R Main Board, GEMC-255MB, GEMC-32MB, GEMC-96MB, GEMC-NAC6 Main Board, GEMC | [NAPCO] FL-32FACP Main Board, FL-X2-32 Main Board
be370030-2afb-4a0c-bd6f-ad5f4e3fc4f6 |  |  |  | North | Siemens | [5 empty] | Module | TRUE | SFPS-R | 500-636124 | SEMI-FLUSH PLATE RED | 1 | [12 empty] | #FFFFFFFF |  |  | FALSE | FALSE | FALSE | [20 empty] | DESKTOP-7SAL8M7\acont | 2019-08-13 09:04 | THOR\acont | 2024-10-09 10:48
f8b91e43-645a-4906-89bb-ad664e823b41 |  |  |  | North | Edwards |  | Hardware |  |  |  | Hardware | TRUE | EV4T |  | Semi-Flush Trim 38"w x 50"h, for EV3B - black | 1 | [6 empty] | FALSE | [5 empty] | #FFFFFFFF |  |  | FALSE | FALSE | FALSE | [14 empty] | FALSE | [7 empty] | THOR\acont | 2024-10-09 10:48
eae6223d-91e3-4d5e-a9b5-ad666f04f50e |  |  |  | North | Siemens | [5 empty] | Module | TRUE | ZU-35TS | 500-885420 | DUAL ZONE W/TEST SWITCHES (1) SPACE | 1 | [12 empty] | #FFFFFFFF |  |  | FALSE | FALSE | FALSE | [20 empty] | DESKTOP-7SAL8M7\acont | 2019-08-13 09:04 | THOR\acont | 2024-10-09 10:48
b2102322-c415-47f3-ae91-ad68f965448c | NFPA 170 FIRE ALARM CONTROL UNIT | RISER FACP |  | North | Edwards |  | Fire Alarm Control Unit |  |  |  | Assembly | TRUE | QS2-1-G | ++ | Single loop system. 1 option card space. Gray enclosure, 115v transformer. | 1 | [6 empty] | FALSE | [5 empty] | #FFFF0000 | FA-NFPA 170 FIRE ALARM CONTROL UNIT | 1 | FALSE | FALSE | FALSE | [9 empty] | 7,12,26,33,40 |  |  |  |  | TRUE | [5 empty] | THOR\acont | 2024-08-26 10:32 | THOR\acont | 2024-09-08 17:27 | Cloned from Edwards QS1-1-G-1
56b30bab-1a58-40df-a105-ad6925c4619a |  |  |  | North | Simplex |  | Hardware |  |  |  | Hardware | TRUE | 2081-9275 | ++ | System Batteries, Sealed Lead-Acid, 18 Ah | 1 | [6 empty] | FALSE | [5 empty] | #FFFFFFFF |  |  | FALSE | FALSE | FALSE | [14 empty] | FALSE | [7 empty] | THOR\acont | 2025-02-04 10:07
cbdb85f3-96b9-4ea7-8ef9-ad69deaf91ac | NFPA 170 STROBE WALL |  |  | North | Kidde |  | Strobe |  |  |  | Module | TRUE | WGVRF-SP | ++ | Outdoor rated strobe, red, fuego | 1 | [6 empty] | FALSE | [5 empty] | #FF0070C0 | FA-NFPA 170 STROBE WALL | 1 | FALSE | FALSE | FALSE | 2023 | [13 empty] | FALSE |  |  | WP |  |  | THOR\acont | 2024-12-19 13:51 | THOR\acont | 2024-12-19 13:57 | Cloned from Edwards WGVRF-SP | [Edwards, Kidde] [NAC] [VDC] WGSVRA, WGSVRF, WGSVRF-FR, WGSVRF-SP, WGSVRN, WGSVWA, WGSVWF, WGSVWF-FR, WGSVWF-SP, WGSVWN, WGVRA, WGVRF, WGVRF-FR, WGVRF-SP, WGVRN, WGVWA, WGVWF, WGVWF-FR, WGVWF-SP, WGVWN
724289f7-e216-45b0-9e7d-ad69e2f01178 | NFPA 170 NOTIFICATION CIRCUIT EXTENDER PANEL | RISER NAC |  | North | Autocall |  | Notification Circuit Extender Panel |  |  |  | Assembly | TRUE | A009-9602 | + | 4009 IDNAC Repeater with cabinet; provides a single 3 A IDNAC SLC output, 200 mA auxiliary power output, and battery charger; 120/240 VAC, 50/60 Hz input, auto-select, Red | 1 | [6 empty] | FALSE | [5 empty] | #FFFF0000 | FA-NFPA 170 NOTIFICATION CIRCUIT EXTENDER PANEL | 1 | FALSE | FALSE | FALSE | 212 | [8 empty] | 6.2,10,18 |  |  | 3 |  | TRUE | [5 empty] | DESKTOP-7SAL8M7\acont | 2020-05-28 10:02 | THOR\acont | 2024-09-08 17:27 | Cloned from AutoCall A009-9601
51fa577f-ba98-4143-b6c5-ad76d4e515e5 |  |  |  | North | Edwards |  | Hardware |  |  |  | Hardware | TRUE | QS8-12-G-2E-PG |  | OBSOLETE - FAP w/ 12 Option Card Space, Gray, EN-54, Portugues, 230V | 1 | [6 empty] | FALSE | [5 empty] | #FFFFFFFF |  |  | FALSE | FALSE | FALSE | [14 empty] | FALSE | [7 empty] | THOR\acont | 2024-10-09 10:48
83d999b1-de25-4e79-9a2b-ad7985234ce2 | NFPA 170 SPEAKER CEILING |  |  | North | Siemens |  | Speaker |  |  |  | Module | TRUE | SC-SP-CW-F |  | CEILING ACEND SPEAKER, WHITE, "FIRE" | 1 | [6 empty] | TRUE | TRUE |  |  |  |  | #FF0070C0 | FA-NFPA 170 SPEAKER CEILING | 1 | FALSE | FALSE | FALSE | [20 empty] | XPS-17-9710\August | 2024-10-10 03:03 | XPS-17-9710\August | 2024-10-11 07:22 | 20241008 NEW SIEMENS PARTS | [Siemens] [AUDIO 70.7v] [70V AUDIO] SC-SP-CR-F (C), SC-SP-CW-F (C), SC-SP-WR-F, SC-SP-WW-F, SC-SS-CR-F (C), SC-SS-CW-F (C), SC-SS-WR-F, SC-SS-WW-F [Siemens] [AUDIO 25v] [25V AUDIO] SC-SP-CR-F (C), SC-SP-CW-F (C), SC-SP-WR-F, SC-SP-WW-F, SC-SS-CR-F (C), SC-SS-CW-F (C), SC-SS-WR-F, SC-SS-WW-F
a399757c-f343-4d18-9428-ad7b9c303d19 |  |  |  | North | Siemens | [5 empty] | Module | TRUE | AE-30U | 500-884320 | ALARM EXTENDER MODULE (1) SPACE | 1 | [12 empty] | #FFFFFFFF |  |  | FALSE | FALSE | FALSE | [20 empty] | DESKTOP-7SAL8M7\acont | 2019-08-13 09:04 | THOR\acont | 2024-10-09 10:48
b6d00aba-4628-4f3f-81cf-ad7ce3ae8d01 | NFPA 170 HORN STROBE CEILING |  |  | North | Siemens |  | Horn/Strobe |  |  |  | Module | TRUE | ZH-HMC-CW | 500-636168 | Z HORN HI MULTI CANDELA CEILING WHITE | 1 | [7 empty] | TRUE |  |  |  |  | #FF0070C0 | FA-NFPA 170 HORN STROBE CEILING | 1 | FALSE | FALSE | FALSE | 2013 | [16 empty] | C |  |  | DESKTOP-7SAL8M7\acont | 2019-08-13 09:04 | THOR\acont | 2024-09-08 17:27 | B,T | [Siemens] [NAC] [DC HIGH DB] ZH-HMC-CR (C), ZH-HMC-CW (C)
80c47410-fe78-4747-8a28-ad7f573329da |  |  |  | North | Potter | [5 empty] | Module | TRUE | PAD100-SB | + | Addressable Sounder Base | 1 | 0.0002 | 0.0002 |  |  |  |  | FALSE | [5 empty] | #FFFFFFFF |  |  | FALSE | FALSE | FALSE | [14 empty] | FALSE | [7 empty] | THOR\acont | 2024-10-09 10:48
289a9969-5e8b-460d-8955-ad836b5638c9 | NFPA 170 NON ADDRESSABLE RELAY |  |  | North | Block Definition Only |  | Non-Addressable Relay |  |  |  | Module | TRUE | NFPA 170 NON ADDRESSABLE RELAY |  | NFPA 170 NON ADDRESSABLE RELAY | 1 | [12 empty] | #FFFF0000 | FA-NFPA 170 NON ADDRESSABLE RELAY | 1 | FALSE | FALSE | FALSE | 1300 | [19 empty] | AULAPTOP-PC\Aulaptop | 2020-03-26 07:41 | THOR\acont | 2024-09-08 17:27
af4b7d57-e5a5-45a6-a840-ad872fcd8a60 | NFPA 170 SMOKE DETECTOR |  |  | North | Gentex |  | Smoke Detector |  |  |  | Module | FALSE | 917-0070-002 | S | 120V Smoke Sensor | 1 | [6 empty] | FALSE | TRUE |  |  |  |  | #FFFF0000 | FA-NFPA 170 SMOKE DETECTOR | 1 | FALSE | FALSE | FALSE | 1408 | [13 empty] | FALSE |  |  | 120V |  |  | THOR\acont | 2024-12-23 15:31 | THOR\acont | 2024-12-23 15:31 | Cloned from Kidde 21006378 | [BRK, First Alert, Gentex, Kidde] [SMOKE ALARM TANDEM] 21006378 (C), 21007624 (C), 7020BSL (C), 7030BSL (C), 900-CUAR (C), 9120 (C), 9120B (C), 917-0070-002 (C), 917-0071-002 (C), 917-0072-002 (C), 917-0073-002 (C), 917-0079-002 (C), 918-0030-002 (C), 91 [BRK, Gentex, Kidde] [VAC ] [*] 21006378 (C), 21007624 (C), 7020BSL (C), 7030BSL (C), 900-CUAR (C), 9120 (C), 9120B (C), 917-0070-002 (C), 917-0071-002 (C), 917-0072-002 (C), 917-0073-002 (C), 917-0079-002 (C), 918-0030-002 (C), 918-0031-002 (C), 918-003 | [BRK, First Alert, Generic, Gentex, Kidde, N/A] 120VAC SMOKE DETECTOR, 21006378, 21007624, 7020BSL, 7030BSL, 900-CUAR, 9120, 9120B, 9120F, 9120H, 9120HF, 9120T, 9120TF, 9123, 9123F, 9123H, 9123HF, 9123T, 9123TF, 917-0070-002, 917-0071-002, 917-0072-002, 9
fdf147be-d525-4149-890c-ad8b8ae214e3 | NFPA 170 HORN STROBE |  |  | North | Potter |  | Horn/Strobe |  |  |  | Module | TRUE | SSX-52R | ++ | 115dBA Durable Siren or Siren Strobe | 1 |  | 0.748 |  |  | 12 |  | FALSE | [5 empty] | #FF0070C0 | FA-NFPA 170 HORN STROBE | 1 | FALSE | FALSE | FALSE | 2012 | [13 empty] | FALSE | [7 empty] | THOR\acont | 2024-09-08 17:27 | Cloned from Potter SSX-52 CLONED CLONED CLONED | [Potter] [NAC] [*] [VDC] SSX-52, SSX-52A, SSX-52B, SSX-52C, SSX-52R
619bde04-503a-4a18-8984-ad90708b2750 | NFPA 170 FIRE ALARM CONTROL UNIT | RISER FACP |  | North | Siemens |  | Fire Alarm Control Unit |  |  |  | Assembly | TRUE | FC2005-U2 |  | ASSEMBLY, Desigo 50 Point FACP | 1 | [6 empty] | TRUE | [5 empty] | #FFFF0000 | FA-NFPA 170 FIRE ALARM CONTROL UNIT | 1 | FALSE | FALSE | FALSE | 202 | [13 empty] | TRUE | [5 empty] | AULAPTOP-PC\Aulaptop | 2019-04-08 04:18 | THOR\acont | 2024-09-08 17:27 | Cloned from Siemens New Part
00b6d588-0135-4ad7-94ef-ad912c64898a | NFPA 170 NOTIFICATION CIRCUIT EXTENDER PANEL | RISER NAC |  | North | Autocall |  | Notification Circuit Extender Panel |  |  |  | Assembly | TRUE | A009-9703 | ++ | 4009 Extender Plus with cabinet and A100-5451 IDNAC card; includes two additional 4x5 PDI block space for select option cards, up to 2 A auxiliary power/ simple NAC, and battery charger. 120/240VAC 50/60 Hz input, and auto select. Red | 1 | [6 empty] | FALSE | [5 empty] | #FFFF0000 | FA-NFPA 170 NOTIFICATION CIRCUIT EXTENDER PANEL | 1 | FALSE | FALSE | FALSE | 212 | [8 empty] | 6.2,10,12.7,18,25,33,50,110 |  | 18 |  |  | TRUE | [5 empty] | DESKTOP-QGO6JOK\acont | 2024-07-16 09:30 | THOR\acont | 2024-09-08 17:27 | Cloned from Autocall A009-9701
e9364bf8-74b5-4043-9b9e-ad93ee2094d7 | NFPA 170 STROBE WALL |  |  | North | Edwards |  | Strobe |  |  |  | Module | TRUE | G4EWN-B |  | Strobe Expander, white, no markings, blue | 1 | 0 | 0.294 |  |  |  |  | FALSE | [5 empty] | #FF0070C0 | FA-NFPA 170 STROBE WALL | 1 | FALSE | FALSE | FALSE | 2023 | [13 empty] | FALSE | [7 empty] | THOR\acont | 2024-09-08 17:27 |  | [Edwards, Kidde] [NAC] [16 VDC] G4ERA-A, G4ERA-B, G4ERA-G, G4ERA-R, G4ERF-C, G4ERN-A, G4ERN-B, G4ERN-C, G4ERN-G, G4ERN-R, G4EWA-A, G4EWA-B, G4EWA-G, G4EWA-R, G4EWF-C, G4EWN-A, G4EWN-B, G4EWN-C, G4EWN-G, G4EWN-R, G4F-S2V1575, G4F-S2VM, G4F-S7V1575, G4F-S7 [Edwards, Kidde] [NAC] [24 VDC] G4ERA-A, G4ERA-B, G4ERA-G, G4ERA-R, G4ERF-C, G4ERN-A, G4ERN-B, G4ERN-C, G4ERN-G, G4ERN-R, G4EWA-A, G4EWA-B, G4EWA-G, G4EWA-R, G4EWF-C, G4EWN-A, G4EWN-B, G4EWN-C, G4EWN-G, G4EWN-R, G4F-S2V1575, G4F-S2VM, G4F-S7V1575, G4F-S7
6106b702-851b-4bd4-ae66-ad9a466b5fe9 | NFPA 170 SPEAKER STROBE CEILING |  |  | North | Edwards |  | Speaker/Strobe |  |  |  | Module | TRUE | GCF-S2VMH |  | 25V Speaker/Strobe, white, FIRE, 95, 115, 150, 177 cd, clear | 1 | 0 | 0.342 |  |  |  |  | FALSE | TRUE |  |  |  |  | #FF0070C0 | FA-NFPA 170 SPEAKER STROBE CEILING | 1 | FALSE | FALSE | FALSE | 2020 | [13 empty] | FALSE |  |  | C |  |  |  |  | THOR\acont | 2024-09-08 17:27 |  | [Edwards, Kidde] [AUDIO 25v] [25V AUDIO] EGCF-S2VMH (C), G4F-S2, G4F-S2V1575, G4F-S2VM, G4HFRF-S2, G4HFRF-S2VMC, G4HFRN-S2, G4HFRN-S2VMC, G4HFWA-S2, G4HFWA-S2VMA, G4HFWA-S2VMC, G4HFWF-S2, G4HFWF-S2VMC, G4HFWN-S2, G4HFWN-S2VMA, G4HFWN-S2VMC, G4RF-S2, G4RF [Edwards, Kidde] [NAC] [24 VDC] EGCF-S2VMH (C), EGCF-VMH (C), GCF-S2VMH (C), GCF-S7VMH (C), GCF-VMH (C), GCHFRF-S2VMCH (C), GCHFRF-S7VMCH (C), GCHFRN-S2VMCH (C), GCHFRN-S7VMCH (C), GCHFWA-S2VMAH (C), GCHFWA-S2VMCH (C), GCHFWA-S7VMAH (C), GCHFWA-S7VMCH (C [Edwards, Kidde] [NAC] [16 VDC] EGCF-S2VMH (C), EGCF-VMH (C), GCF-S2VMH (C), GCF-S7VMH (C), GCF-VMH (C), GCHFRF-S2VMCH (C), GCHFRF-S7VMCH (C), GCHFRN-S2VMCH (C), GCHFRN-S7VMCH (C), GCHFWA-S2VMAH (C), GCHFWA-S2VMCH (C), GCHFWA-S7VMAH (C), GCHFWA-S7VMCH (C
d590f6dd-d03f-47c3-94fd-ada0dd72b7a1 | NFPA 170 HORN STROBE CEILING |  |  | North | Kidde |  | Horn/Strobe |  |  |  | Module | TRUE | EGCAVWN |  | Horn-Strobe, running man, white, none | 1 | [6 empty] | FALSE | TRUE |  |  |  |  | #FF0070C0 | FA-NFPA 170 HORN STROBE CEILING | 1 | FALSE | FALSE | FALSE | 2013 | [13 empty] | FALSE |  |  | C |  |  | DESKTOP-GHR3H5U\Anthony | 2019-10-17 12:04 | THOR\acont | 2024-09-08 17:27 |  | [Edwards, Kidde] [NAC] [24 VDC, HIGH DB] EGCAVRF (C), EGCAVRN (C), EGCAVWF (C), EGCAVWN (C), GCAVRF (C), GCAVRN (C), GCAVWF (C), GCAVWN (C) [Edwards, Kidde] [NAC] [24 VFWR, HIGH DB] EGCAVRF (C), EGCAVRN (C), EGCAVWF (C), EGCAVWN (C), GCAVRF (C), GCAVRN (C), GCAVWF (C), GCAVWN (C)
0cf33258-f205-4036-9d71-ada5d4ef6ca8 | NFPA 170 REMOTE TEST SWITCH |  |  | North | Kirkland |  | REMOTE TEST SWITCH |  |  |  | Module | TRUE | ES-1061 | ++ | Linear Heat Rope Test Switch | 1 | [6 empty] | FALSE | [5 empty] | #FFFF0000 | FA-NFPA 170 REMOTE TEST SWITCH | 1 | FALSE | FALSE | FALSE | 927 | [13 empty] | FALSE | [5 empty] | THOR\acont | 2024-04-08 13:25 | THOR\acont | 2024-09-08 17:27 | Cloned from Edwards LSRA-RK | [Kirkland] [IDC] [#1 ALARM] ES-1061 [Kirkland] [IDC] [#2 TEST] ES-1061
ec5e0805-c6ac-4d48-a732-ada7b8d00235 | NFPA 170 SPEAKER WALL |  |  | North | Eaton Wheelock |  | Speaker |  |  |  | Module | TRUE | ET-1080-W |  | Speaker, 25 or 70.7 Vrms, 1/8 to 8 watts | 1 | [6 empty] | FALSE | FALSE |  |  |  |  | #FF0070C0 | FA-NFPA 170 SPEAKER WALL | 1 | FALSE | FALSE | FALSE | 2021 | [13 empty] | FALSE | [7 empty] | THOR\acont | 2024-09-08 17:27 |  | [Bosch, Eaton Wheelock, Hochiki] [AUDIO 70.7v] [70V AUDIO] ET-1080-R, ET-1080-W, ET70-24MCW-FR, ET70-24MCW-FR, ET70-24MCW-FW, ET70-24MCWH-FR, ET70-24MCWH-FW, ET70-24MCWH-FW, ET70-24W-FR, ET70-R, ET70-R, ET70-W, ET70-W, ET90-24MCC-FR, ET90-24MCC-FW, ET90- [Bosch, Eaton Wheelock, Hochiki] [AUDIO 25v] [25V AUDIO] ET-1080-R, ET-1080-W, ET70-24MCW-FR, ET70-24MCW-FR, ET70-24MCW-FW, ET70-24MCWH-FR, ET70-24MCWH-FW, ET70-24MCWH-FW, ET70-24W-FR, ET70-R, ET70-R, ET70-W, ET70-W, ET90-24MCC-FR, ET90-24MCC-FW, ET90-24
4bd62bfd-acae-4aec-9bb8-ada9842de467 | NFPA 170 HORN STROBE |  |  | North | Eaton Wheelock |  | Horn/Strobe |  |  |  | Module | TRUE | HSR | ++ | Horn, Strobe, Red | 1 | [6 empty] | FALSE | FALSE |  |  |  |  | #FF0070C0 | FA-NFPA 170 HORN STROBE | 1 | FALSE | FALSE | FALSE | 2012 | [13 empty] | FALSE | [7 empty] | THOR\acont | 2024-09-08 17:27 |  | [Eaton Wheelock] [NAC] [ULMAX @99dBA] HSR, HSW
2d8e612b-d6ed-463a-9f7e-adaa4370decd | NFPA 170 HORN STROBE CEILING |  |  | North | Eaton Wheelock |  | Horn/Strobe |  |  |  | Module | TRUE | HS4-24MCC-FW | + | Ceiling Horn Strobe, 24 VDC, white | 1 | 0 | 0.249 |  |  |  |  | FALSE | TRUE |  |  |  |  | #FF0070C0 | FA-NFPA 170 HORN STROBE CEILING | 1 | FALSE | FALSE | FALSE | 2012 | [13 empty] | FALSE | [5 empty] | DESKTOP-7EIEB7A\acont | 2021-05-10 12:53 | THOR\acont | 2024-09-08 17:27 | Cloned from Eaton Wheelock HS4-24MCC-FR | [Eaton Wheelock] [NAC] [VDC, CODE 3 MEDIUM DB] HS4-24MCC-FR (C), HS4-24MCC-FW (C)
d352620b-82bb-44d1-a3d5-adaee3ee63b9 | NFPA 170 HORN STROBE |  |  | North | Macurco |  | Horn/Strobe |  |  |  | Module | TRUE | HS-B |  | 2-Wire Horn/Strobe Blue Lens | 1 | 0 | 0 |  |  |  |  | FALSE | FALSE |  |  |  |  | #FF0070C0 | FA-NFPA 170 HORN STROBE | 1 | FALSE | FALSE | FALSE | 2012 | [13 empty] | FALSE |  |  | B |  |  | DESKTOP-7SAL8M7\acont | 2020-07-14 16:01 | THOR\acont | 2024-09-08 17:27 | Cloned from System Sensor P2R | [Macurco] [NAC] [FWR High Continuous] HS-A, HS-B, HS-C, HS-G, HS-R [Macurco] [NAC] [DC High Continuous] HS-A, HS-B, HS-C, HS-G, HS-R
251ff1ab-e2e5-4d8d-a22f-adafeb3e0b54 | NFPA 170 WIRELESS CONTROL UNIT |  |  | North | Bosch |  | Wireless Control Unit |  |  |  | Module | TRUE | EN4200 | ++ | EN4200 Serial Receiver | 1 | 0.1 | 0.1 | [10 empty] | #FFFF0000 | FA-NFPA 170 WIRELESS CONTROL UNIT | 1 | FALSE | FALSE | FALSE | [20 empty] | DESKTOP-7EIEB7A\acont | 2022-08-25 14:56 | THOR\acont | 2024-09-08 17:27 | Cloned from Bosch EN4200 w/B820 | [BluePoint, Bosch, Honeywell] [AUX POWER] [*] [12VDC ++] BP01-302, BP01-303, D125B, D185, DS1101i, DS1102i, DS1103i, DS1108i, DS936 (C), DS9360 (C), DS936B (C), DS936-CHI (C), DS936-FRA (C), DS937 (C), DS9370 (C), DS9371 (C), DS939 (C), DS939-CHI (C), EN | [Bosch] B820, EN4200, EN4200 w/B820
51a90aaa-caaf-445b-86f9-adb273cbda55 | NFPA 170 HORN STROBE |  |  | North | Gentex |  | Horn/Strobe |  |  |  | Module | TRUE | GECB24PWR | + | GEC3 Colored Lens Horn/Strobe, Selectable Candela Low Profile, Wall, Red, Plain, Blue Lens | 1 | 0 | 0.31 |  |  |  |  | FALSE | FALSE |  |  |  |  | #FF0070C0 | FA-NFPA 170 HORN STROBE | 1 | FALSE | FALSE | FALSE | 2023 | [13 empty] | FALSE | [5 empty] | DESKTOP-7EIEB7A\acont | 2021-11-04 10:40 | THOR\acont | 2024-09-08 17:27 | Cloned from Gentex GESB24PWR | [Gentex] [NAC] [UL MAX, Temp 3 2400Hz, High] GECB24PWR, GECB24PWW, GECG24PWR, GECG24PWW, GECR24PWR, GECR24PWW
a6070343-fa06-435e-9b3e-adb3a323bfd5 | NFPA 170 HORN |  |  | North | Siemens |  | Horn |  |  |  | Module | TRUE | SLFSWW-F | S54329-F56-A2 | SLFSWW-F LFS,WALL,WHT,FIRE | 1 | [12 empty] | #FF0070C0 | FA-NFPA 170 HORN | 1 | FALSE | FALSE | FALSE | 2010 | [19 empty] | DESKTOP-7SAL8M7\acont | 2019-08-13 09:04 | THOR\acont | 2024-09-08 17:27 |  | [Siemens] [NAC] [DC CONTINUOUS] SLFSWR-AL, SLFSWR-CO, SLFSWR-F, SLFSWR-N, SLFSWW-AL, SLFSWW-CO, SLFSWW-F, SLFSWW-N
6e4cd21e-e0cd-424f-9333-adc087971419 |  |  |  | North | HESS | Security/Access Control |  |  |  |  | Module | TRUE | 1006-605 (LBM)(LBSM) |  | BRIGHT BRASS | 1 | [12 empty] | #FFFFFFFF |  |  | FALSE | FALSE | FALSE | [20 empty] | THOR\acont | 2024-03-12 21:20 | THOR\acont | 2024-10-09 10:48
84b3f902-4c9d-4f7a-9323-adc2345178bb | NFPA 170 STROBE WALL |  |  | North | Edwards |  | Strobe |  |  |  | Module | TRUE | G4EWN-R |  | Strobe Expander, white, no markings, red Lens | 1 | 0 | 0.078 |  |  |  |  | FALSE | [5 empty] | #FF0070C0 | FA-NFPA 170 STROBE WALL | 1 | FALSE | FALSE | FALSE | 2023 | [13 empty] | FALSE | [7 empty] | THOR\acont | 2024-09-08 17:27 |  | [Edwards, Kidde] [NAC] [24 VDC] G4ERA-A, G4ERA-B, G4ERA-G, G4ERA-R, G4ERF-C, G4ERN-A, G4ERN-B, G4ERN-C, G4ERN-G, G4ERN-R, G4EWA-A, G4EWA-B, G4EWA-G, G4EWA-R, G4EWF-C, G4EWN-A, G4EWN-B, G4EWN-C, G4EWN-G, G4EWN-R, G4F-S2V1575, G4F-S2VM, G4F-S7V1575, G4F-S7 [Edwards, Kidde] [NAC] [16 VDC] G4ERA-A, G4ERA-B, G4ERA-G, G4ERA-R, G4ERF-C, G4ERN-A, G4ERN-B, G4ERN-C, G4ERN-G, G4ERN-R, G4EWA-A, G4EWA-B, G4EWA-G, G4EWA-R, G4EWF-C, G4EWN-A, G4EWN-B, G4EWN-C, G4EWN-G, G4EWN-R, G4F-S2V1575, G4F-S2VM, G4F-S7V1575, G4F-S7
f17d2aea-4c55-4a7d-bc8c-adc7cd246f2b | NFPA 170 HEAT DETECTOR |  |  | North | Monaco Enterprises |  | Heat Detector |  |  |  | Module | TRUE | 722-406-00 w/B200SR-WH | + | DETECTOR,HEAT:190 F,FIXED,INTELLIGENT,LOW PROFILE,HEAD | 1 | 0.0003 | 0.0065 |  |  |  |  | FALSE | TRUE |  |  |  |  | #FFFF0000 | FA-NFPA 170 HEAT DETECTOR | 1 | FALSE | FALSE | FALSE | 1403 | [13 empty] | FALSE |  |  | 190° |  |  | DESKTOP-7SAL8M7\acont | 2020-02-23 09:25 | THOR\acont | 2024-09-08 17:27 | Cloned from MIRCOM MIX-5251H w/B200SR | [Monaco Enterprises] [SLC SENSORS] 01 [*] 721-121-00 w/B200SR-LF-WH (C), 721-121-00 w/B200SR-WH (C), 721-121-00 w/B210LP (C), 721-121-00 w/B224RB-WH (C), 721-121-00 w/B501 (C), 721-124-00 w/B200SR-LF-WH (C), 721-124-00 w/B200SR-WH (C), 721-124-00 w/B210L [Monaco Enterprises] [SLC MODULES SENSORS] 01 [*] 708-026-01, 708-031-00, 721-121-00 w/B200SR-LF-WH (C), 721-121-00 w/B200SR-WH (C), 721-121-00 w/B210LP (C), 721-121-00 w/B224RB-WH (C), 721-121-00 w/B501 (C), 721-124-00 w/B200SR-LF-WH (C), 721-124-00 w/B [Monaco Enterprises] [SLC SENSORS] 01 [*] 721-121-00 w/B200SR-LF-WH (C), 721-121-00 w/B200SR-WH (C), 721-121-00 w/B210LP (C), 721-121-00 w/B224RB-WH (C), 721-121-00 w/B501 (C), 721-124-00 w/B200SR-LF-WH (C), 721-124-00 w/B200SR-WH (C), 721-124-00 w/B210L [MIRCOM, Monaco Enterprises] [AUX POWER] 721-121-00 w/B200SR-WH (C), 721-124-00 w/B200SR-WH (C), 722-121-00 w/B200SR-WH (C), 722-406-00 w/B200SR-WH (C), 723-345-00 w/B200SR-WH (C), 723-353-00 w/B200SR-WH (C), 723-361-00 w/B200SR-WH (C), MIX-1251AP w/B200 [Monaco Enterprises] [SLC MODULES/SENSORS] 01 [*] 721-121-00 w/B200SR-LF-WH (C), 721-121-00 w/B200SR-WH (C), 721-121-00 w/B210LP (C), 721-121-00 w/B224RB-WH (C), 721-121-00 w/B501 (C), 721-124-00 w/B200SR-LF-WH (C), 721-124-00 w/B200SR-WH (C), 721-124-00
746298e2-3487-43c4-88b9-adca0ff07609 | NFPA 170 MANUAL PULL |  |  | North | Edwards |  | Manual Station |  |  |  | Module | TRUE | XAL53 |  | Explosion Proof Pull Station, Class I(C,D), II(E,F,G), & III | 1 | [6 empty] | FALSE | [5 empty] | #FFFF0000 | FA-NFPA 170 MANUAL PULL | 1 | FALSE | FALSE | FALSE | 957 | [13 empty] | FALSE | [7 empty] | THOR\acont | 2024-09-08 17:27 |  | [Edwards, Kidde, Monaco Enterprises] [IDC] 01 1534-1, 200-GAOF, 270A-DPO, 270A-SPO, 270-DOC, 270-DOC-B, 270-DOC-F, 270-DPO, 270-GAO, 270-GAOB, 270-GAO-DOC, 270-GAO-DOCF, 270P-DPO, 270P-SPO, 270-SPO, 270-SPOW, 270-SPOWB, 270-SPOWF, 271-KR1/SR/GS, 276A-REL
aa5e87e0-4b84-4bb2-bf22-adcc5e3a9bd0 | NFPA 170 HORN STROBE |  |  | North | System Sensor |  | Horn/Strobe |  |  |  | Module | TRUE | P4RL | + | 4-Wire, Horn Strobe, Red | 1 | 0 | 0.44 |  |  |  |  | FALSE | FALSE |  |  |  |  | #FF0070C0 | FA-NFPA 170 HORN STROBE | 1 | FALSE | FALSE | FALSE | 2012 | [13 empty] | FALSE | [7 empty] | THOR\acont | 2024-09-08 17:27 |  | [System Sensor] [HORN] [#2 VDC, TEMPORAL HIGH] P4RL, P4WL [System Sensor] [STROBE] [VDC] P4RL, P4WL [System Sensor] [STROBE] [VFWR] P4RL, P4WL
2f4282f5-9c2b-4742-a692-adcc8279d9b9 | NFPA 170 STROBE WALL |  |  | North | System Sensor |  | Strobe |  |  |  | Module | TRUE | SRK-P | ++ | Strobe, Standard cd, Red, Outdoor, Plain | 1 | [6 empty] | FALSE | FALSE |  |  |  |  | #FF0070C0 | FA-NFPA 170 STROBE WALL | 1 | FALSE | FALSE | FALSE | 2023 | [13 empty] | FALSE |  |  | WP |  |  | DESKTOP-7EIEB7A\acont | 2021-05-05 14:27 | THOR\acont | 2024-09-08 17:27 | Cloned from System Sensor SRK | [Bosch, System Sensor] [NAC] [8-17.5VDC] SRK, SRK-P, SS-SRK, SWK, SWK-P [Bosch, System Sensor] [NAC] [16-33VFWR] SRK, SRK-P, SS-SRK, SWK, SWK-P [Bosch, System Sensor] [NAC] [16-33VDC] SRK, SRK-P, SS-SRK, SWK, SWK-P [Bosch, System Sensor] [NAC] [8-17.5VFWR] SRK, SRK-P, SS-SRK, SWK, SWK-P
0d377eff-81f6-41f7-93d6-add4bd48590d | NFPA 170 SMOKE CO DETECTOR |  |  | North | Notifier |  | Smoke/CO Detector |  |  |  | Module | TRUE | FPC-951 w/B501-WHITE | + | Intelligent multi-criteria photo/CO, bright white, Velociti w/ 4” Flangeless mounting base, bright white | 1 | 0.0002 | 0.0045 |  |  |  |  | FALSE | TRUE | FLUSH |  | 4" SQ. DEEP | 3 "O" PLASTER RING | #FFFF0000 | FA-NFPA 170 SMOKE CO DETECTOR | 1 | FALSE | FALSE | FALSE | 1407 | [13 empty] | FALSE | [5 empty] | DESKTOP-QGO6JOK\acont | 2021-08-06 10:21 | THOR\acont | 2024-09-08 17:27 | Cloned from Gamewell FCI MCS-COP3 w/B501-WHITE | [Honeywell, Notifier, System Sensor] [SLC MODULES SENSORS] [*] [#2 SHARED ADDR ¦ SENSORS] 2251B (C), 2251-COPTIR (C), 2251-COPTIR w/B200S-WH (C), 2251TB (C), 2251TMB (C), 5251B (C), 5251B-WP (C), 5251H (C), 5251RB (C), 5251RB-WP (C), 7251 (C), 7251DH (C) [Honeywell, Notifier, System Sensor] [SLC SENSORS] [*] [#4 TYPE ADDR ¦ SENSORS] 2251B (C), 2251-COPTIR (C), 2251-COPTIR w/B200S-WH (C), 2251TB (C), 2251TMB (C), 5251B (C), 5251B-WP (C), 5251H (C), 5251RB (C), 5251RB-WP (C), 7251 (C), 7251DH (C), DH200LP
807663a3-995d-4304-b6d9-add6045f6bf1 | NFPA 170 HEAT DETECTOR |  |  | North | Autocall |  | Heat Detector |  |  |  | Module | TRUE | A4098-9614 w/A4098-9684 | + | Electronic Heat Detector 2-Wire 200° F (93° C) with connection for remote LED | 1 | 0.0001 | 0.024 |  |  |  |  | TRUE | TRUE |  |  |  |  | #FFFF0000 | FA-NFPA 170 HEAT DETECTOR | 1 | FALSE | FALSE | FALSE | 1403 | [16 empty] | 200 |  |  | DESKTOP-0D6CQVA\lousc | 2019-07-06 09:21 | THOR\acont | 2024-09-08 17:27 | 20191121 AC Detector with base | [Autocall, Simplex] [IDC] 01 2098-9201 (C), 2098-9202 (C), 2098-9203 (C), 2098-9208 (C), 2098-9576 (C), 2099-9101 (C), 2099-9102 (C), 2099-9103 (C), 2099-9104 (C), 2099-9105 (C), 2099-9107 (C), 2099-9108 (C), 2099-9754 (C), 2099-9755 (C), 2099-9756 (C),
1be6922a-78b0-48ed-8140-addf0f2845c2 | NFPA 170 HEAT DETECTOR |  |  | North | MIRCOM |  | Heat Detector |  |  |  | Module | TRUE | MIX-5251RB w/B200SR-LF | + | White, Low-profile rate-of-rise thermal sensor, Low Frequency Sounder Base | 1 | 0.0003 | 0.0065 |  |  |  |  | FALSE | TRUE |  |  |  |  | #FFFF0000 | FA-NFPA 170 HEAT DETECTOR | 1 | FALSE | FALSE | FALSE | 1403 | [13 empty] | FALSE |  |  | LF¦R |  |  | DESKTOP-7SAL8M7\acont | 2019-04-12 13:12 | THOR\acont | 2024-09-08 17:27 | 20191121 AC Detector with base | [MIRCOM, Monaco Enterprises] [AUX POWER] [24 VDC] 721-121-00 w/B200SR-LF-WH (C), 721-124-00 w/B200SR-LF-WH (C), 722-121-00 w/B200SR-LF-WH (C), 722-406-00 w/B200SR-LF-WH (C), 723-345-00 w/B200SR-LF-WH (C), 723-353-00 w/B200SR-LF-WH (C), 723-361-00 w/B200S [MIRCOM] [SLC SENSORS] [*] [#4 TYPE ADDR ¦ SENSORS] DNR w/MIX-2251BR (C), DNR w/MIX-2351RAP (C), MIX-1251AP w/B200SR-LF-WH (C), MIX-1251AP w/B200SR-WH (C), MIX-1251AP w/B210LP (C), MIX-1251AP w/B224RB-WH (C), MIX-1251AP w/B501 (C), MIX-1251B w/B200SR-LF- [MIRCOM] [SLC MODULES SENSORS] [*] [#2 SHARED ADDR ¦ SENSORS] DNR w/MIX-2251BR (C), DNR w/MIX-2351RAP (C), MIX-1251AP w/B200SR-LF-WH (C), MIX-1251AP w/B200SR-WH (C), MIX-1251AP w/B210LP (C), MIX-1251AP w/B224RB-WH (C), MIX-1251AP w/B501 (C), MIX-1251B w/
f1e97380-d14e-4a5d-bc60-ade75d2d276d | NFPA 170 STROBE WALL |  |  | North | System Sensor |  | Strobe |  |  |  | Module | TRUE | SWLED-P | ++ | Strobe, Wall, White, Plain | 1 | 0 | 0.043 |  |  |  |  | FALSE | [5 empty] | #FF0070C0 | FA-NFPA 170 STROBE WALL | 1 | FALSE | FALSE | FALSE | 2023 | [13 empty] | FALSE | [5 empty] | DESKTOP-QGO6JOK\acont | 2023-10-19 06:59 | THOR\acont | 2024-09-08 17:27 | Cloned from System Sensor SWLED | [System Sensor] [NAC] [VDC] SGRKLED, SGRKLED-B, SGRKLED-P, SGRLED, SGRLED-B, SGWKLED, SGWKLED-B, SGWKLED-P, SGWLED, SGWLED-B, SRLED, SRLED-B, SRLED-P, SRLED-SP, SWLED, SWLED-ALERT, SWLED-B, SWLED-CLR-ALERT, SWLED-P, SWLED-SP
eb4b9800-2684-4d8d-b275-ade9e21bea40 | NFPA 170 FIRE ALARM COMMUNICATOR |  |  | North | Kingfisher |  | Communicator |  |  |  | Assembly | TRUE | 99952-L-1 |  | STAR Transmitter—6 zone—Low Band | 1 | [6 empty] | FALSE | [5 empty] | #FFFF0000 | FA-NFPA 170 FIRE ALARM COMMUNICATOR | 1 | FALSE | FALSE | FALSE | 251 | [8 empty] | 2.5,5 |  |  |  |  | FALSE | [5 empty] | DESKTOP-7EIEB7A\acont | 2021-12-23 10:37 | THOR\acont | 2024-09-08 17:27 | Cloned from Honeywell HWF2A-COM
cf72df3b-950a-477a-bba0-ade9fda6bcbf |  |  |  | North | Notifier |  | Cards & Components |  |  |  | Card | TRUE | AA-30 | + | 30 Watt Audio Amplifier, 25VRMS, 120VAC | 1 | 0.021 | 3.4 |  |  |  |  | TRUE |  | SURFACE |  | PROVIDED ("WX"HX"D) | N/A | #FFFFFFFF |  |  | FALSE | FALSE | FALSE |  |  |  | 7165-0028:0224 | [9 empty] | 30 | FALSE | [7 empty] | THOR\acont | 2024-10-09 10:48 |  | [Honeywell, Notifier] [IDC] [#2 TROUBLE] AA-30, AFP-100 Main Board, AFP-200 Main Board, BE-500 CPU, CPU-2020, CPU2-3030, CPU2-3030D, CPU2-640, CPU-320, CPU-320SYS, CPU-N16LD, CPU-N16LND, NCA-2, NCD, NFW-100X Main Board with PWRMOD24, NFW2-100 Main Board, [Notifier] [AUDIO LOW] AA-100, AA-120, AA-30, DS-AMP (25V, 125W), DS-AMP (70V, 100W) | [Notifier] AA-30
b17e7e35-9341-4d5d-a6e7-adeab65400b1 |  |  |  | North | Gamewell FCI |  | Hardware |  |  |  | Hardware | TRUE | 90520 | ++ | E3 CAB-B, C, D 18 A/H Seismic Battery Bracket Kit | 1 | [6 empty] | TRUE | [5 empty] | #FFFFFFFF |  |  | FALSE | FALSE | FALSE | [20 empty] | DESKTOP-7EIEB7A\acont | 2022-08-29 13:25 | THOR\acont | 2024-10-09 10:48 | Cloned from Gamewell FCI 90516 CLONED CLONED CLONED
32671340-3f82-431f-b55d-aded1d01685b | CADGEN KEYPAD |  |  | North | Bosch |  | Keypad Interface |  |  |  | Module | TRUE | D1255 | ++ | Keypad, fluorescent, off-white, SDI | 1 | 0.2 | 0.25 |  |  | 12 | [7 empty] | #FFFF0000 | FA-CADGEN KEYPAD | 1 | FALSE | FALSE | FALSE | [20 empty] | DESKTOP-7EIEB7A\acont | 2022-07-25 08:23 | THOR\acont | 2024-09-08 17:27 | Cloned from Bosch D1260 | [Bosch] [SDI BOSCH] [*] [ALL DEVICES ++] B426, B450, B450-CHI, B450-M, B901, D1255, D1255RB, D1255W, D1256RB, D1257RB, D1260, D1260B, D1260BLK, D1260R, D1260W
2e153cf4-45dc-4a69-b7b5-adef8fd6a08d | NFPA 170 HEAT DETECTOR |  |  | North | Gamewell FCI |  | Heat Detector |  |  |  | Module | TRUE | ATD-L3R-IV w/B224RB-IV | + | Thermal heat detector, 135°F rate of rise, ivory, Velociti/CLIP w/ Relay base, ivory | 1 | 0.0002 | 0.0045 |  |  |  |  | FALSE | TRUE | FLUSH |  | 4" SQ. DEEP | 3 "O" PLASTER RING | #FFFF0000 | FA-NFPA 170 HEAT DETECTOR | 1 | FALSE | FALSE | FALSE | 1403 | [13 empty] | FALSE |  |  | 135°, R |  |  | DESKTOP-7SAL8M7\acont | 2019-05-06 10:45 | THOR\acont | 2024-09-08 17:27 | 20191121 AC Detector with base | [Gamewell FCI] [SLC SENSORS] [*] [#4 TYPE ADDR ¦ SENSORS] ADPF (C), ASD-PL2F w/B200S-LF-WH (C), ASD-PL2F w/B210LP (C), ASD-PL2FR (C), ASD-PL3 w/B200S-LF-WH (C), ASD-PL3 w/B200SR-LF-WH (C), ASD-PL3 w/B200SR-WH (C), ASD-PL3 w/B224BI-WH (C), ASD-PL3 w/B224R [Gamewell FCI] [SLC MODULES SENSORS] [*] [#2 SHARED ADDR ¦ SENSORS] ADPF (C), ASD-PL2F w/B200S-LF-WH (C), ASD-PL2F w/B210LP (C), ASD-PL2FR (C), ASD-PL3 w/B200S-LF-WH (C), ASD-PL3 w/B200SR-LF-WH (C), ASD-PL3 w/B200SR-WH (C), ASD-PL3 w/B224BI-WH (C), ASD-P
446856b1-e33a-40ee-8b9c-adf67c7d5c1a |  |  |  | North | Simplex |  | Cards & Components |  |  |  | Card | TRUE | 4100-9621 |  | BASIC DIGITAL AUDIO OPERATION | 1 | 0.0874 | 0.333 |  |  |  |  | TRUE | [5 empty] | #FFFFFFFF |  |  | FALSE | FALSE | FALSE | [14 empty] | FALSE | [5 empty] | AULAPTOP-PC\Aulaptop | 2019-07-03 03:54 | THOR\acont | 2024-10-09 10:48 | Cloned from Simplex 4100-6052
bbd018fb-0caf-4522-b14c-adf99bae5184 |  |  |  | North | Monaco Enterprises |  | Cards & Components |  |  |  | Card | TRUE | 176-272-00 | ++ | Speaker Output Card (SOC), 25 VAC RMS, 32W, 1 Class A or 2 Class B speaker circuits | 1 | 0.02 | 1.353 |  |  |  |  | TRUE | [5 empty] | #FFFFFFFF |  |  | FALSE | FALSE | FALSE | [20 empty] | AULAPTOP-PC\Aulaptop | 2019-04-20 03:50 | THOR\acont | 2024-10-09 10:48 |  |  | [Monaco Enterprises] 176-272-00
d08c8a1a-e287-4df1-8f99-adfcbc22eef5 |  |  |  | North | Siemens | [5 empty] | Module | TRUE | ALCC | 500-650127 | AUDIO LEVEL CONVERSION CARD | 1 | [12 empty] | #FFFFFFFF |  |  | FALSE | FALSE | FALSE | [20 empty] | DESKTOP-7SAL8M7\acont | 2019-08-13 09:04 | THOR\acont | 2024-10-09 10:48
29e292b7-0580-4091-8711-adfd8e358515 | NFPA 170 HORN STROBE |  |  | North | Edwards |  | Horn/Strobe |  |  |  | Module | TRUE | 757-5A-T |  | 15cdWC Strobe, Horn 97 dbA Avg., Red | 1 | [6 empty] | FALSE | [5 empty] | #FF0070C0 | FA-NFPA 170 HORN STROBE | 1 | FALSE | FALSE | FALSE | 2012 | [13 empty] | FALSE | [7 empty] | THOR\acont | 2024-09-08 17:27 |  | [Edwards] [HORN] [16 VDC, HIGH] 757-5A-T, 757-5A-TW [Edwards] [NAC] [16 VFWR, HIGH] 757-5A-T, 757-5A-TW [Edwards] [NAC] [16 VDC, HIGH] 757-5A-T, 757-5A-TW [Edwards] [STROBE] [16 VDC] 757-5A-T, 757-5A-TW
8f357851-74d8-4574-b1cd-ae043b96b846 | NFPA 170 SMOKE CO DETECTOR |  |  | North | Kidde |  | Smoke/CO Detector |  |  |  | Module | TRUE | KIR-OSCD w/KI-ABLT BASE | ++ | Multisensor Smoke and CO Detector | 1 | 4.3e-05 | 7e-05 |  |  |  |  | FALSE | TRUE |  |  |  |  | #FFFF0000 | FA-NFPA 170 SMOKE CO DETECTOR | 1 | FALSE | FALSE | FALSE | 1408 | [13 empty] | FALSE | [5 empty] | DESKTOP-7EIEB7A\acont | 2023-05-24 19:31 | THOR\acont | 2024-09-08 17:27 | Cloned from Kidde KIR-OSHD w/KI-ABLT BASE | [Edwards, Kidde] [SLC EST MODULES/SENSORS] 01 [*] [iO64] DS-HFS (C), DS-PS (C), FX-HD w/IB4U BASE, FX-HD w/RB4U BASE, FX-HD w/SB4U BASE, FX-HD w/SB4U-LF BASE, FX-HD wB4U BASE, FX-PD w/B4U BASE (C), FX-PD w/IB4U BASE (C), FX-PD w/SB4U BASE (C), FX-PD w/SB [Kidde] [AUX POWER] [24VDC TC3/TC4 HIGH] KI-COD w/KI-ABLT BASE (C), KI-HCD w/KI-ABLT BASE, KI-HRD w/KI-ABLT BASE, KI-OSCD w/KI-ABLT BASE, KI-OSD w/KI-ABLT BASE, KI-PCD w/KI-ABLT BASE (C), KI-PD w/KI-ABLT BASE (C), KI-PHCD w/KI-ABLT BASE (C), KI-PHD w/KI- [Kidde] [AUX POWER] [24VDC TC4 LOW] KI-COD w/KI-ABLT BASE (C), KI-HCD w/KI-ABLT BASE, KI-HRD w/KI-ABLT BASE, KI-OSCD w/KI-ABLT BASE, KI-OSD w/KI-ABLT BASE, KI-PCD w/KI-ABLT BASE (C), KI-PD w/KI-ABLT BASE (C), KI-PHCD w/KI-ABLT BASE (C), KI-PHD w/KI-ABLT [Kidde] [AUX POWER] [24VDC TC3/TC4 LOW] KI-COD w/KI-ABLT BASE (C), KI-HCD w/KI-ABLT BASE, KI-HRD w/KI-ABLT BASE, KI-OSCD w/KI-ABLT BASE, KI-OSD w/KI-ABLT BASE, KI-PCD w/KI-ABLT BASE (C), KI-PD w/KI-ABLT BASE (C), KI-PHCD w/KI-ABLT BASE (C), KI-PHD w/KI-A [Kidde] [SLC EST MODULES SENSORS] [*] [#2 SHARED ADDR ¦ SENSORS] DS-HFS (C), DS-PS (C), FX-HD w/IB4U BASE, FX-HD w/RB4U BASE, FX-HD w/SB4U BASE, FX-HD w/SB4U-LF BASE, FX-HD wB4U BASE, FX-PD w/B4U BASE (C), FX-PD w/IB4U BASE (C), FX-PD w/SB4U BASE (C), FX [Kidde] [AUX POWER] [24VDC STEADY HIGH] KI-COD w/KI-ABLT BASE (C), KI-HCD w/KI-ABLT BASE, KI-HRD w/KI-ABLT BASE, KI-OSCD w/KI-ABLT BASE, KI-OSD w/KI-ABLT BASE, KI-PCD w/KI-ABLT BASE (C), KI-PD w/KI-ABLT BASE (C), KI-PHCD w/KI-ABLT BASE (C), KI-PHD w/KI-A [Kidde] [AUX POWER] [24VDC STEADY LOW] KI-COD w/KI-ABLT BASE (C), KI-HCD w/KI-ABLT BASE, KI-HRD w/KI-ABLT BASE, KI-OSCD w/KI-ABLT BASE, KI-OSD w/KI-ABLT BASE, KI-PCD w/KI-ABLT BASE (C), KI-PD w/KI-ABLT BASE (C), KI-PHCD w/KI-ABLT BASE (C), KI-PHD w/KI-AB [Edwards, Kidde] [SLC EST SENSORS] 01 [*] [EST3, iO1000] DS-HFS (C), DS-PS (C), FX-HD w/IB4U BASE, FX-HD w/RB4U BASE, FX-HD w/SB4U BASE, FX-HD w/SB4U-LF BASE, FX-HD wB4U BASE, FX-PD w/B4U BASE (C), FX-PD w/IB4U BASE (C), FX-PD w/SB4U BASE (C), FX-PD w/SB [Kidde] [SLC EST SENSORS] [*] [#4 TYPE ADDR ¦ SENSORS] DS-HFS (C), DS-PS (C), FX-HD w/IB4U BASE, FX-HD w/RB4U BASE, FX-HD w/SB4U BASE, FX-HD w/SB4U-LF BASE, FX-HD wB4U BASE, FX-PD w/B4U BASE (C), FX-PD w/IB4U BASE (C), FX-PD w/SB4U BASE (C), FX-PD w/SB4U [Kidde] [AUX POWER] [24VDC TC4 HIGH] KI-COD w/KI-ABLT BASE (C), KI-HCD w/KI-ABLT BASE, KI-HRD w/KI-ABLT BASE, KI-OSCD w/KI-ABLT BASE, KI-OSD w/KI-ABLT BASE, KI-PCD w/KI-ABLT BASE (C), KI-PD w/KI-ABLT BASE (C), KI-PHCD w/KI-ABLT BASE (C), KI-PHD w/KI-ABLT
896c6704-f0fe-48bf-9d5b-ae0704731de0 |  |  |  | North | Bosch |  | Cards & Components |  |  |  | Card | TRUE | FPD-7024 MAIN BOARD | ++ | Main Board | 1 | 0.2 | 0.38 |  |  | 24 |  | TRUE | [5 empty] | #FFFFFFFF |  |  | FALSE | FALSE | FALSE | [14 empty] | FALSE | [7 empty] | THOR\acont | 2024-10-09 10:48 |  | [Bosch] [IDC] [#3 SUPERVISORY ++] FPA-1000 Main Board, FPD-7024 MAIN BOARD [Bosch] [IDC] [#2 TROUBLE ++] FPA-1000 Main Board, FPD-7024 MAIN BOARD [Bosch] [IDC] [#1 ALARM ++] FPA-1000 Main Board, FPD-7024 MAIN BOARD | [Bosch] FPD-7024 MAIN BOARD
11e3b26e-d197-435a-b71b-ae163ea6877d |  |  |  | North | Edwards |  | Hardware |  |  |  | Hardware | TRUE | 3-CAB21B CABINET |  | Cabinet Hardware Only | 1 | [6 empty] | TRUE | [5 empty] | #FFFFFFFF |  |  | FALSE | FALSE | FALSE | [20 empty] | HOMEAUGUSTXPS-1\aucon | 2021-07-22 11:16 | THOR\acont | 2024-10-09 10:48 | Cloned from Edwards New Part
dcd03e8b-d3b2-482b-9300-ae2ae58c0ae8 |  |  |  | North | Eaton Wheelock |  | Cards & Components |  |  |  | Card | TRUE | PS-12/24-8 Main Board |  | NAC Power Supply, 8 Amp Main Board | 1 | 0.08 | 0.24 |  |  |  |  | TRUE | [5 empty] | #FFFFFFFF |  |  | FALSE | FALSE | FALSE | [14 empty] | FALSE | [7 empty] | THOR\acont | 2024-10-09 10:48 |  |  | [Advanced, Eaton Wheelock] AX-PSN104 Main Board, PS-12/24-8 Main Board
12813ed1-82ca-4824-8449-ae2d1ba83daf | NFPA 170 HORN STROBE |  |  | North | Hochiki |  | Horn/Strobe |  |  |  | Module | TRUE | HHSLF110R |  | Low Frequency Horn Strobe, Red, Wall | 1 | 0 | 0.326 |  |  |  |  | FALSE | [5 empty] | #FF0070C0 | FA-NFPA 170 HORN STROBE | 1 | FALSE | FALSE | FALSE | 2012 | [13 empty] | FALSE |  |  | LF |  |  | DESKTOP-7EIEB7A\acont | 2021-01-20 11:26 | THOR\acont | 2024-09-08 17:27 | Cloned from Gentex GHSLF110R | [Gentex, Hochiki] [NAC] [UL MAX, HIGH DB, TEMPORAL 3] GHSLF110R, GHSLF110W, HHSLF110R, HHSLF110W [Gentex, Hochiki] [NAC] [UL MAX, HIGH DB, TEMPORAL 4] GHSLF110R, GHSLF110W, HHSLF110R, HHSLF110W
8854b8df-f25b-4173-979b-ae300ff7f279 | CADGEN KEYPAD | CADGEN KEYPAD |  | North | DMP |  | Keypad Interface |  |  |  | Module | TRUE | 7830F | ++ | Fire Command Keypad | 1 | 0.084 | 0.108 |  |  |  |  | FALSE | [5 empty] | #FFFF0000 | FA-CADGEN KEYPAD | 1 | FALSE | FALSE | FALSE | 255 | [13 empty] | FALSE | [5 empty] | THOR\acont | 2023-11-28 14:31 | THOR\acont | 2024-09-08 17:27 | Cloned from DMP 7872 | [DMP, Honeywell] [DMP LX BUS] [*] [LX BUS] 630F, 6460W-2, 7060N-W, 7060-W, 7063N-W, 7063-W, 7070N-W, 7070-W, 7073N-W, 7073-W, 7463-W, 7830F, 7872, 7873
5c73b4f5-b2cf-4eb5-b840-ae3b8e95b5a6 | NFPA 170 SPEAKER STROBE CEILING |  |  | North | Kidde |  | Speaker/Strobe |  |  |  | Module | TRUE | EGCSVWN |  | Speaker/Strobe, Ceiling, White, None | 1 | [6 empty] | FALSE | TRUE |  |  |  |  | #FF0070C0 | FA-NFPA 170 SPEAKER STROBE CEILING | 1 | FALSE | FALSE | FALSE | 2020 | [13 empty] | FALSE |  |  | C |  |  | DESKTOP-7EIEB7A\acont | 2021-05-24 09:24 | THOR\acont | 2024-09-08 17:27 | Cloned from Edwards GCSVWN | [Edwards, Kidde] [NAC] [24 FWR] EGCSVRF (C), EGCSVRN (C), EGCSVWA (C), EGCSVWF (C), EGCSVWN (C), EGCVRF (C), EGCVRN (C), EGCVWF (C), EGCVWN (C), GCSVRF (C), GCSVRN (C), GCSVWA (C), GCSVWF (C), GCSVWN (C), GCVRF (C), GCVRN (C), GCVWF (C), GCVWN (C) [Edwards, Kidde] [AUDIO 70.7v] [70V AUDIO] EGCSRF (C), EGCSRN (C), EGCSVHRF (C), EGCSVHRF-FR (C), EGCSVHRF-SP (C), EGCSVHRN (C), EGCSVHWA (C), EGCSVHWF (C), EGCSVHWF-FR (C), EGCSVHWF-SP (C), EGCSVHWN (C), EGCSVRF (C), EGCSVRN (C), EGCSVWA (C), E [Edwards, Kidde] [NAC] [24 VDC] EGCSVRF (C), EGCSVRN (C), EGCSVWA (C), EGCSVWF (C), EGCSVWN (C), EGCVRF (C), EGCVRN (C), EGCVWF (C), EGCVWN (C), GCSVRF (C), GCSVRN (C), GCSVWA (C), GCSVWF (C), GCSVWN (C), GCVRF (C), GCVRN (C), GCVWF (C), GCVWN (C) [Edwards, Kidde] [AUDIO 25v] [25V AUDIO] EGCSRF (C), EGCSRN (C), EGCSVHRF (C), EGCSVHRF-FR (C), EGCSVHRF-SP (C), EGCSVHRN (C), EGCSVHWA (C), EGCSVHWF (C), EGCSVHWF-FR (C), EGCSVHWF-SP (C), EGCSVHWN (C), EGCSVRF (C), EGCSVRN (C), EGCSVWA (C), EGC
4b406d07-f469-4cb9-95d1-ae3e5c7da341 | NFPA 170 HEAT DETECTOR |  |  | North | Notifier |  | Heat Detector |  |  |  | Module | TRUE | 302-H-194 | ++ | Heat Detector, 194°F (90°C) | 1 | [6 empty] | FALSE | TRUE |  |  |  |  | #FFFF0000 | FA-NFPA 170 HEAT DETECTOR | 1 | FALSE | FALSE | FALSE | 1403 | [13 empty] | FALSE | [7 empty] | THOR\acont | 2024-09-08 17:27 | 20191121 AC Detector without base | [Chemtronics, Firelite, MIRCOM, Notifier, System Sensor] [IDC] 01 [*] [IDC 2-WIRE ++] 1151 (C), 1151EIS (C), 1400 (C), 1451 (C), 1451DH (C), 1451DHHT (C), 2100AT (C), 2100S (C), 2100TR (C), 2100TS (C), 2151 w/B110LP (C), 2151 w/B116LP (C), 2151 w/B401 (C
3fd3d0ec-6da9-4d94-92d0-ae3e8e25c136 | NFPA 170 HORN STROBE |  |  | North | Hochiki |  | Horn/Strobe |  |  |  | Module | TRUE | HHSLF15R |  | Low Frequency Horn Strobe, Red, Wall | 1 | 0 | 0.291 |  |  |  |  | FALSE | [5 empty] | #FF0070C0 | FA-NFPA 170 HORN STROBE | 1 | FALSE | FALSE | FALSE | 2012 | [13 empty] | FALSE |  |  | LF |  |  | DESKTOP-7EIEB7A\acont | 2021-01-20 11:26 | THOR\acont | 2024-09-08 17:27 | Cloned from Gentex GHSLF15R | [Gentex, Hochiki] [NAC] [UL MAX, HIGH DB, TEMPORAL 3] GHSLF15R, GHSLF15W, HHSLF15R, HHSLF15W [Gentex, Hochiki] [NAC] [UL MAX, HIGH DB, TEMPORAL 4] GHSLF15R, GHSLF15W, HHSLF15R, HHSLF15W
232275fb-6580-468e-b8c8-ae3f6fff17c8 | NFPA 170 HEAT DETECTOR |  |  | North | Edwards |  | Heat Detector |  |  |  | Module | TRUE | 302-135 |  | Heat Detector, rate compensated, 135F 57.2C | 1 | [6 empty] | FALSE | [5 empty] | #FFFF0000 | FA-NFPA 170 HEAT DETECTOR | 1 | FALSE | FALSE | FALSE | 1403 | [13 empty] | FALSE | [7 empty] | THOR\acont | 2024-09-08 17:27 | 20191121 AC Detector without base | [Edwards, Kidde, Monaco Enterprises] [IDC] 01 1534-1, 200-GAOF, 270A-DPO, 270A-SPO, 270-DOC, 270-DOC-B, 270-DOC-F, 270-DPO, 270-GAO, 270-GAOB, 270-GAO-DOC, 270-GAO-DOCF, 270P-DPO, 270P-SPO, 270-SPO, 270-SPOW, 270-SPOWB, 270-SPOWF, 271-KR1/SR/GS, 276A-REL
7dd2f5f1-4a80-427b-a2bd-ae3fc7f313e2 | NFPA 170 VOICE EVACUATION CONTROL UNIT |  |  | North | Hochiki |  | Voice Evac Control Unit |  |  |  | Assembly | TRUE | FNVMP16/P | + | Master Panel, 16 Switch Control, Master Fire Phone | 1 | [6 empty] | FALSE |  |  | *Refer to Install Sheet |  |  | #FFFF0000 | FA-NFPA 170 VOICE EVACUATION CONTROL UNIT | 1 | FALSE | FALSE | FALSE | 211 | [8 empty] | 7,12,18 |  |  |  |  | TRUE | [5 empty] | DESKTOP-7SAL8M7\acont | 2019-11-04 16:25 | THOR\acont | 2024-09-08 17:27
eef9e50b-88e2-45ee-8a4d-ae4b39a111f8 | NFPA 170 SPEAKER STROBE |  |  | North | Edwards |  | Speaker/Strobe |  |  |  | Module | TRUE | 757-7A-SS70 |  | 15/75cd Strobe, Cone Speaker, 70V .25 .5, 1, 2w, red | 1 | [6 empty] | FALSE | [5 empty] | #FF0070C0 | FA-NFPA 170 SPEAKER STROBE | 1 | FALSE | FALSE | FALSE | 2019 | [13 empty] | FALSE | [7 empty] | THOR\acont | 2024-09-08 17:27 |  | [Edwards, Kidde] [AUDIO 70.7v] [70V AUDIO] 757-1A-R70, 757-1A-R70W, 757-3A-RS70, 757-3A-RS70W, 757-7A-RS70, 757-7A-RS70W, 757-7A-RS70WA, 757-7A-SS70, 757-7A-SS70W, 757-8A-RS70, 757-8A-RS70W, 757-8A-RS70WA, INT-3A-RS70, INT-3A-RS70W, INT-7A-RS70, INT-7A-R [Edwards, Kidde] [NAC] [16 VDC, HIGH] 757-7A-RS25, 757-7A-RS25W, 757-7A-RS70, 757-7A-RS70W, 757-7A-SS25, 757-7A-SS25W, 757-7A-SS70, 757-7A-SS70W, 757-7A-T, 757-7A-TW, INT-7A-RS25, INT-7A-RS25W, INT-7A-RS70, INT-7A-RS70W [Edwards, Kidde] [NAC] [16 VFWR, HIGH] 757-7A-RS25, 757-7A-RS25W, 757-7A-RS70, 757-7A-RS70W, 757-7A-SS25, 757-7A-SS25W, 757-7A-SS70, 757-7A-SS70W, 757-7A-T, 757-7A-TW, INT-7A-RS25, INT-7A-RS25W, INT-7A-RS70, INT-7A-RS70W
9d39ffd3-5981-4f0d-82bf-ae4fa874a513 | NFPA 170 HORN CEILING |  |  | North | Eaton Wheelock |  | Horn |  |  |  | Module | TRUE | LHNWC3 |  | HRN,CEILING,WHT | 1 | [7 empty] | TRUE |  |  |  |  | #FF0070C0 | FA-NFPA 170 HORN CEILING | 1 | FALSE | FALSE | FALSE | 2011 | [16 empty] | C |  |  | DESKTOP-7SAL8M7\acont | 2020-10-28 07:26 | THOR\acont | 2024-09-08 17:27 | Cloned from Siemens SLHWW CLONED | [Eaton Wheelock] [NAC] [UL MAX, HIGH DB] LHNRC3 (C), LHNWC3 (C)
cb790579-2b94-4c63-bc79-ae54628577c1 | NFPA 170 STROBE CEILING |  |  | North | Eaton Wheelock |  | Strobe |  |  |  | Module | TRUE | LSTWC3-AL |  | CEILING STROBE "ALERT" MARKING | 1 | [6 empty] | TRUE | TRUE |  |  |  |  | #FF0070C0 | FA-NFPA 170 STROBE CEILING | 1 | FALSE | FALSE | FALSE | 2022 | [19 empty] | DESKTOP-QMKR22O\aucon | 2020-07-31 12:49 | THOR\acont | 2024-09-08 17:27 | Cloned from Eaton Wheelock New Part CLONED | [Eaton Wheelock] [NAC] [UL MAX] LSTRC3 (C), LSTRC3-AL (C), LSTWC3 (C), LSTWC3-AL (C)
8a7f96fa-bc79-40bd-a795-ae558e5f82db | NFPA 170 SMOKE HEAT DETECTOR |  |  | North | Autocall |  | Smoke/Heat Detector |  |  |  | Module | TRUE | A4098-5602 | ++ | Photo-Heat detector listed to UL. | 1 | 7e-05 | 0.033 |  |  | 33 | 10.5 | FALSE | TRUE |  |  |  |  | #FFFF0000 | FA-NFPA 170 SMOKE HEAT DETECTOR | 1 | FALSE | FALSE | FALSE | 1408 | [13 empty] | FALSE | [5 empty] | THOR\acont | 2023-11-22 13:35 | THOR\acont | 2024-09-08 17:27 | Cloned from Autocall A4098-9019 (Prism) | [Autocall] [IDC] [*] [#1 ALARM] A4098-5601 (C), A4098-5602 (C), A4098-5610 (C), A4098-5611 (C), A4098-5612 (C), A4098-5613 (C)
8492c0fc-bad1-43b3-8294-ae5645ade254 |  |  |  | North | Autocall |  | Hardware |  |  |  | Hardware | TRUE | A010-6305 |  | 25V regulator harness for 8 point zone/relay module. One required for each 8 point zone/relay module to be powered by the A010-9916 25V regulator module. A maximum quantity of five 8 point zone/relay modules can be powered from the A010-9916 25 V regulator module | 1 | 0 | 0 |  |  |  |  | TRUE | [5 empty] | #FFFFFFFF |  |  | FALSE | FALSE | FALSE | [20 empty] | DESKTOP-7SAL8M7\acont | 2020-03-10 06:52 | THOR\acont | 2024-10-09 10:48 | Cloned from AutoCall 2081-9275
27bd7034-02f9-44b9-a98b-ae65530570aa | NFPA 170 HEAT DETECTOR |  |  | North | Simplex |  | Heat Detector |  |  |  | Module | TRUE | 4098-9612 w/4098-9682 | + | Electronic Heat Detector 4-Wire 135° F (57° C) with auxiliary alarm relay output | 1 | 0.0001 | 0.024 |  |  |  |  | TRUE | TRUE |  |  |  |  | #FFFF0000 | FA-NFPA 170 HEAT DETECTOR | 1 | FALSE | FALSE | FALSE | 1403 | [16 empty] | 135 |  |  | DESKTOP-7EIEB7A\acont | 2022-02-15 10:16 | THOR\acont | 2024-09-08 17:27 | Cloned from Autocall A4098-9612 w/A4098-9682 | [Autocall, Simplex] [AUX POWER] [4-WIRE AUX POWER] 4098-9601 w/4098-9682 (C), 4098-9602 w/4098-9682 (C), 4098-9605 w/4098-9682 (C), 4098-9612 w/4098-9682 (C), 4098-9612E w/4098-9682E (C), 4098-9613 w/4098-9682 (C), 4098-9613E w/4098-9682E (C), 4098-9614 [Autocall, Simplex] [IDC] 01 2098-9201 (C), 2098-9202 (C), 2098-9203 (C), 2098-9208 (C), 2098-9576 (C), 2099-9101 (C), 2099-9102 (C), 2099-9103 (C), 2099-9104 (C), 2099-9105 (C), 2099-9107 (C), 2099-9108 (C), 2099-9754 (C), 2099-9755 (C), 2099-9756 (C), | [Autocall, Simplex] 4098-9612 w/4098-9682, 4098-9612E w/4098-9682E, 4098-9612E w/4098-9683E, 4098-9612E w/4098-9684E, 4098-9612E w/4098-9788E, 4098-9613 w/4098-9682, 4098-9613E w/4098-9682E, 4098-9613E w/4098-9683E, 4098-9613E w/4098-9684E, 4098-9613E w/4
84a354f0-f71c-410b-91c1-ae6955443208 | NFPA 170 HEAT DETECTOR |  |  | North | Firelite |  | Heat Detector |  |  |  | Module | TRUE | H355 w/B210LP | + | White, Low-profile 135°F fixed thermal sensor, Standard Base | 1 | 0.0003 | 0.0065 |  |  |  |  | FALSE | TRUE |  |  |  |  | #FFFF0000 | FA-NFPA 170 HEAT DETECTOR | 1 | FALSE | FALSE | FALSE | 1403 | [13 empty] | FALSE |  |  | 135° |  |  | DESKTOP-7SAL8M7\acont | 2019-03-28 06:30 | THOR\acont | 2024-09-08 17:27 | 20191121 AC Detector with base | [Firelite, System Sensor] [SLC MODULES SENSORS] [*] [#2 SHARED ADDR ¦ SENSORS] AD355 w/B200SR-LF-WH (C), AD355 w/B200SR-WH (C), AD355 w/B210LP (C), AD355 w/B224BI-WH (C), AD355 w/B224RB-WH (C), AD355 w/B501 (C), BEAM355 (C), BEAM355S (C), CP355 w/B200SR- [Firelite, System Sensor] [SLC SENSORS] [*] [#4 TYPE ADDR ¦ SENSORS] AD355 w/B200SR-LF-WH (C), AD355 w/B200SR-WH (C), AD355 w/B210LP (C), AD355 w/B224BI-WH (C), AD355 w/B224RB-WH (C), AD355 w/B501 (C), BEAM355 (C), BEAM355S (C), CP355 w/B200SR-WH (C), CP
24a4bafb-bf55-48c1-865a-ae6e78208be1 |  |  |  | North | Evax |  | Cards & Components |  |  |  | Card | TRUE | HMX-MBK | + | Motherboard Relay Card | 1 | 0.003 | 0.031 |  |  |  |  | TRUE | [5 empty] | #FFFFFFFF |  |  | FALSE | FALSE | FALSE | [20 empty] | DESKTOP-7SAL8M7\acont | 2020-07-16 11:07 | THOR\acont | 2024-10-09 10:48 | Cloned from Hochiki FNV-MBK
7e8a6460-62ba-4b11-a50f-ae705bff84b5 |  |  |  | North | Silent Knight |  | Cards & Components |  |  |  | Card | TRUE | 5808 Main Board | ++ | Main Board | 1 | 0.17 | 0.365 | 6 |  | 24 |  | TRUE | [5 empty] | #FFFFFFFF |  |  | FALSE | FALSE | FALSE | [14 empty] | FALSE | [7 empty] | THOR\acont | 2024-10-09 10:48 |  | [Silent Knight] [IDC] [#3 SUPERVISORY] 5104B Main Board, 5204 Main Board, 5207 Main Board, 5208 Main Board, 5600 Main Board, 5700 Main Board, 5808 Main Board, 5820XL Main Board, 6700 Main Board, 6808 Main Board, 6820 Main Board, 6820EVS Main Board, SK-2 [Farenhyt, Silent Knight, Stanley Security Solutions] [VAC ] 5104B Main Board, 5204 Main Board, 5207 Main Board, 5208 Main Board, 5495 Main Board, 5496 Main Board, 5499 Main Board, 5600 Main Board, 5700 Main Board, 5808 Main Board, 5820XL Main Board, 588 [Silent Knight] [IDC] [#1 ALARM] 5104B Main Board, 5204 Main Board, 5207 Main Board, 5208 Main Board, 5600 Main Board, 5700 Main Board, 5808 Main Board, 5820XL Main Board, 5895XL Main Board, 6700 Main Board, 6808 Main Board, 6820 Main Board, 6820EVS Main [Silent Knight] [IDC] [#2 TROUBLE] 5104B Main Board, 5204 Main Board, 5207 Main Board, 5208 Main Board, 5495 Main Board, 5600 Main Board, 5700 Main Board, 5808 Main Board, 5820XL Main Board, 5895XL Main Board, 6700 Main Board, 6808 Main Board, 6820 Main | [Silent Knight] 5808 Main Board
5975d3e0-2e5d-4e20-9d76-ae72252e2f50 | NFPA 170 DUCT SMOKE DETECTOR |  |  | North | Notifier |  | Duct Smoke Detector |  |  |  | Module | TRUE | DH200LP | ++ | Intelligent Duct Detector Housing | 1 | 0.0003 | 0.0003 |  |  |  |  | FALSE | TRUE |  |  |  |  | #FFFF0000 | FA-NFPA 170 DUCT SMOKE DETECTOR | 1 | FALSE | FALSE | FALSE | 1400 | [13 empty] | FALSE | [7 empty] | THOR\acont | 2024-09-08 17:27 | 20191121 AC Detector without base | [Honeywell, Notifier, System Sensor] [SLC SENSORS] [*] [#4 TYPE ADDR ¦ SENSORS] 2251B (C), 2251-COPTIR (C), 2251-COPTIR w/B200S-WH (C), 2251TB (C), 2251TMB (C), 5251B (C), 5251B-WP (C), 5251H (C), 5251RB (C), 5251RB-WP (C), 7251 (C), 7251DH (C), DH200LP [Honeywell, Notifier, System Sensor] [SLC MODULES SENSORS] [*] [#2 SHARED ADDR ¦ SENSORS] 2251B (C), 2251-COPTIR (C), 2251-COPTIR w/B200S-WH (C), 2251TB (C), 2251TMB (C), 5251B (C), 5251B-WP (C), 5251H (C), 5251RB (C), 5251RB-WP (C), 7251 (C), 7251DH (C)
c321fee2-b232-4dbd-bc33-ae72bdb8f2d1 | NFPA 170 SPEAKER STROBE |  |  | North | System Sensor |  | Speaker/Strobe |  |  |  | Module | TRUE | SPSRL-SP | + | Speaker/Strobe Wall Mount, Fuego, Red | 1 | 0 | 0.017 |  |  |  |  | FALSE | [5 empty] | #FF0070C0 | FA-NFPA 170 SPEAKER STROBE | 1 | FALSE | FALSE | FALSE | 2019 | [13 empty] | FALSE | [7 empty] | THOR\acont | 2024-09-08 17:27 |  | [BluePoint, System Sensor] [NAC] [VFWR] BP04-101LP, BP04-111LP, BP04-A101LP, BP04-A111LP, SGRL, SGWL, SPSRL, SPSRL-P, SPSRL-SP, SPSWL, SPSWL-ALERT, SPSWL-CLR-ALERT, SPSWL-P, SRL, SRL w/ WAV-RL, SRL-P, SRL-SP, SWL, SWL w/ WAV-WL, SWL-ALERT, SWL-CLR-ALERT, [BluePoint, System Sensor] [AUDIO 70.7v] [70V AUDIO] BP04-111LP, BP04-A111LP, SPRL, SPSR, SPSRL, SPSRL-P, SPSRL-SP, SPSW, SPSWL, SPSWL-ALERT, SPSWL-CLR-ALERT, SPSWL-P, SPWL [BluePoint, System Sensor] [AUDIO 25v] [25V AUDIO] BP04-111LP, BP04-A111LP, SPRL, SPSR, SPSRL, SPSRL-P, SPSRL-SP, SPSW, SPSWL, SPSWL-ALERT, SPSWL-CLR-ALERT, SPSWL-P, SPWL [BluePoint, System Sensor] [NAC] [VDC] BP04-101LP, BP04-111LP, BP04-A101LP, BP04-A111LP, SGRL, SGWL, SPSRL, SPSRL-P, SPSRL-SP, SPSWL, SPSWL-ALERT, SPSWL-CLR-ALERT, SPSWL-P, SRL, SRL w/ WAV-RL, SRL-P, SRL-SP, SWL, SWL w/ WAV-WL, SWL-ALERT, SWL-CLR-ALERT,
89bc726d-c6af-4e46-9685-ae78fb46b52e | NFPA 170 SPEAKER STROBE CEILING |  |  | North | Edwards |  | Speaker/Strobe |  |  |  | Module | TRUE | 965-8A-8RW |  | 110cdW, 60cdC Strobe, 8" Round Cone, 70V .5, 1, 2, 4w | 1 | [6 empty] | FALSE | TRUE |  |  |  |  | #FF0070C0 | FA-NFPA 170 SPEAKER STROBE CEILING | 1 | FALSE | FALSE | FALSE | 2020 | [13 empty] | FALSE |  |  | C |  |  |  |  | THOR\acont | 2024-09-08 17:27
df384267-1fd3-440d-9186-ae796e25b144 | NFPA 170 HORN CEILING |  |  | North | Siemens |  | Horn |  |  |  | Module | TRUE | CH-CW | 500-636024 | CHIME WHITE CEILING | 1 | [7 empty] | TRUE |  |  |  |  | #FF0070C0 | FA-NFPA 170 HORN CEILING | 1 | FALSE | FALSE | FALSE | [17 empty] | CH |  |  | DESKTOP-7SAL8M7\acont | 2019-08-13 09:04 | THOR\acont | 2024-09-08 17:27 |  | [Siemens] [NAC] [16-33VDC] CH-CW (C), CH-R, CH-W
8916e4a4-8d06-4c99-ae6d-ae7ca7bcff73 | 170 BASIC SHAPE |  |  | North | Edwards |  | Miscellaneous |  |  |  | Assembly | TRUE | 3-CAB14B |  | Back Box /w 14 LRM Space w/o Door | 1 | [12 empty] | #FFFF0000 | FA-170 BASIC SHAPE | 1 | FALSE | FALSE | FALSE | [14 empty] | TRUE | [7 empty] | THOR\acont | 2024-09-08 17:27
2bbc1b44-69ad-4668-8e6b-ae7e294fabc0 | NFPA 170 REMOTE ANNUNCIATOR | RISER ANNUNCIATOR |  | North | Potter |  | Remote Annunciator |  |  |  | Module | TRUE | RA-6006 |  | LCD Remote Annunciator | 1 | 0.02 | 0.025 |  |  |  |  | TRUE | [5 empty] | #FFFF0000 | FA-NFPA 170 REMOTE ANNUNCIATOR | 1 | FALSE | FALSE | FALSE | 255 | [13 empty] | FALSE | [7 empty] | THOR\acont | 2024-09-08 17:27 |  | [Potter] [P-LINK] [*] RA-6006, RA-6075, RA-6075R, RA-6500, RA-6500F, RA-6500R, RA-7630, RA-7692
c98bb0cd-4855-4a6d-bbd3-ae840e23608d | NFPA 170 HEAT DETECTOR |  |  | North | Hochiki |  | Heat Detector |  |  |  | Module | TRUE | DFE-190 w/HSC-220L LATCHING LED BASE | DFE-190 w/HSC-220L LATCHING LED BASE | HEAT DETECTOR w/ LATCHING LED BASE | 1 |  | 0.223 |  |  |  |  | TRUE | TRUE |  | *Refer to Install Sheet |  |  | #FFFF0000 | FA-NFPA 170 HEAT DETECTOR | 1 | FALSE | FALSE | FALSE | 1403 | [16 empty] | L |  |  | DESKTOP-0D6CQVA\lousc | 2019-10-12 07:53 | THOR\acont | 2024-09-08 17:27 | Cloned from Hochiki DCD-135 w/HSC-220L LATCHING LED BASE | [Hochiki] [IDC] 01 [IDC] DCD-135 w/HSC-220L LATCHING LED BASE (C), DCD-135 w/HSC-220R - 2 WIRE RELAY BASE (C), DCD-135 w/HSC-221L LATCHING LED BASE (C), DCD-135 w/HSC-221R - 2 WIRE RELAY BASE (C), DCD-135 w/HSC-224L LATCHING LED BASE (C), DCD-135 w
5a5eaeb7-758a-4327-adaa-ae8f14efcf78 | NFPA 170 HORN STROBE |  |  | North | Potter |  | Horn/Strobe |  |  |  | Module | TRUE | YL60 |  | Explosion Proof Horn Strobe | 1 | [6 empty] | FALSE | [5 empty] | #FF0070C0 | FA-NFPA 170 HORN STROBE | 1 | FALSE | FALSE | FALSE | 2012 | [13 empty] | FALSE | [7 empty] | THOR\acont | 2024-09-08 17:27 |  | [Potter] [NAC] [24 VDC] YL60
3a24eae2-9d3e-4db9-a1ad-ae93950e09bf |  |  |  | North | Edwards |  | Hardware |  |  |  | Hardware | TRUE | G4VRN-CVR | ++ | Replacement Appliance Cover, Strobe, Red, None | 1 | [12 empty] | #FFFFFFFF |  |  | FALSE | FALSE | FALSE | [20 empty] | THOR\acont | 2024-06-05 08:44 | THOR\acont | 2024-10-09 10:48 | Cloned from Edwards G4VRA-CVR CLONED CLONED CLONED
533ecd7a-95c6-4db5-966f-ae9927655e74 |  |  |  | North | Potter | [5 empty] | Module | TRUE | Sludge Kit |  | 5 Year Deposit Sludge Test Kit | 1 | [6 empty] | FALSE | [5 empty] | #FFFFFFFF |  |  | FALSE | FALSE | FALSE | [14 empty] | FALSE | [7 empty] | THOR\acont | 2024-10-09 10:48
bf032742-56d3-4b3f-8660-ae995330c17f |  |  |  | North | Edwards |  | Cards & Components |  |  |  | Card | TRUE | 30902US |  | 2.5 Amp 24V DC Regulated Power Supply | 1 | [6 empty] | TRUE | [5 empty] | #FFFFFFFF |  |  | FALSE | FALSE | FALSE | [14 empty] | FALSE | [7 empty] | THOR\acont | 2024-10-09 10:48
3eb6151f-02da-413d-9447-aea009064583 | NFPA 170 FIRE ALARM CONTROL UNIT | RISER FACP |  | North | Edwards |  | Fire Alarm Control Unit |  |  |  | Assembly | TRUE | 3X-SFS1R |  | FACP /w CPU, 1 loop, 4 NACs, 10A power supply, red | 1 | [6 empty] | FALSE | [5 empty] | #FFFF0000 | FA-NFPA 170 FIRE ALARM CONTROL UNIT | 1 | FALSE | FALSE | FALSE | 202 | [8 empty] | 7,12,18 |  |  |  |  | TRUE | [7 empty] | THOR\acont | 2024-09-08 17:27
615d9951-a996-4973-99ba-aeb13e831823 | NFPA 170 MANUAL PULL |  |  | North | Simplex |  | Manual Station |  |  |  | Module | TRUE | 2099-9757 | ++ | Non-Coded, Non-Addressable Manual Station, Double Action | 1 | [6 empty] | FALSE | TRUE | Flush | Single gang box 2-1/2" deep 4" square box, 2-1/8" (54 mm) minimum | 5" H x 3-3/4" W x 1" D (127 mm x 95 mm x 25 mm) |  | #FFFF0000 | FA-NFPA 170 MANUAL PULL | 1 | FALSE | FALSE | FALSE | 1408 | [13 empty] | FALSE |  |  | SBP |  |  | DESKTOP-7EIEB7A\acont | 2023-03-07 06:38 | THOR\acont | 2024-09-08 17:27 | Cloned from Simplex 2099-9103 CLONED CLONED CLONED CLONED | [Autocall, Simplex] [IDC] 01 2098-9201 (C), 2098-9202 (C), 2098-9203 (C), 2098-9208 (C), 2098-9576 (C), 2099-9101 (C), 2099-9102 (C), 2099-9103 (C), 2099-9104 (C), 2099-9105 (C), 2099-9107 (C), 2099-9108 (C), 2099-9754 (C), 2099-9755 (C), 2099-9756 (C),
34b6c0b8-fdc8-4a45-ae27-aec1f652128d | NFPA 170 HEAT DETECTOR |  |  | North | Fenwal |  | Heat Detector |  |  |  | Module | TRUE | 27121-20 190°F |  | Vertical, Stainless Steel 190°F | 1 | [6 empty] | FALSE | TRUE |  |  |  |  | #FFFF0000 | FA-NFPA 170 HEAT DETECTOR | 1 | FALSE | FALSE | FALSE | 1403 | [13 empty] | FALSE |  |  | 190° |  |  | DESKTOP-7SAL8M7\acont | 2020-11-17 10:21 | THOR\acont | 2024-09-08 17:27 | Cloned from Fenwal 27121-20 140°F | [Fenwal] [IDC] 01 12-E27121-000-04-0T (C), 12-F27121-000-06-0T (C), 12-X27020-000 (C), 12-X27020-001 (C), 12-X27021-000 (C), 12-X27021-001 (C), 12-X27121-000-600 (C), 12-X27121-001-600 (C), 27020-0 140°F (C), 27020-0 190°F (C), 27020-1 140°F (C), 27021-0
ed062549-da0c-40db-bcda-aec64520e787 | NFPA 170 CELL COMM | RISER CELL COMM |  | North | Telguard |  | Cellular Communicator |  |  |  | Module | TRUE | TG-7A w/(2) TG-PEM | + | Commercial Fire & Central Station Monitoring Cellular Alarm Communicator For LTE Networks w/(2) TG-PEM | 1 | [6 empty] | FALSE | [5 empty] | #FFFF0000 | FA-NFPA 170 CELL COMM | 1 | FALSE | FALSE | FALSE | 250 | [13 empty] | FALSE | [5 empty] | DESKTOP-7EIEB7A\acont | 2022-02-25 15:51 | THOR\acont | 2024-09-08 17:27 | Cloned from Telguard TG-7FS w/TG-PEM | [Telguard] [IDC] [#2 SUPERVISORY INPUT] TG-7A, TG-7A w/(2) TG-PEM, TG-7FE, TG-7FP, TG-7FS, TG-7FS LTE + TG-PEM, TG-7FS w/(2) TG-PEM [Telguard] [AUX POWER] [12VDC AUX INPUT] TG-7A w/(2) TG-PEM, TG-7FS LTE + TG-PEM, TG-7FS w/(2) TG-PEM, TG-PEM [Telguard] [IDC] [#1 SUPERVISORY INPUT] TG-7A, TG-7A w/(2) TG-PEM, TG-7FE, TG-7FP, TG-7FS, TG-7FS LTE + TG-PEM, TG-7FS w/(2) TG-PEM [Telguard] [DACT] [#1 DACT] TG-7A, TG-7A w/(2) TG-PEM, TG-7FE, TG-7FP, TG-7FS, TG-7FS LTE + TG-PEM, TG-7FS w/(2) TG-PEM [Telguard] [AUX POWER] [24VDC AUX INPUT] TG-7A w/(2) TG-PEM, TG-7FS LTE + TG-PEM, TG-7FS w/(2) TG-PEM, TG-PEM | [Telguard] TG-7A w/(2) TG-PEM, TG-7FS w/(2) TG-PEM
68c43873-9a82-4928-9b81-aecf80814aca | NFPA 170 STROBE WALL |  |  | North | Bosch |  | Strobe |  |  |  | Module | TRUE | W-STR | ++ | Wall-mount Multi-candela Strobe (two-wire, 12/24 V, red) | 1 | [6 empty] | TRUE | FALSE |  |  |  |  | #FF0070C0 | FA-NFPA 170 STROBE WALL | 1 | FALSE | FALSE | FALSE | 2020 | [16 empty] | LF |  |  | DESKTOP-7EIEB7A\acont | 2022-08-26 12:38 | THOR\acont | 2024-09-08 17:27 | Cloned from Eaton Wheelock W-HSRC | [Bosch] [NAC] [24 VDC] W-STR, W-STW
e7ae7a63-117f-4b68-822e-aecfc5660976 | FIRE ALARM PANEL |  |  | North | Consilium |  | Fire Alarm Panel |  |  |  | Module | TRUE | 5100195-80A | ++ | Control/Repeater M 4.3 Cruise | 1 | 0.1 | 0.27 |  |  | 24 |  | FALSE | [5 empty] | #FFFF0000 | FA-FIRE ALARM PANEL | 1 | FALSE | FALSE | FALSE | 257 | [13 empty] | FALSE | [5 empty] | THOR\acont | 2023-09-19 06:31 | THOR\acont | 2024-09-08 17:27 | Cloned from Consilium 5100195-20A CLONED | [Consilium] [AUX POWER] [*] [ALL DEVICES ++] 5100096-20A, 5100195-20A, 5100195-30A, 5100195-40A, 5100195-50A, 5100195-80A [Consilium] [IDC] [#1 RELAY] 5100096-20A, 5100195-20A, 5100195-30A, 5100195-40A, 5100195-50A, 5100195-80A [Consilium] [RS-485] [ALL DEVICES ++] 5100096-20A, 5100195-20A, 5100195-30A, 5100195-40A, 5100195-50A, 5100195-80A [Consilium] [IDC] [#2 RELAY] 5100096-20A, 5100195-20A, 5100195-30A, 5100195-40A, 5100195-50A, 5100195-80A | [Consilium] 5100096-20A, 5100195-20A, 5100195-30A, 5100195-40A, 5100195-50A, 5100195-80A
91141db6-fb54-4ddb-9ce2-aed155a468e6 |  |  |  | North | Hochiki |  | Cards & Components |  |  |  | Card | TRUE | FN2127US0ERS120 Main Board |  | Main Board | 1 | 0.35 | 0.62 |  |  |  |  | TRUE | [5 empty] | #FFFFFFFF |  |  | FALSE | FALSE | FALSE | [20 empty] | DESKTOP-GHR3H5U\Anthony | 2019-11-26 15:53 | THOR\acont | 2024-10-09 10:48
c9030e5c-1139-47f2-98b3-aed373a82069 | NFPA 170 HORN STROBE |  |  | North | Eaton Wheelock |  | Horn/Strobe |  |  |  | Module | TRUE | ELFHSW-AL | + | WALL SOUNDER STROBE, WHITE, ALERT, LOW FREQ | 1 | [6 empty] | TRUE | [5 empty] | #FF0070C0 | FA-NFPA 170 HORN STROBE | 1 | FALSE | FALSE | FALSE | 2020 | [16 empty] | LF |  |  | DESKTOP-7EIEB7A\acont | 2021-05-13 07:51 | THOR\acont | 2024-09-08 17:27 | Cloned from Eaton Wheelock ELFHSW | [Eaton Wheelock] [NAC] [24VDC, MAX] ELFHSR, ELFHSR-AL, ELFHSRC (C), ELFHSRC-AL (C), ELFHSRC-CO (C), ELFHSRC-N (C), ELFHSR-CO, ELFHSR-N, ELFHSW, ELFHSW-AL, ELFHSWC (C), ELFHSWC-AL (C), ELFHSWC-CO (C), ELFHSWC-N (C), ELFHSW-CO, ELFHSW-N
8a2ec8e7-ed2c-46d3-9ae7-aed9968d3b56 | NFPA 170 SMOKE HEAT DETECTOR |  |  | North | Potter |  | Smoke/Heat Detector |  |  |  | Module | TRUE | PAD200-PHD w/PAD100-6DB (Split) | + | Photoelectric Smoke/Heat Detector with 6" Standard Base | 1 | 0.0003 | 0.0003 |  |  |  |  | FALSE | TRUE |  |  |  |  | #FFFF0000 | FA-NFPA 170 SMOKE HEAT DETECTOR | 1 | FALSE | FALSE | FALSE | 1411 | [13 empty] | FALSE |  |  | 6DB |  |  | THOR\acont | 2025-02-13 08:09 |  |  | Cloned from Potter PAD200-PHD w/PAD100-6DB | [Potter] [SLC PAD] [*] [#2 SHARED ADDR ¦ SENSORS] PAD100-CD w/PAD100-4DB, PAD100-CD w/PAD100-6DB, PAD100-CD w/PAD100-IB, PAD100-CD w/PAD100-LFSB, PAD100-CD w/PAD100-RB, PAD100-CD w/PAD100-SB, PAD100-CD w/PAD100-SPKB, PAD100-DUCT (C), PAD100-DUCTR (C), PA
772484c7-1c6b-4238-b388-aef69bf4f6b3 | NFPA 170 MANUAL PULL |  |  | North | NAPCO |  | Manual Station |  |  |  | Module | TRUE | FWC-CNV-PULL2 | ++ | Manual pull station, conventional | 1 | [6 empty] | TRUE | [5 empty] | #FFFF0000 | FA-NFPA 170 MANUAL PULL | 1 | FALSE | FALSE | FALSE | 957 | [19 empty] | THOR\acont | 2024-01-10 09:17 | THOR\acont | 2024-09-08 17:27 | Cloned from NAPCO FWC-CNV-PULL | [NAPCO] [IDC] 02 [IDC ++] FWC-CNV-PULL, FWC-CNV-PULL2, FWC-CNV-PULL2K, FWC-CNV-PULLK
937d7b5a-5c3e-4b69-b8ce-aef808094b5d | NFPA 170 ADDRESSABLE INPUT MONITOR MODULE |  |  | North | Siemens |  | Addressable Module |  |  |  | Module | TRUE | XTRI-M | S54370-B4-A1 | XTRI-M Mini Input Monitor Module with Built-In Isolator | 1 | 0.0005 | 0.0005 | [10 empty] | #FFFF0000 | FA-NFPA 170 ADDRESSABLE INPUT MONITOR MODULE | 1 | FALSE | FALSE | FALSE | 1000 | [19 empty] | DESKTOP-7SAL8M7\acont | 2019-08-13 09:04 | THOR\acont | 2024-09-08 17:27 |  | [Siemens] [SLC MODULES SENSORS] [*] [#1 SHARED ADDR ¦ MODULES] AD-11P (C), FDBZ492 w/OP921 (C), FDBZ492-HR w/FDO421 (C), FDBZ492-HR w/OP921 (C), FDBZ492-R (C), FDCIO422, HCP, HCP-Z, HFPO-11, HFPT-11, HMS-D, HMS-DE, HMS-DP, HMS-DZ, HMS-S, HMS-SA, HMS-SE, | [Siemens] HTRI-M, HTRI-R, HTRI-S, XTRI-M, XTRI-R, XTRI-S
e0e10600-f8ab-4ac2-ac8c-aefa06bd5b40 | NFPA 170 HORN STROBE |  |  | North | System Sensor |  | Horn/Strobe |  |  |  | Module | TRUE | P2WK-P | ++ | 2-Wire Horn Strobe, Standard cd, White, Outdoor, Plain | 1 | [6 empty] | FALSE | FALSE | FLUSH |  | 4' SQ. DEEP | 2-GANG | #FF0070C0 | FA-NFPA 170 HORN STROBE | 1 | FALSE | FALSE | FALSE | 2012 |  |  | 7125-1653:0188 | [10 empty] | FALSE |  |  | WP |  |  | DESKTOP-7EIEB7A\acont | 2021-04-23 16:48 | THOR\acont | 2024-09-08 17:27 | Cloned from System Sensor P2RK-P | [Bosch, System Sensor] [NAC] [8-17.5VFWR, TEMPORAL HIGH] P2RK, P2RK-P, P2WK, P2WK-P, SS-P2RK [Bosch, System Sensor] [NAC] [8-17.5VDC, TEMPORAL HIGH] P2RK, P2RK-P, P2WK, P2WK-P, SS-P2RK [Bosch, System Sensor] [NAC] [16-33VFWR, TEMPORAL HIGH] P2RK, P2RK-P, P2WK, P2WK-P, SS-P2RK [Bosch, System Sensor] [NAC] [16-33VDC, TEMPORAL HIGH] P2RK, P2RK-P, P2WK, P2WK-P, SS-P2RK
89eea61d-d285-4c8b-8947-aefb2ceb0ed7 | NFPA 170 STROBE WALL |  |  | North | Hochiki |  | Strobe |  |  |  | Module | TRUE | RSSWP-24MCWH-FW |  | NOTIFICATION,STROBE, WHITE, WALL, 135CD/185CD, WP | 1 | 0 | 0.42 |  |  |  |  | FALSE | FALSE |  | *Refer to Install Sheet |  |  | #FF0070C0 | FA-NFPA 170 STROBE WALL | 1 | FALSE | FALSE | FALSE | 2023 | [13 empty] | FALSE |  |  | WP |  |  |  |  | THOR\acont | 2024-09-08 17:27 |  | [Eaton Wheelock, Hochiki] [NAC] [24VDC] RSSWP-24MCWH-FR, RSSWP-24MCWH-FW
e3bc6739-cb15-437b-b7e1-aefda4b9bcab | NFPA 170 ADDRESSABLE OUTPUT MODULE |  |  | North | Autocall |  | Addressable Control/Relay |  |  |  | Module | TRUE | A4090-9002 | + | Relay IAM | 1 | 0.0008 | 0.001 |  |  |  |  | TRUE | [5 empty] | #FFFF0000 | FA-NFPA 170 ADDRESSABLE OUTPUT MODULE | 1 | FALSE | FALSE | FALSE | 1100 | [16 empty] | R |  |  | DESKTOP-0D6CQVA\lousc | 2019-06-16 10:25 | THOR\acont | 2024-09-08 17:27 |  | [Autocall, Simplex] [IDNet] [MODULES ++] 2080-9056, 2080-9057, 2080-9067, 2080-9068, 2080-9069, 2080-9070, 4009-9201 Main Board, 4009-9401 Main Board, 4010-9901, 4090-5261, 4090-9001, 4090-9002, 4090-9005, 4090-9006, 4090-9008, 4090-9116, 4098-9019 (Cont [Autocall, Simplex] [AUX POWER] [AUX POWER] 4090-9002, A4090-9002 | [Ansul, Autocall, Simplex] 4090-9002, A4090-9002 [Ansul, Autocall, Simplex] 4090-9002, A4090-9002
4f45cc96-b732-4254-ae7c-aefebbbc28e3 | NFPA 170 STROBE WALL |  |  | North | Federal Signal |  | Strobe |  |  |  | Module | TRUE | FB2PST-012-024R |  | Fireball Supervised Strobe Light, Red | 1 | [6 empty] | FALSE |  | 1/2" NPT Pipe/Surface |  |  |  | #FF0070C0 | FA-NFPA 170 STROBE WALL | 1 | FALSE | FALSE | FALSE | 2023 | [13 empty] | FALSE |  |  | WP |  |  | THOR\acont | 2024-11-01 08:59 |  |  | Cloned from Federal Signal FB24ST-024R | [Federal Signal] [AUX POWER, NAC] [24 VDC] FB24ST-024A, FB24ST-024B, FB24ST-024C, FB24ST-024G, FB24ST-024R, FB2PST-012-024A, FB2PST-012-024B, FB2PST-012-024C, FB2PST-012-024G, FB2PST-012-024R, FB2PST-I-024A, FB2PST-I-024B, FB2PST-I-024C, FB2PST-I-024G, F
826ea2fb-2bfd-42c7-bdc2-af0099cf4d8a | NFPA 170 FIRE ALARM CONTROL UNIT | RISER FACP |  | North | Simplex |  | Fire Alarm Control Unit |  |  |  | Assembly | TRUE | 4010-9402 | ++ | Basic Control Unit with 2x40 LCD Operator Interface and one two-loop Isolated IDNet2 Communications Channel, Class A or Class B operation, with support for up to 250 addressable IDNet points | 1 | [6 empty] | FALSE | [5 empty] | #FFFF0000 | FA-NFPA 170 FIRE ALARM CONTROL UNIT | 1 | FALSE | FALSE | FALSE | 202 | [8 empty] | 7,12,18,26,33,55,65,110 |  |  |  |  | TRUE | [7 empty] | THOR\acont | 2024-09-08 17:27
994e93ba-9552-42d8-a623-af098df24aa0 | NFPA 170 MANUAL PULL |  |  | North | Autocall |  | Manual Station |  |  |  | Module | TRUE | A4099-9021 | + | Addressable manual station, Single Action NO GRIP operation, English | 1 | 0.0008 | 0.001 |  |  |  |  | TRUE | FALSE |  |  |  |  | #FFFF0000 | FA-NFPA 170 MANUAL PULL | 1 | FALSE | FALSE | FALSE | 957 | [19 empty] | DESKTOP-0D6CQVA\lousc | 2019-07-05 11:17 | THOR\acont | 2024-09-08 17:27 | Cloned from AutoCall A4099-9006 | [Autocall, Simplex] [IDNet] [MODULES ++] 2080-9056, 2080-9057, 2080-9067, 2080-9068, 2080-9069, 2080-9070, 4009-9201 Main Board, 4009-9401 Main Board, 4010-9901, 4090-5261, 4090-9001, 4090-9002, 4090-9005, 4090-9006, 4090-9008, 4090-9116, 4098-9019 (Cont
1afb5b08-d23f-4891-a0be-af0e85bd8d5d | NFPA 170 HORN STROBE |  |  | North | Kidde |  | Horn/Strobe |  |  |  | Module | TRUE | EG1F-HDVM |  | Temporal Horn, 84.4 or 79.4 dBA, 15, 30, 75, 110 cd Strobe, white, "FIRE" | 1 | 0 | 0.119 |  |  |  |  | FALSE | [5 empty] | #FF0070C0 | FA-NFPA 170 HORN STROBE | 1 | FALSE | FALSE | FALSE | 2012 | [13 empty] | FALSE | [5 empty] | DESKTOP-7SAL8M7\acont | 2020-01-02 08:03 | THOR\acont | 2024-09-08 17:27 | Cloned from Edwards G1F-HDVM | [Edwards, Kidde] [NAC] [16 VDC, LOW DB] EG1F-HDV1575, EG1F-HDVM, G1F-HDV1575, G1F-HDVM, G1-HDVM, G1RF-HDV1575, G1RF-HDVM, G1R-HDVM, G1WA-HDVMA, G1WA-HDVMC [Edwards, Kidde] [NAC] [16 VDC, HIGH DB] EG1F-HDV1575, EG1F-HDVM, G1F-HDV1575, G1F-HDVM, G1-HDVM, G1RF-HDV1575, G1RF-HDVM, G1R-HDVM, G1WA-HDVMA, G1WA-HDVMC [Edwards, Kidde] [NAC] [24 VDC, LOW DB] EG1F-HDV1575, EG1F-HDVM, G1F-HDV1575, G1F-HDVM, G1-HDVM, G1RF-HDV1575, G1RF-HDVM, G1R-HDVM, G1WA-HDVMA, G1WA-HDVMC [Edwards, Kidde] [NAC] [24 VDC, HIGH DB] EG1F-HDV1575, EG1F-HDVM, G1F-HDV1575, G1F-HDVM, G1-HDVM, G1RF-HDV1575, G1RF-HDVM, G1R-HDVM, G1WA-HDVMA, G1WA-HDVMC
3149b838-272c-4e55-84b7-af132425b912 |  |  |  | North | Edwards |  | Hardware |  |  |  | Hardware | TRUE | QS8-5-R-2E-BR |  | OBSOLETE - FAP w/ 5 Option Card Red, EN-54, British, 230V | 1 | [6 empty] | FALSE | [5 empty] | #FFFFFFFF |  |  | FALSE | FALSE | FALSE | [14 empty] | FALSE | [7 empty] | THOR\acont | 2024-10-09 10:48
de315019-678f-434d-b0df-af1b673b2f7a | NFPA 170 SPEAKER STROBE CEILING |  |  | North | Siemens |  | Speaker/Strobe |  |  |  | Module | TRUE | SLSPSCR-NA | S54329-F53-A2 | SLSPSCR-NA SPK/ST,CLG,RED,NO-TXT,AMBER | 1 | [7 empty] | TRUE |  |  |  |  | #FF0070C0 | FA-NFPA 170 SPEAKER STROBE CEILING | 1 | FALSE | FALSE | FALSE | 2020 | [16 empty] | C |  |  | DESKTOP-7SAL8M7\acont | 2019-08-13 09:04 | THOR\acont | 2024-09-08 17:27 |  | [Siemens] [AUDIO 70.7v] [70V AUDIO] SL2SPSCW-F (C), SLSPCR-A (C), SLSPCR-AL (C), SLSPCR-F (C), SLSPCR-N (C), SLSPCW-A (C), SLSPCW-AL (C), SLSPCW-F (C), SLSPCW-N (C), SLSPSCR-A (C), SLSPSCR-AL (C), SLSPSCR-ALA (C), SLSPSCR-F (C), SLSPSCR-N (C), SLSPSCR-NA [Siemens] [NAC] [24 VDC] SL2SPSCW-F (C), SLSCR-AL (C), SLSCR-ALA (C), SLSCR-F (C), SLSCR-FB (C), SLSCR-N (C), SLSCR-NA (C), SLSCW-A (C), SLSCW-AL (C), SLSCW-ALA (C), SLSCW-F (C), SLSCW-FB (C), SLSCW-N (C), SLSCW-NA (C), SLSPSCR-A (C), SLSPSCR-AL (C), SLS [Siemens] [AUDIO 25v] [25V AUDIO] SL2SPSCW-F (C), SLSPCR-A (C), SLSPCR-AL (C), SLSPCR-F (C), SLSPCR-N (C), SLSPCW-A (C), SLSPCW-AL (C), SLSPCW-F (C), SLSPCW-N (C), SLSPSCR-A (C), SLSPSCR-AL (C), SLSPSCR-ALA (C), SLSPSCR-F (C), SLSPSCR-N (C), SLSPSCR-NA (
e62ab019-49f6-4442-a2fe-af20bfbbeb05 |  |  |  | North | Edwards |  | Cards & Components |  |  |  | Card | TRUE | 3-ATPINT |  | Audio Terminal Panel Interface | 1 | [6 empty] | TRUE | [5 empty] | #FFFFFFFF |  |  | FALSE | FALSE | FALSE | [14 empty] | FALSE | [7 empty] | THOR\acont | 2024-10-09 10:48
d36a757d-c873-4592-a9d2-af21970351ef |  |  |  | North | GRI PRODUCTS | Security/Access Control |  |  |  |  | Module | TRUE | 4463 |  |  | 1 | [12 empty] | #FFFFFFFF |  |  | FALSE | FALSE | FALSE | [20 empty] | THOR\acont | 2024-03-12 21:43 | THOR\acont | 2024-10-09 10:48
39ed99a7-d9f5-45d4-92fe-af229ab0a5cb | NFPA 170 HEAT DETECTOR |  |  | North | Kidde |  | Heat Detector |  |  |  | Module | TRUE | KI-HRD w/KI-SB4 BASE | ++ | Intelligent fixed temperature/Rate-of-rise heat detector, Standard Detector Base | 1 | [6 empty] | FALSE | [5 empty] | #FFFF0000 | FA-NFPA 170 HEAT DETECTOR | 1 | FALSE | FALSE | FALSE | 1403 | [13 empty] | FALSE | [5 empty] | DESKTOP-7EIEB7A\acont | 2021-03-17 10:51 | THOR\acont | 2024-09-08 17:27 | Cloned from Kidde KI-HRD w/KI-SB BASE | [Edwards, Kidde] [SLC EST SENSORS] 01 [*] [EST3, iO1000] DS-HFS (C), DS-PS (C), FX-HD w/IB4U BASE, FX-HD w/RB4U BASE, FX-HD w/SB4U BASE, FX-HD w/SB4U-LF BASE, FX-HD wB4U BASE, FX-PD w/B4U BASE (C), FX-PD w/IB4U BASE (C), FX-PD w/SB4U BASE (C), FX-PD w/SB [Kidde] [SLC EST MODULES SENSORS] [*] [#2 SHARED ADDR ¦ SENSORS] DS-HFS (C), DS-PS (C), FX-HD w/IB4U BASE, FX-HD w/RB4U BASE, FX-HD w/SB4U BASE, FX-HD w/SB4U-LF BASE, FX-HD wB4U BASE, FX-PD w/B4U BASE (C), FX-PD w/IB4U BASE (C), FX-PD w/SB4U BASE (C), FX [Edwards, Kidde] [SLC EST MODULES/SENSORS] 01 [*] [iO64] DS-HFS (C), DS-PS (C), FX-HD w/IB4U BASE, FX-HD w/RB4U BASE, FX-HD w/SB4U BASE, FX-HD w/SB4U-LF BASE, FX-HD wB4U BASE, FX-PD w/B4U BASE (C), FX-PD w/IB4U BASE (C), FX-PD w/SB4U BASE (C), FX-PD w/SB [Kidde] [SLC EST SENSORS] [*] [#4 TYPE ADDR ¦ SENSORS] DS-HFS (C), DS-PS (C), FX-HD w/IB4U BASE, FX-HD w/RB4U BASE, FX-HD w/SB4U BASE, FX-HD w/SB4U-LF BASE, FX-HD wB4U BASE, FX-PD w/B4U BASE (C), FX-PD w/IB4U BASE (C), FX-PD w/SB4U BASE (C), FX-PD w/SB4U
d923ec05-b135-4658-9e58-af23ced2c977 | NFPA 170 AMPLIFIER RACK | RISER AMP |  | North | Siemens |  | Amplifier |  |  |  | Assembly | TRUE | EBA2001-R1 | S54400-B141-A1 | Booster amplifier (100W, red) Kit consisting of a booster amplifier main board (EBA2004-A1), a red enclosure (FH2016-R1) and a 170W power supply (FP2011-U1) | 1 | [6 empty] | FALSE | [5 empty] | #FFFF0000 | FA-NFPA 170 AMPLIFIER RACK | 1 | FALSE | FALSE | FALSE | 300 | [8 empty] | 18 |  |  | 6.5 | 100 | TRUE | [5 empty] | AULAPTOP-PC\Aulaptop | 2019-04-21 04:31 | THOR\acont | 2024-09-08 17:27 | Cloned from Siemens EBA2001-U1
dc19940d-5ab1-4338-8bea-af25032d6a40 | CADGEN AUX POWER SUPPLY |  |  | North | Xtralis |  | Auxilliary Power Supply |  |  |  | Module | TRUE | VPS-250-STX | ++ | 2A 12-24AH PSU - STX Black | 1 | [6 empty] | FALSE |  |  |  | 300 x 350 x 198 |  | #FFFF0000 | FA-CADGEN AUX POWER SUPPLY | 1 | FALSE | FALSE | FALSE | [9 empty] | 7,12 |  | 14 |  |  | TRUE | [5 empty] | THOR\acont | 2024-02-22 14:24 | THOR\acont | 2024-09-08 17:27 | Cloned from Xtralis VPS-220-STX | [Xtralis] [IDC] 06 [ALERT] VPS-100US-120, VPS-220-STX, VPS-220-STX-SLV, VPS-250-STX, VPS-250-STX-SLV, VPS-300US-120, VPS-VEA115UL | [Xtralis] VPS-250-STX, VPS-250-STX-SLV
a004b638-0414-4be5-b8e3-af2a5e71c25a | NFPA 170 HORN STROBE CEILING |  |  | North | System Sensor |  | Horn/Strobe |  |  |  | Module | TRUE | PC2RL | + | 2-Wire, Horn Strobe, Red | 1 | 0 | 0.071 |  |  |  |  | FALSE | TRUE |  |  |  |  | #FF0070C0 | FA-NFPA 170 HORN STROBE CEILING | 1 | FALSE | FALSE | FALSE | 2013 | [13 empty] | FALSE |  |  | C |  |  |  |  | THOR\acont | 2024-09-08 17:27 |  | [System Sensor] [NAC] [24VFWR, TEMPORAL HIGH] PC2RL (C), PC2WL (C) [System Sensor] [NAC] [24VDC, TEMPORAL HIGH] PC2RL (C), PC2WL (C) [System Sensor] [NAC] [12VDC, TEMPORAL HIGH] PC2RL (C), PC2WL (C)
36ea6005-e656-4917-a3b9-af2bdac3e7b1 |  |  |  | North | Notifier |  | Cards & Components |  |  |  | Card | TRUE | SCS-8 CARD |  | Smoke Control Station Card | 1 | 0.062 | 0.062 |  |  |  |  | TRUE | [5 empty] | #FFFFFFFF |  |  | FALSE | FALSE | FALSE | [14 empty] | FALSE | [7 empty] | THOR\acont | 2024-10-09 10:48
d3d65c32-e38f-4914-bf74-af30eb2f044b | NFPA 170 HORN STROBE |  |  | North | Siemens |  | Horn/Strobe |  |  |  | Module | TRUE | SL2HSWW-N | S54329-F106-A1++ | Horn-Strobe, Wall, Clear, White, No Lettering | 1 | [12 empty] | #FF0070C0 | FA-NFPA 170 HORN STROBE | 1 | FALSE | FALSE | FALSE | 2023 | [19 empty] | DESKTOP-7EIEB7A\acont | 2023-08-02 11:37 | THOR\acont | 2024-09-08 17:27 | Cloned from Siemens SL2HSWW-AL CLONED | [Siemens] [NAC] [24 VDC, HORN HIGH] SL2HSWR-A, SL2HSWR-AL, SL2HSWR-F, SL2HSWR-FB, SL2HSWR-N, SL2HSWW-A, SL2HSWW-AL, SL2HSWW-EV, SL2HSWW-F, SL2HSWW-FB, SL2HSWW-N
57ef7aee-44d8-4aab-8761-af33fab15640 | NFPA 170 STROBE WALL |  |  | North | System Sensor |  | Strobe |  |  |  | Module | TRUE | SWLED-ALERT | ++ | Strobe, Wall, White, ALERT, Amber Lens | 1 | 0 | 0.043 |  |  |  |  | FALSE | [5 empty] | #FF0070C0 | FA-NFPA 170 STROBE WALL | 1 | FALSE | FALSE | FALSE | 2023 | [13 empty] | FALSE | [5 empty] | DESKTOP-QGO6JOK\acont | 2023-10-19 07:02 | THOR\acont | 2024-09-08 17:27 | Cloned from System Sensor SWLED | [System Sensor] [NAC] [VDC] SGRKLED, SGRKLED-B, SGRKLED-P, SGRLED, SGRLED-B, SGWKLED, SGWKLED-B, SGWKLED-P, SGWLED, SGWLED-B, SRLED, SRLED-B, SRLED-P, SRLED-SP, SWLED, SWLED-ALERT, SWLED-B, SWLED-CLR-ALERT, SWLED-P, SWLED-SP
38f2cd5c-3752-4ff9-9c35-af389489cf9a | NFPA 170 HEAT DETECTOR |  |  | North | Fenwal |  | Heat Detector |  |  |  | Module | TRUE | 12-X27121-001-600 |  | Horizontal, Surface Mount, 600° F | 1 | [6 empty] | FALSE | TRUE |  |  |  |  | #FFFF0000 | FA-NFPA 170 HEAT DETECTOR | 1 | FALSE | FALSE | FALSE | 1403 | [13 empty] | FALSE |  |  | 600° |  |  | DESKTOP-7EIEB7A\acont | 2022-08-19 08:09 | THOR\acont | 2024-09-08 17:27 | Cloned from Fenwal 12-X27121-000-600 | [Fenwal] [IDC] 01 12-E27121-000-04-0T (C), 12-F27121-000-06-0T (C), 12-X27020-000 (C), 12-X27020-001 (C), 12-X27021-000 (C), 12-X27021-001 (C), 12-X27121-000-600 (C), 12-X27121-001-600 (C), 27020-0 140°F (C), 27020-0 190°F (C), 27020-1 140°F (C), 27021-0
45b54f5e-6b23-47ca-af8a-af39aae6b040 | NFPA 170 BELL |  |  | North | Potter |  | Bell |  |  |  | Module | TRUE | PDC-8-24 | ++ | 8" Bell | 1 | 0 | 0.02 |  |  | 24 |  | FALSE | [5 empty] | #FFFF0000 | FA-NFPA 170 BELL | 1 | FALSE | FALSE | FALSE | 2000 | [13 empty] | FALSE | [5 empty] | DESKTOP-7EIEB7A\acont | 2022-02-07 16:25 | THOR\acont | 2024-09-08 17:27 | Cloned from Potter PDC-6-24 | [Potter] [NAC] [24 VDC] MBA-6-24, PDC-10-24, PDC-6-24, PDC-8-24 [Potter] [NAC] [*] [24 VDC] MBA-6-24, PAC12010, PDC-10-12, PDC-10-24, PDC-6-12, PDC-6-24, PDC-8-12, PDC-8-24
1850f947-0657-47b2-ad32-af4241725f65 | NFPA 170 HORN CEILING |  |  | North | Siemens |  | Horn |  |  |  | Module | TRUE | SL2FSCR-N | S54329-F109-A1++ | Sounder, Ceiling, Clear, Red, No Lettering | 1 | [7 empty] | TRUE |  |  |  |  | #FF0070C0 | FA-NFPA 170 HORN CEILING | 1 | FALSE | FALSE | FALSE | 2023 | [16 empty] | LF |  |  | DESKTOP-7EIEB7A\acont | 2023-08-03 12:10 | THOR\acont | 2024-10-09 10:48 | Cloned from Siemens SL2FSSCR-N | [Siemens] [NAC] [24 VDC, HORN TEMPORAL] SL2FSCR-AL (C), SL2FSCR-CO (C), SL2FSCR-F (C), SL2FSCR-N (C), SL2FSCW-AL (C), SL2FSCW-CO (C), SL2FSCW-F (C), SL2FSCW-N (C), SL2FSWR-AL, SL2FSWR-CO, SL2FSWR-F, SL2FSWR-N, SL2FSWW-AL, SL2FSWW-CO, SL2FSWW-F, SL2FSWW-N
8901d273-0884-446f-9dcc-af4481e34d77 | NFPA 170 FIRE ALARM CONTROL UNIT | RISER FACP |  | North | Hochiki |  | Fire Alarm Control Unit |  |  |  | Assembly | TRUE | LA203K1-64 |  | FireNET L@TITUDE Analog Addressable Fire Alarm Control Panel, 4 Slot Standard Plex-Door Enclosure, 10.25 A Auto Voltage, 2-Loop Panel Module, Hochiki Protocol, Network Module, and Media Gateway™, Black, Printer / 48 Zone LEDs | 1 | [6 empty] | FALSE |  |  | *Refer to Install Sheet | 16.5in (W) x 23.2in (H) x 6in (D) | KM5FCRD (Optional Semi-Flush Mounting Kit) | #FFFF0000 | FA-NFPA 170 FIRE ALARM CONTROL UNIT | 1 | FALSE | FALSE | FALSE | 202 | [8 empty] | 7,12,18,28 |  |  | 10.25 |  | TRUE | [5 empty] | DESKTOP-GHR3H5U\Anthony | 2019-11-27 07:05 | THOR\acont | 2024-09-08 17:27
8fb3a58f-0400-43e4-8966-af4878ab8bc7 | NFPA 170 SPEAKER CEILING |  |  | North | Siemens |  | Speaker |  |  |  | Module | TRUE | SL2SPCW-A | S54329-F145-A1++ | High-Fidelity Speaker, Ceiling, White, Agent | 1 | [7 empty] | TRUE |  |  |  |  | #FF0070C0 | FA-NFPA 170 SPEAKER CEILING | 1 | FALSE | FALSE | FALSE | [20 empty] | DESKTOP-7EIEB7A\acont | 2023-08-02 17:05 | THOR\acont | 2024-09-08 17:27 | Cloned from Siemens SL2SPCR-AL CLONED CLONED CLONED | [Siemens] [AUDIO 25v] [25V AUDIO] SL2SPCB-F (C), SL2SPCR-AL (C), SL2SPCR-F (C), SL2SPCR-N (C), SL2SPCW-A (C), SL2SPCW-AL (C), SL2SPCW-F (C), SL2SPCW-N (C), SL2SPWR-AL, SL2SPWR-F, SL2SPWR-N, SL2SPWW-AL, SL2SPWW-F, SL2SPWW-N [Siemens] [AUDIO 70.7v] [70V AUDIO] SL2SPCB-F (C), SL2SPCR-AL (C), SL2SPCR-F (C), SL2SPCR-N (C), SL2SPCW-A (C), SL2SPCW-AL (C), SL2SPCW-F (C), SL2SPCW-N (C), SL2SPWR-AL, SL2SPWR-F, SL2SPWR-N, SL2SPWW-AL, SL2SPWW-F, SL2SPWW-N
edc557ea-1024-451e-8d51-af49d01ba379 |  |  |  | North | Bosch | [5 empty] | Module | TRUE | VCN-9095-F121 | * | CNR CAM IR 20MM 96OH NTSC | 1 | [12 empty] | #FFFFFFFF |  |  | FALSE | FALSE | FALSE | [20 empty] | DESKTOP-7EIEB7A\acont | 2021-08-13 06:25 | THOR\acont | 2024-10-09 10:48
44b204f5-caea-43c8-91d6-af4bc745d020 |  |  |  | North | Bosch | [5 empty] | Module | TRUE | NPD-6001B | * | MIDSPAN SINGLE PORT 60W AC IN | 1 | [12 empty] | #FFFFFFFF |  |  | FALSE | FALSE | FALSE | [20 empty] | DESKTOP-7EIEB7A\acont | 2021-08-13 06:25 | THOR\acont | 2024-10-09 10:48
a722d6e4-c07d-4c7b-a13a-af50ed3b2835 | NFPA 170 HORN STROBE |  |  | North | Gentex |  | Horn/Strobe |  |  |  | Module | TRUE | SSPK-/WR |  | Speaker/Strobe, 24 VDC, , wall mount, red | 1 | 0 | 0.245 |  |  |  |  | FALSE | FALSE |  |  |  |  | #FF0070C0 | FA-NFPA 170 HORN STROBE | 1 | FALSE | FALSE | FALSE | 2012 | [13 empty] | FALSE | [7 empty] | THOR\acont | 2024-09-08 17:27 |  | [Gentex] [NAC] [UL MAX] SSPK-/WR, SSPK-/WW, SSPK-60WR, SSPK-60WW, SSPK-WR, SSPK-WW
3f19a993-fbac-4707-8fbd-af53f706f11c | NFPA 170 HORN |  |  | North | Edwards |  | Horn |  |  |  | Module | TRUE | WG4RF-H |  | Outdoor rated horn, red with FIRE marking | 1 | [6 empty] | FALSE | [5 empty] | #FF0070C0 | FA-NFPA 170 HORN | 1 | FALSE | FALSE | FALSE | 2010 | [13 empty] | FALSE |  |  | WP |  |  |  |  | THOR\acont | 2024-09-08 17:27
174924c7-a1e5-48a3-815b-af54d0f34369 | NFPA 170 FIRE ALARM CONTROL UNIT | RISER FACP |  | North | Advanced |  | Fire Alarm Control Unit |  |  |  | Assembly | TRUE | AX-CTL-4V |  | Fire Alarm Control Panel 4 loop with 4 NAC ckts with 80 WATT AMP | 1 | [6 empty] | TRUE | [5 empty] | #FFFF0000 | FA-NFPA 170 FIRE ALARM CONTROL UNIT | 1 | FALSE | FALSE | FALSE | 202 | [8 empty] | 7,12,18,55 |  |  |  |  | TRUE | [5 empty] | AUGUSTALIEN\aucon | 2025-02-14 18:13 |  |  | Cloned from Advanced AX-CTL-4
6950f33a-cfdd-4fd3-918e-af582bd8f30b |  |  |  | North | Siemens | [5 empty] | Module | TRUE | FTS-P | 500-299452 | REMOTE WARDENS TELEPHONE STATION PUSH TO TALK MOUNTS IN FB-300 OR FB-301S | 1 | [12 empty] | #FFFFFFFF |  |  | FALSE | FALSE | FALSE | [20 empty] | DESKTOP-7SAL8M7\acont | 2019-08-13 09:04 | THOR\acont | 2024-10-09 10:48
ce3fe886-8b43-4098-bcef-af5882377343 | CADGEN KEYPAD | CADGEN KEYPAD |  | North | DMP |  | Keypad Interface |  |  |  | Module | TRUE | 7873 |  | Graphic Touchscreen Keypad w/ Door Strike Relay | 1 | 0.143 | 0.222 |  |  |  |  | FALSE | [5 empty] | #FFFF0000 | FA-CADGEN KEYPAD | 1 | FALSE | FALSE | FALSE | 255 | [13 empty] | FALSE | [5 empty] | AUGUSTXPS17-EUP\aucon | 2022-11-04 10:59 | THOR\acont | 2024-09-08 17:27 | Cloned from DMP 7872 | [DMP, Honeywell] [DMP LX BUS] [*] [LX BUS] 630F, 6460W-2, 7060N-W, 7060-W, 7063N-W, 7063-W, 7070N-W, 7070-W, 7073N-W, 7073-W, 7463-W, 7830F, 7872, 7873
7686df8b-9e97-4be7-8882-af60675443f2 |  |  |  | North | Monaco Enterprises |  | Cards & Components |  |  |  | Card | TRUE | 703-165-00 (25V) Main Board | + | Main Board | 1 | 0.12 | 9 |  |  |  |  | TRUE | FALSE |  |  |  |  | #FFFFFFFF |  |  | FALSE | FALSE | FALSE | [14 empty] | FALSE | [5 empty] | DESKTOP-7SAL8M7\acont | 2020-04-02 10:19 | THOR\acont | 2024-10-09 10:48 | Cloned from Monaco Enterprises 703-164-00 (25V) Main Board | [Monaco Enterprises] [AUDIO 25v] [25V AUDIO] 703-165-00 (25V) Main Board | [Monaco Enterprises] 703-165-00 (25V) Main Board
af37c5f0-85ba-4e52-b518-af63f703152b | NFPA 170 REMOTE INDICATOR |  |  | North | Gamewell FCI |  | Remote Indicator |  |  |  | Module | TRUE | RA100Z | ++ | Remote Annunciator LED | 1 | 0 | 0.012 |  |  |  |  | FALSE | FALSE |  |  |  |  | #FFFF0000 | FA-NFPA 170 REMOTE INDICATOR | 1 | FALSE | FALSE | FALSE | 2016 | [13 empty] | FALSE | [7 empty] | THOR\acont | 2024-09-08 17:27 |  | [Farenhyt, Fike, Firelite, Gamewell FCI, MIRCOM, Monaco Enterprises, Notifier, System Sensor] [IDC, LED, RTS] [*] [INPUT TYPE] 729-091-00, RA100Z, RA100Z
3fff0407-fe49-4bc3-8af1-af65f97e8a3d |  |  |  | North | Edwards |  | Hardware |  |  |  | Hardware | TRUE | 6831-4 |  | Frontplate, Surface, Red, Lock | 1 | [6 empty] | FALSE | [5 empty] | #FFFFFFFF |  |  | FALSE | FALSE | FALSE | [14 empty] | FALSE | [7 empty] | THOR\acont | 2024-10-09 10:48
d27e4dbb-e29d-418c-9af1-af696df6fb25 | NFPA 170 FIRE ALARM CONTROL UNIT | RISER FACP |  | North | Simplex |  | Fire Alarm Control Unit |  |  |  | Assembly | TRUE | 4010-9633 | ++ | Basic control unit with ES Touch Screen Operator Interface, 6 A ESS/battery charger, (1) Two-loop Isolated IDNet 2 Communications Channel and (1) Fourloop Isolated IDNet 2+2 Communications Module, Class A or Class B, with support for up to 500 addressable IDNet points; and (2) 3 A, Class B, IDNAC SLCs with support for up to 254 addressable notification appliances, Red | 1 | [6 empty] | TRUE | [5 empty] | #FFFF0000 | FA-NFPA 170 FIRE ALARM CONTROL UNIT | 1 | FALSE | FALSE | FALSE | 202 | [8 empty] | 7,12,18,26,33,55,65,110 |  | 50 |  |  | TRUE | [5 empty] | THOR\acont | 2024-11-06 11:50 |  |  | Cloned from Autocall A010-9633
d509261b-a941-460d-956d-af6b048aa819 | NFPA 170 SPEAKER STROBE |  |  | North | Siemens |  | Speaker/Strobe |  |  |  | Module | TRUE | SET-S17-W-WP | 500-636059 | ET SPKR 15/75 STROBE WHITE WEATHERPROOF | 1 | [12 empty] | #FF0070C0 | FA-NFPA 170 SPEAKER STROBE | 1 | FALSE | FALSE | FALSE | 2019 | [19 empty] | DESKTOP-7SAL8M7\acont | 2019-08-13 09:04 | THOR\acont | 2024-09-08 17:27 | B,T | [Siemens] [NAC] [VFWR UL1971] SET-S17-CW-WP (C), SET-S17-R-WP, SET-S17-W-WP [Siemens] [AUDIO 70.7v] [70V AUDIO] SET-177-CR-WP (C), SET-177-CW-WP (C), SET-185-R-WP, SET-185-W-WP, SET-S17-CW-WP (C), SET-S17-R-WP, SET-S17-W-WP [Siemens] [AUDIO 25v] [25V AUDIO] SET-177-CR-WP (C), SET-177-CW-WP (C), SET-185-R-WP, SET-185-W-WP, SET-S17-CW-WP (C), SET-S17-R-WP, SET-S17-W-WP [Siemens] [NAC] [VDC UL1971] SET-S17-CW-WP (C), SET-S17-R-WP, SET-S17-W-WP [Siemens] [NAC] [VDC UL1638] SET-S17-CW-WP (C), SET-S17-R-WP, SET-S17-W-WP [Siemens] [NAC] [VFWR UL1638] SET-S17-CW-WP (C), SET-S17-R-WP, SET-S17-W-WP
dfe32d84-5943-4a64-9436-af754881456f | NFPA 170 BELL |  |  | North | Hochiki |  | Bell |  |  |  | Module | TRUE | B6-24 |  | Alarm Bell 6" 24VDC, red | 1 | 0 | 0.1 |  |  |  |  | FALSE | FALSE |  |  |  |  | #FFFF0000 | FA-NFPA 170 BELL | 1 | FALSE | FALSE | FALSE | 2000 | [13 empty] | FALSE | [5 empty] | AUGUSTALIEN\aucon | 2022-07-14 12:54 | THOR\acont | 2024-09-08 17:27 | Cloned from System Sensor SSM24-6 | [Hochiki, Monaco Enterprises, System Sensor] [NAC] 581-473-00, B6-24, SSM24-10, SSM24-6, SSM24-8
cb0581a5-c216-4b37-bf67-af79b7ee1e7f |  |  |  | North | Siemens |  | Hardware |  |  |  | Hardware | TRUE | FHA2035-R1 | S54400-B44-A2 | Trim Kit 1 HU Red | 1 | [12 empty] | #FFFFFFFF |  |  | FALSE | FALSE | FALSE | [20 empty] | AULAPTOP-PC\Aulaptop | 2019-04-20 11:42 | THOR\acont | 2024-10-09 10:48
fcbb54ab-37e9-48b3-a4ca-af85e16ffd52 |  |  |  | North | Edwards |  | Hardware |  |  |  | Hardware | TRUE | 75162MPNxx |  | 16/2 Solid Red With colored tracer FPLP (Plenum) | 1 | [6 empty] | FALSE | [5 empty] | #FFFFFFFF |  |  | FALSE | FALSE | FALSE | [14 empty] | FALSE | [7 empty] | THOR\acont | 2024-10-09 10:48
4ffe40cc-3186-44b0-8abd-af8f6ad67027 |  |  |  | North | Edwards |  | Hardware |  |  |  | Hardware | TRUE | LKC-4 |  | SMOKE - Ceiling Orientation | 1 | [6 empty] | FALSE | [5 empty] | #FFFFFFFF |  |  | FALSE | FALSE | FALSE | [14 empty] | FALSE | [7 empty] | THOR\acont | 2024-10-09 10:48
86f4c740-5f27-437a-bde5-af95e4e5e68f | NFPA 170 LCD ANNNUNCIATOR DISPLAY | RISER ANNUNCIATOR |  | North | Edwards |  | LCD Annunciator |  |  |  | Module | TRUE | RLCD-F |  | LCD Ann, 4x20 LCD, w/common LEDs, white, French | 1 | 0.098 | 0.113 |  |  |  |  | FALSE | [5 empty] | #FFFF0000 | FA-NFPA 170 LCD ANNNUNCIATOR DISPLAY | 1 | FALSE | FALSE | FALSE | 257 | [8 empty] | 7,12,18 |  |  |  |  | FALSE | [7 empty] | THOR\acont | 2024-09-08 17:27 |  | [Edwards, Kidde] [AUX POWER] [*] K-RLCD-C, K-RLCD-CR, K-RLCD-R, RLCD, RLCD-C, RLCD-CF, RLCD-C-PG, RLCD-CR, RLCD-C-SP, RLCD-F, RLCD-PG, RLCD-SP [Edwards, Kidde] [RS-485] GCI (C), GCIX (C), K-RLCD-C, K-RLCD-CR, K-RLCD-R, RLCD, RLCD-C, RLCD-CF, RLCD-C-PG, RLCD-CR, RLCD-C-SP, RLCD-F, RLCD-PG, RLCD-SP, RLED24 Mainboard, RLED24R Mainboard, RLED-C Mainboard, RLED-CF Mainboard, RLED-CR Mainboard
d98c620e-00ce-4770-95ac-af9c84c0e3cb | NFPA 170 HORN STROBE |  |  | North | Siemens |  | Horn/Strobe |  |  |  | Module | TRUE | SLHSWW-FB | S54329-F24-A2 | SLHSWW-FB HRN/ST,WALL,WHT,PICTOGRAM | 1 | [12 empty] | #FF0070C0 | FA-NFPA 170 HORN STROBE | 1 | FALSE | FALSE | FALSE | 2012 | [19 empty] | DESKTOP-7SAL8M7\acont | 2019-08-13 09:04 | THOR\acont | 2024-09-08 17:27 | B,T | [Siemens] [NAC] [24 VDC, HIGH DB, CODE 3] SLHSWR-A, SLHSWR-AL, SLHSWR-F, SLHSWR-FB, SLHSWR-N, SLHSWW-A, SLHSWW-AL, SLHSWW-F, SLHSWW-FB, SLHSWW-N
69bc2468-43fb-47b8-b49f-afa5bb1ea0a1 |  |  |  | North | Notifier |  | Cards & Components |  |  |  | Card | TRUE | SCE-8 |  | Smoker Control Expander Module Card, Expands SCS-8 to 16 Switches | 1 | 0.036 | 0.036 |  |  |  |  | TRUE | [5 empty] | #FFFFFFFF |  |  | FALSE | FALSE | FALSE | [14 empty] | FALSE | [7 empty] | THOR\acont | 2024-10-09 10:48
bc60e596-ab0e-4475-b981-afa67e2c6018 | NFPA 170 SPEAKER WALL |  |  | North | Edwards |  | Speaker |  |  |  | Module | TRUE | 90243A-802-05-L | UL1480 HyperSpike LineWave Loudspeaker Array 4 Red | HyperSpike UL LineWave line array loudspeaker 4 Red | 1 | [12 empty] | #FF0070C0 | FA-NFPA 170 SPEAKER WALL | 1 | FALSE | FALSE | FALSE | 2021 | [16 empty] | X4 |  |  | HOMEAUGUSTXPS-1\aucon | 2021-01-25 12:46 | THOR\acont | 2024-09-08 17:27 | August Added Hyperspike | [Edwards] [AUDIO 25v] 90243A-802-01-L, 90243A-802-05-L, 90243A-802-06-L, 90243A-802-07-L [Edwards] [AUDIO 70.7v] 90243A-802-01-L, 90243A-802-05-L, 90243A-802-06-L, 90243A-802-07-L
240086d1-4a72-4a8a-a8dd-afa77d86173b | NFPA 170 DGP |  |  | North | Notifier |  | Hardware |  |  |  | Hardware | TRUE | DR-B4BR |  | Door assembly, solid door, two tiers, RED, 18.80 lbs. | 1 | [6 empty] | FALSE | [5 empty] | #FFFF0000 | FA-NFPA 170 DGP | 1 | FALSE | FALSE | FALSE | [9 empty] | 7,12,18 |  |  |  |  | TRUE | [5 empty] | DESKTOP-7EIEB7A\acont | 2021-04-01 14:53 | THOR\acont | 2024-09-08 17:27 | Cloned from Notifier DR-B4R
dc6399a1-7a47-4e2c-9dbe-afbc8d4850ee | NFPA 170 FIRE ALARM CONTROL UNIT | RISER FACP |  | North | Hochiki |  | Fire Alarm Control Unit |  |  |  | Assembly | TRUE | LA401K1-14 |  | FireNET L@TITUDE Analog Addressable Fire Alarm Control Panel, 4 Slot Deep Plex-Door Enclosure, 5.25 A 115V, 2-Loop Panel Module, Hochiki Protocol, Network Module, and Media Gateway™, Red, Printer / 48 Zone LEDs | 1 | [6 empty] | FALSE |  |  | *Refer to Install Sheet | 16.5in (W) x 23.2in (H) x 8in (D) | KM5FCRD (Optional Semi-Flush Mounting Kit) | #FFFF0000 | FA-NFPA 170 FIRE ALARM CONTROL UNIT | 1 | FALSE | FALSE | FALSE | 202 | [8 empty] | 7,12,18,28 |  |  | 5.25 |  | TRUE | [5 empty] | DESKTOP-GHR3H5U\Anthony | 2019-11-27 07:05 | THOR\acont | 2024-09-08 17:27
b4a6f2b2-58b2-4147-a575-afbe29e327c3 | EQ-CAB |  |  | North | Silent Knight |  | Enclosure |  |  |  | Module | TRUE | SD500-LED | ++ | LED Driver Module in Cabinet | 1 | 0.00055 | 0.00055 |  |  |  |  | FALSE | [5 empty] | #FFFF0000 | FA-EQ-CAB | 1 | FALSE | FALSE | FALSE | 1000 | [13 empty] | FALSE | [5 empty] | DESKTOP-7EIEB7A\acont | 2022-11-06 06:54 | THOR\acont | 2024-09-08 17:27 | Cloned from Silent Knight SD500-SDM | [Silent Knight] [AUX POWER] [AUX INPUT ++] SD500-LED [Silent Knight] [SLC HOCHIKI] [*] [#1 SHARED ADDR ¦ ALL] Hood System w/SD500-MIM, PS-DA w/SD500-MIM, PS-SA w/SD500-MIM, SD500-AIM, SD500-ANM, SD500-ARM, SD500-LED, SD500-MIM, SD500-PS, SD500-PSDA, SD500-SDM, SD505-AHS w/SD505-6AB, SD505-APS w/SD505-6AB ( | [Silent Knight] SD500-LED
bb8f51d8-6d68-46c6-b5ba-afca61eac08c | NFPA 170 SMOKE DETECTOR |  |  | North | Notifier |  | Smoke Detector |  |  |  | Module | TRUE | FSD-751P w/B200SR-LF | ++ | DETECTOR, SMOKE, ADDRESSABLE PHOTO w/SOUNDER BASE, LOW FREQUENCY | 1 | 0.0003 | 0.0003 |  |  |  |  | FALSE | TRUE |  |  |  |  | #FFFF0000 | FA-NFPA 170 SMOKE DETECTOR | 1 | FALSE | FALSE | FALSE | 1408 | [13 empty] | FALSE |  |  | LF¦SB |  |  |  |  | THOR\acont | 2024-09-08 17:27 | 20191121 AC Detector with base | [Honeywell, Notifier, System Sensor] [SLC SENSORS] [*] [#4 TYPE ADDR ¦ SENSORS] 2251B (C), 2251-COPTIR (C), 2251-COPTIR w/B200S-WH (C), 2251TB (C), 2251TMB (C), 5251B (C), 5251B-WP (C), 5251H (C), 5251RB (C), 5251RB-WP (C), 7251 (C), 7251DH (C), DH200LP [Honeywell, Notifier, System Sensor] [SLC MODULES SENSORS] [*] [#2 SHARED ADDR ¦ SENSORS] 2251B (C), 2251-COPTIR (C), 2251-COPTIR w/B200S-WH (C), 2251TB (C), 2251TMB (C), 5251B (C), 5251B-WP (C), 5251H (C), 5251RB (C), 5251RB-WP (C), 7251 (C), 7251DH (C)
813c0984-b5c7-4457-ae26-afcdc229bce5 |  |  |  | North | MIRCOM | [5 empty] | Module | TRUE | ANC-4000 | ++ | Audio Network Controller Module | 1 | 0.255 | 0.265 | [10 empty] | #FFFFFFFF |  |  | FALSE | FALSE | FALSE | [20 empty] | THOR\acont | 2024-02-24 16:13 | THOR\acont | 2024-10-09 10:48 |  | [MIRCOM] [AUDIO LOW] [PAGING BUS] ANC-4000 | [MIRCOM] ANC-4000
735cbdf4-6b59-4946-8d33-afd0e4d2037c |  |  |  | North | Siemens | [5 empty] | Module | TRUE | FHK2003-U3 | S54400-C56-A1 | Black 2 Height Unit 2 Window Enclosure kit (for FC922, FC924 when adding LEDs) Consists of: One FHB2002-U1, one FHD2004-U1, two FHD2006-U1, one FHD2003-U3 | 1 | [12 empty] | #FFFFFFFF |  |  | FALSE | FALSE | FALSE | [20 empty] | DESKTOP-7SAL8M7\acont | 2019-08-13 09:04 | THOR\acont | 2024-10-09 10:48
cecbc7ce-0159-4c94-b920-afd4fa66e527 | NFPA 170 MANUAL PULL |  |  | North | Firelite |  | Manual Station |  |  |  | Module | TRUE | BG-12SL | + | Same as BG-12 with key lock. | 1 | [6 empty] | TRUE | [5 empty] | #FFFF0000 | FA-NFPA 170 MANUAL PULL | 1 | FALSE | FALSE | FALSE | 957 | [19 empty] | DESKTOP-7SAL8M7\acont | 2019-03-29 16:18 | THOR\acont | 2024-09-08 17:27 |  | [Firelite] [IDC] 01 BG-12, BG-12L, BG-12LA, BG-12LO, BG-12LOB, BG-12LPS, BG-12LPSP, BG-12LSP, BG-12S, BG-12SL, BG-8, BG-8SP
407df2ee-8243-4d24-90f1-afd7e7d14de4 | NFPA 170 SMOKE DETECTOR |  |  | North | MIRCOM |  | Smoke Detector |  |  |  | Module | TRUE | MIX-2251TB w/B224RB-WH | + | Intelligent Photoelectric Sensor with 135°F Fixed Temperature Heat Detector, Relay Base | 1 | 0.0003 | 0.0065 |  |  |  |  | FALSE | TRUE |  |  |  |  | #FFFF0000 | FA-NFPA 170 SMOKE DETECTOR | 1 | FALSE | FALSE | FALSE | 1408 | [13 empty] | FALSE |  |  | P, R, 135° |  |  | DESKTOP-7SAL8M7\acont | 2019-04-12 12:55 | THOR\acont | 2024-09-08 17:27 | 20191121 AC Detector with base | [MIRCOM] [SLC SENSORS] [*] [#4 TYPE ADDR ¦ SENSORS] DNR w/MIX-2251BR (C), DNR w/MIX-2351RAP (C), MIX-1251AP w/B200SR-LF-WH (C), MIX-1251AP w/B200SR-WH (C), MIX-1251AP w/B210LP (C), MIX-1251AP w/B224RB-WH (C), MIX-1251AP w/B501 (C), MIX-1251B w/B200SR-LF- [MIRCOM] [SLC MODULES SENSORS] [*] [#2 SHARED ADDR ¦ SENSORS] DNR w/MIX-2251BR (C), DNR w/MIX-2351RAP (C), MIX-1251AP w/B200SR-LF-WH (C), MIX-1251AP w/B200SR-WH (C), MIX-1251AP w/B210LP (C), MIX-1251AP w/B224RB-WH (C), MIX-1251AP w/B501 (C), MIX-1251B w/
38e72469-e467-4c8c-a8cd-afd999fb6d92 |  |  |  | North | Edwards |  | Hardware |  |  |  | Hardware | TRUE | 75122MPNxx |  | 12/2 Solid Red With colored tracer FPLP (Plenum) | 1 | [6 empty] | FALSE | [5 empty] | #FFFFFFFF |  |  | FALSE | FALSE | FALSE | [14 empty] | FALSE | [7 empty] | THOR\acont | 2024-10-09 10:48
0e71568c-b122-4927-bc8f-afda5c6ef373 | CADGEN MOTION DETECTOR WALL |  |  | North | Bosch |  | Motion Detector |  |  |  | Module | TRUE | ISC-CDL1-WA15HE | ++ | Motion detector, anti-mask, 50ft (15m) | 1 | 0.015 | 0.035 |  |  | 12 |  | FALSE | [5 empty] | #FFFF0000 | FA-CADGEN MOTION DETECTOR WALL | 1 | FALSE | FALSE | FALSE | [14 empty] | FALSE | [5 empty] | DESKTOP-7EIEB7A\acont | 2022-07-26 11:23 | THOR\acont | 2024-09-08 17:27 | Cloned from Bosch SC-CDL1-WA15GE | [BluePoint, Bosch, Honeywell] [AUX POWER] [*] [12VDC ++] BP01-302, BP01-303, D125B, D185, DS1101i, DS1102i, DS1103i, DS1108i, DS936 (C), DS9360 (C), DS936B (C), DS936-CHI (C), DS936-FRA (C), DS937 (C), DS9370 (C), DS9371 (C), DS939 (C), DS939-CHI (C), EN [Bosch, Optex] [ACCESS CONTROL INPUT] [*] [INPUT] DS1101i, DS1102i, DS1103i, DS1108i, DS936 (C), DS9360 (C), DS936B (C), DS936-CHI (C), DS936-FRA (C), DS937 (C), DS9370 (C), DS9371 (C), DS939 (C), DS939-CHI (C), FX-360 (C), ISC-BDL2-W12G, ISC-BDL2-W12GE, [Bosch, Optex] [IDC] 01 [INPUT] DS1101i, DS1102i, DS1103i, DS1108i, DS936 (C), DS9360 (C), DS936B (C), DS936-CHI (C), DS936-FRA (C), DS937 (C), DS9370 (C), DS9371 (C), DS939 (C), DS939-CHI (C), FX-360 (C), ISC-BDL2-W12G, ISC-BDL2-W12GE, ISC-BDL2-W12HE, I
1c77da84-f15b-4cea-918e-afdb4e4b3df1 |  |  |  | North | Gamewell FCI |  | Hardware |  |  |  | Hardware | TRUE | E3ID2-C | ++ | Assy, Inner Door, Command Center, 2- Bay “C” Size | 1 | [6 empty] | TRUE | [5 empty] | #FFFFFFFF |  |  | FALSE | FALSE | FALSE | [20 empty] | DESKTOP-7EIEB7A\acont | 2022-08-29 12:23 | THOR\acont | 2024-10-09 10:48 | Cloned from Gamewell FCI E3BB-BC/INCC
3c2cd4a8-e4ac-49f9-946b-afdb9471fb0b |  |  |  | North | Brivo | [5 empty] | Module | TRUE | New Part CLONED CLONED CLONED CLONED CLONED CLONED CLONED | [9 empty] | TRUE | [5 empty] | #FFFFFFFF |  |  | FALSE | FALSE | [21 empty] | AUGUSTALIEN\aucon | 2023-03-07 15:46 | DESKTOP-7EIEB7A\acont | 2023-03-31 12:04 | Cloned from New Part CLONED CLONED CLONED CLONED CLONED CLONED
626b6486-c552-4d1e-a49b-afe052e95c4a | NFPA 170 FIRE ALARM CONTROL UNIT | RISER FACP |  | North | Bosch |  | Fire Alarm Control Unit |  |  |  | Assembly | TRUE | B9512G | ++ | IP control panel, 32 areas, 599 points | 1 | [6 empty] | FALSE | [5 empty] | #FFFF0000 | FA-NFPA 170 FIRE ALARM CONTROL UNIT | 1 | FALSE | FALSE | FALSE | 105 | [8 empty] | 7,18,38 | 1 | 18 | 1.4 |  | TRUE |  |  | B9512G |  |  | DESKTOP-GHR3H5U\Anthony | 2019-08-01 10:04 | THOR\acont | 2024-09-08 17:27 | Cloned from Bosch B9512G (BURG)
ba20129f-a32a-4c1f-88cc-afe63e2b0418 |  |  |  | North | NAPCO |  | Cards & Components |  |  |  | Card | TRUE | GEMC-32MB | + | Assembly Main Board | 1 | [6 empty] | TRUE | [5 empty] | #FFFFFFFF |  |  | FALSE | FALSE | FALSE | [20 empty] | DESKTOP-7SAL8M7\acont | 2020-02-11 10:31 | THOR\acont | 2024-10-09 10:48 | Cloned from NAPCO GEMC-FW32CONVKT | [NAPCO] [VAC ] FL-255FACP Main Board, FL-32FACP Main Board, FL-FACP-LTE Main Board, FL-X2-32 Main Board, GEM-ACM1D Main Board, GEMC-128MB, GEMC-12V2APS-CF Main Board, GEMC-12V2APS-R Main Board, GEMC-255MB, GEMC-32MB, GEMC-96MB, GEMC-NAC6 Main Board, GEMC | [NAPCO] GEMC-32MB, GEMC-96MB
e327438a-f8da-4df6-9845-afe897704e10 |  |  |  | North | Edwards |  | Hardware |  |  |  | Hardware | TRUE | G1LK-B |  | Field replaceable lens kit, blue | 1 | [6 empty] | FALSE | [5 empty] | #FFFFFFFF |  |  | FALSE | FALSE | FALSE | [14 empty] | FALSE | [7 empty] | THOR\acont | 2024-10-09 10:48
ba36a52f-4a54-4f04-9b76-affdfda5fe50 |  |  |  | North | Bosch | [5 empty] | Module | TRUE | LTC 9213/01-RO | * | ***(Ross)Pole mount adapter for ltc9210 | 1 | [12 empty] | #FFFFFFFF |  |  | FALSE | FALSE | FALSE | [20 empty] | DESKTOP-7EIEB7A\acont | 2021-08-13 06:25 | THOR\acont | 2024-10-09 10:48
3b3cf984-621c-41f2-83c0-b00720fd1148 |  |  |  | North | HESS | Security/Access Control |  |  |  |  | Module | TRUE | 9600-612 (LBM)(LBSM) |  | SATIN BRONZE | 1 | [12 empty] | #FFFFFFFF |  |  | FALSE | FALSE | FALSE | [20 empty] | THOR\acont | 2024-03-12 21:20 | THOR\acont | 2024-10-09 10:48
0385643a-7552-49be-8607-b012c29b0a16 |  |  |  | North | Edwards |  | Hardware |  |  |  | Hardware | TRUE | G4VRF-SP-CVR | ++ | Replacement Appliance Cover, Strobe, Red, FEUGO | 1 | [12 empty] | #FFFFFFFF |  |  | FALSE | FALSE | FALSE | [20 empty] | THOR\acont | 2024-06-05 08:44 | THOR\acont | 2024-10-09 10:48 | Cloned from Edwards G4VRA-CVR CLONED CLONED
9eadf13a-60aa-4a38-aece-b022bebcfa96 |  |  |  | North | Edwards |  | Hardware |  |  |  | Hardware | TRUE | SD-PH |  | Protective Housing - for high humidity environments | 1 | [6 empty] | FALSE | [5 empty] | #FFFFFFFF |  |  | FALSE | FALSE | FALSE | [14 empty] | FALSE | [7 empty] | THOR\acont | 2024-10-09 10:48
0a377a01-1f10-461f-8234-b0288438828b |  |  |  | North | Edwards |  | Hardware |  |  |  | Hardware | TRUE | QSC-5-G-2-SP |  | OBSOLETE - FAP w/ 5 Option Card Spaces, Gray, Spanish, 230V | 1 | [6 empty] | FALSE | [5 empty] | #FFFFFFFF |  |  | FALSE | FALSE | FALSE | [14 empty] | FALSE | [7 empty] | THOR\acont | 2024-10-09 10:48
e881c6d9-d8d7-4f0c-ab68-b02a1d67c6c0 | NFPA 170 FIRE ALARM CONTROL UNIT | RISER FACP |  | North | Edwards |  | Fire Alarm Control Unit |  |  |  | Assembly | TRUE | QS1-1-R-1 | ++ | Single Loop System. 1 option card space. Red enclosure, 115v transformer. | 1 | [6 empty] | FALSE | [5 empty] | #FFFF0000 | FA-NFPA 170 FIRE ALARM CONTROL UNIT | 1 | FALSE | FALSE | FALSE | [9 empty] | 7,12,26,33,40 |  |  |  |  | TRUE | [7 empty] | THOR\acont | 2024-09-08 17:27
78d6c2da-c95e-446a-b5a1-b02b563f72d5 | CADGEN DOOR CONTACT |  |  | North | NASCOM |  | Door Contact |  |  |  | Module | TRUE | N707AUSPKIT | ++ | Spacer kit | 1 |  |  |  |  | 1.5 | [7 empty] | #FFFF0000 | FA-CADGEN DOOR CONTACT | 1 | FALSE | FALSE | FALSE | [17 empty] | REX |  |  | THOR\acont | 2023-11-10 12:48 | THOR\acont | 2024-09-08 17:27 | Cloned from NASCOM N707AU/ST CLONED CLONED CLONED CLONED | [NASCOM] [ACCESS CONTROL INPUT] [*] [INPUT] C CONTACT, D CONTACT, MET-200, MET-200 AR, MET-201B, MET-201B AR, MET-202C, MET-202C AR, MET-202C AR-WP18, MET-204C, MET-204C AR, N1178CGSHK/STO36W1, N200AU/ST036, N200AU/ST036 x 2, N505AUTMC, N707AU/M, N707AU/ [NASCOM] [IDC] 01 [INPUT] C CONTACT, D CONTACT, MET-200, MET-200 AR, MET-201B, MET-201B AR, MET-202C, MET-202C AR, MET-202C AR-WP18, MET-204C, MET-204C AR, N1178CGSHK/STO36W1, N200AU/ST036, N200AU/ST036 x 2, N505AUTMC, N707AU/M, N707AU/ST, N707AU/STATS,
b288c867-5992-43e3-b59a-b02dfc8bdaec | NFPA 170 BELL |  |  | North | Eaton Wheelock |  | Bell |  |  |  | Module | TRUE | 43T-G10-24-R | F | Bell, Vib, 24 VAC, 10", Red. | 1 | [6 empty] | FALSE | FALSE |  |  |  |  | #FFFF0000 | FA-NFPA 170 BELL | 1 | FALSE | FALSE | FALSE | 2000 | [13 empty] | FALSE | [7 empty] | THOR\acont | 2024-09-08 17:27
42ee2540-0eaf-4846-bfae-b033b7b26d88 | NFPA 170 ADDRESSABLE INPUT MONITOR MODULE |  |  | North | Potter |  | Addressable Module |  |  |  | Module | TRUE | PAD100-DIM CL-A | + | Dual Input Module | 1 | 0.00024 | 0.00024 |  |  |  |  | FALSE | [5 empty] | #FFFF0000 | FA-NFPA 170 ADDRESSABLE INPUT MONITOR MODULE | 1 | FALSE | FALSE | FALSE | 1000 | [13 empty] | FALSE |  |  | 2 |  |  | THOR\acont | 2025-02-13 06:51 | THOR\acont | 2025-02-13 06:51 | Cloned from Potter PAD100-DIM | [Potter] [SLC PAD] [*] [#1 SHARED ADDR ¦ MODULES] PAD100-DIM, PAD100-DIM CL-A, PAD100-LED, PAD100-LEDK, PAD100-MIM, PAD100-NAC, PAD100-OROI, PAD100-PSDA, PAD100-PSSA, PAD100-RM, PAD100-SIM, PAD100-SM, PAD100-TRTI, PAD100-TRTI CL-A, PAD100-ZM, PAD100-ZM C | [Potter] PAD100-DIM, PAD100-DIM CL-A, PAD100-TRTI, PAD100-TRTI CL-A, PAD100-ZM CL-A
28fdd787-6b3e-4aef-b83a-b03ad40f83bc | NFPA 170 SPEAKER STROBE |  |  | North | Siemens |  | Speaker/Strobe |  |  |  | Module | TRUE | SET-MC-VR | 500-636060 | ET SPKR MULTI CANDELA VANDAL RESISTANT RED | 1 | [12 empty] | #FF0070C0 | FA-NFPA 170 SPEAKER STROBE | 1 | FALSE | FALSE | FALSE | 2019 | [19 empty] | DESKTOP-7SAL8M7\acont | 2019-08-13 09:04 | THOR\acont | 2024-09-08 17:27 |  | [Siemens] [AUDIO 70.7v] [70V AUDIO] SET-AMC-CR-MNS-ALERT (C), SET-AMC-CW-MNS-ALERT (C), SET-AMC-R-MNS-ALERT, SET-AMC-W-MNS-ALERT, SET-CMC-CR-MNS-ALERT (C), SET-CMC-CW-MNS-ALERT (C), SET-CMC-R-MNS-ALERT, SET-CMC-W-MNS-ALERT, SET-CR (C), SET-CW (C), SET-HM [Siemens] [NAC] [VDC] SET-MC-R (C), SET-MC-VR, SET-MC-VW, SET-MC-W (C) [Siemens] [AUDIO 25v] [25V AUDIO] SET-AMC-CR-MNS-ALERT (C), SET-AMC-CW-MNS-ALERT (C), SET-AMC-R-MNS-ALERT, SET-AMC-W-MNS-ALERT, SET-CMC-CR-MNS-ALERT (C), SET-CMC-CW-MNS-ALERT (C), SET-CMC-R-MNS-ALERT, SET-CMC-W-MNS-ALERT, SET-CR (C), SET-CW (C), SET-HMC-
d4962048-a8fd-4b15-923e-b03e8ca7d11b |  |  |  | North | Edwards |  | Hardware |  |  |  | Hardware | TRUE | FW-ULVID3 |  | FireWorks FW-UL6W or FW-UL6S video card with 3 HDMI ports | 1 | [6 empty] | FALSE | [5 empty] | #FFFFFFFF |  |  | FALSE | FALSE | FALSE | [14 empty] | FALSE | [7 empty] | THOR\acont | 2024-10-09 10:48
bb918f6d-9671-4ed4-ae40-b04495525c95 | NFPA 170 STROBE WALL |  |  | North | Eaton Wheelock |  | Strobe |  |  |  | Module | TRUE | RSS-24100C-FW |  | Strobe, 24 VDC, 100 cd, Non-Sync/Sync | 1 | [6 empty] | FALSE | FALSE |  |  |  |  | #FF0070C0 | FA-NFPA 170 STROBE WALL | 1 | FALSE | FALSE | FALSE | 2023 | [13 empty] | FALSE | [7 empty] | THOR\acont | 2024-09-08 17:27
7b2273dd-ed3f-4717-9004-b0451e41dab0 |  |  |  | North | Edwards |  | Hardware |  |  |  | Hardware | TRUE | 4-CABLUSBSM | n | CABLE,USB 3.0 A-B MALE,SHORT | 1 | [12 empty] | #FFFFFFFF |  |  | FALSE | FALSE | FALSE | [20 empty] | DESKTOP-7SAL8M7\acont | 2019-12-13 12:52 | THOR\acont | 2024-10-09 10:48
a06012e9-12ab-45c6-94cc-b04af4d27e47 | NFPA 170 DGP |  |  | North | Notifier |  | Hardware |  |  |  | Hardware | TRUE | DR-A4B |  | Door assembly, solid door, one tier, BLACK, 14.30 lbs. | 1 | [6 empty] | FALSE | [5 empty] | #FFFF0000 | FA-NFPA 170 DGP | 1 | FALSE | FALSE | FALSE | [9 empty] | 7,12,18 |  |  |  |  | TRUE | [5 empty] | DESKTOP-7EIEB7A\acont | 2021-04-01 14:48 | THOR\acont | 2024-09-08 17:27 | Cloned from Notifier DR-AA4B
e62f16ab-73a5-4335-8e50-b04b16ecc1e9 | NFPA 170 LOCAL OPERATOR CONSOLE | RISER LOC |  | North | Notifier |  | Local Operator Console |  |  |  | Assembly | TRUE | LCD-160 w/RM-1 | 2204155 | Remote Local Operator Console Assembly - Configuration 2204154 | 1 | [6 empty] | FALSE |  | SEMI-FLUSH |  | 9-3/16"X9-15/16"X3-3/4" | N/A | #FFFF0000 | FA-NFPA 170 LOCAL OPERATOR CONSOLE | 1 | FALSE | FALSE | FALSE | 255 |  |  | 7120-0028:0227 | [10 empty] | FALSE | [5 empty] | DESKTOP-7EIEB7A\acont | 2022-04-15 18:01 | THOR\acont | 2024-09-08 17:27 | Cloned from Notifier LCD-160 Assembly
8f9e7745-17e3-4c14-9840-b04dcbb94734 | NFPA 170 HORN STROBE CEILING |  |  | North | Eaton Wheelock |  | Horn/Strobe |  |  |  | Module | TRUE | EL4XMTST-FW | ++ | CEILING HORN STROBE, WHITE, WP | 1 | [6 empty] | TRUE | TRUE |  |  |  |  | #FF0070C0 | FA-NFPA 170 HORN STROBE CEILING | 1 | FALSE | FALSE | FALSE | 2020 | [16 empty] | C, WP |  |  | THOR\acont | 2024-09-11 19:25 | THOR\acont | 2024-10-09 10:48 | Cloned from Eaton Wheelock EL4XHS-FW | [Eaton Wheelock] [NAC] [24VDC, STD HORN] EL3RMTSTA-ALW (C), EL3RMTSTA-NW (C), EL3RMTST-FR (C), EL3RMTST-FW (C), EL4XMTSTA-ALW (C), EL4XMTSTA-NW (C), EL4XMTST-FR (C), EL4XMTST-FW (C) [Eaton Wheelock] [NAC] [24VDC, HIGH HORN] EL3RMTSTA-ALW (C), EL3RMTSTA-NW (C), EL3RMTST-FR (C), EL3RMTST-FW (C), EL4XMTSTA-ALW (C), EL4XMTSTA-NW (C), EL4XMTST-FR (C), EL4XMTST-FW (C)
c8648397-bdec-451e-962e-b052af09813f | NFPA 170 FIRE ALARM CONTROL UNIT | RISER FACP |  | North | Hochiki |  | Fire Alarm Control Unit |  |  |  | Assembly | TRUE | LA101K4-64 |  | FireNET L@TITUDE Analog Addressable Fire Alarm Control Panel, 4 Slot Standard Enclosure, 5.25 A 115V, 8-Loop Panel Module, Hochiki Protocol, Network Module, and Media Gateway™, Black, Printer / 48 Zone LEDs | 1 | [6 empty] | FALSE |  |  | *Refer to Install Sheet | 16.5in (W) x 23.2in (H) x 6in (D) | KM5FCRD (Optional Semi-Flush Mounting Kit) | #FFFF0000 | FA-NFPA 170 FIRE ALARM CONTROL UNIT | 1 | FALSE | FALSE | FALSE | 202 | [8 empty] | 7,12,18,28 |  |  | 5.25 |  | TRUE | [5 empty] | DESKTOP-7SAL8M7\acont | 2019-12-04 15:59 | THOR\acont | 2024-09-08 17:27 | Cloned from Hochiki LA101K1-64 CLONED
01224cb3-a41d-4c4d-a113-b05cdf24f616 |  |  |  | North | Siemens | [5 empty] | Module | TRUE | WAIO | 500-234968 | WIDE AREA INPUT OUTPUT MODULE THAT INCLUDES 4 DRY CONTACT INPUTS AND 4 OPEN COLLECTOR OUTPUTS | 1 | [12 empty] | #FFFFFFFF |  |  | FALSE | FALSE | FALSE | [20 empty] | DESKTOP-7SAL8M7\acont | 2019-08-13 09:04 | THOR\acont | 2024-10-09 10:48
43f74119-9d7b-40d8-8d44-b0600e442997 | NFPA 170 SPRINKLER ALARM PANEL |  |  | North | Block Definition Only |  | Sprinker Alarm Panel |  |  |  | Module | TRUE | NFPA 170 SPRINKLER ALARM PANEL |  | NFPA 170 SPRINKLER ALARM PANEL | 1 | [12 empty] | #FFFF0000 | FA-NFPA 170 SPRINKLER ALARM PANEL | 1 | FALSE | FALSE | FALSE | [20 empty] | AULAPTOP-PC\Aulaptop | 2020-03-26 07:41 | THOR\acont | 2024-09-08 17:27
9a57e187-6e02-4804-a617-b0602c95fa2f | NFPA 170 SMOKE HEAT CO DETECTOR |  |  | North | Notifier |  | Smoke/Heat/CO Detector |  |  |  | Module | TRUE | FCO-951 w/B200S-LF-WH | + | Addressable, low-profile device that provides fire, heat, and carbon monoxide (CO) detection, Low Frequency Sounder Base | 1 | 0.0003 | 0.0072 |  |  |  |  | FALSE | TRUE |  |  |  |  | #FFFF0000 | FA-NFPA 170 SMOKE HEAT CO DETECTOR | 1 | FALSE | FALSE | FALSE | 1408 | [13 empty] | FALSE |  |  | CO, LF |  |  | ALIENWIN10\AugWin7 | 2019-12-04 13:14 | THOR\acont | 2024-09-08 17:27 | Cloned from Notifier FCO-851 w/B200S-LF | [Honeywell, Notifier, System Sensor] [SLC MODULES SENSORS] [*] [#2 SHARED ADDR ¦ SENSORS] 2251B (C), 2251-COPTIR (C), 2251-COPTIR w/B200S-WH (C), 2251TB (C), 2251TMB (C), 5251B (C), 5251B-WP (C), 5251H (C), 5251RB (C), 5251RB-WP (C), 7251 (C), 7251DH (C) [Honeywell, Notifier, System Sensor] [SLC SENSORS] [*] [#4 TYPE ADDR ¦ SENSORS] 2251B (C), 2251-COPTIR (C), 2251-COPTIR w/B200S-WH (C), 2251TB (C), 2251TMB (C), 5251B (C), 5251B-WP (C), 5251H (C), 5251RB (C), 5251RB-WP (C), 7251 (C), 7251DH (C), DH200LP [Notifier] [AUX POWER] [16VDC, LOW VOLUME] B200S-LF-WH, FCO-851 w/B200S-LF (C), FCO-951 w/B200S-LF-WH (C), FPC-951 w/B200S-LF-IV (C), FPC-951 w/B200S-LF-WH (C), FPTI-951 w/B200S-LF-IV (C), FPTI-951 w/B200S-LF-WH (C), FSCO-951 w/B200S-LF-IV (C), FSCO-951 [Notifier] [AUX POWER] [16VDC, HIGH VOLUME] B200S-LF-WH, FCO-851 w/B200S-LF (C), FCO-951 w/B200S-LF-WH (C), FPC-951 w/B200S-LF-IV (C), FPC-951 w/B200S-LF-WH (C), FPTI-951 w/B200S-LF-IV (C), FPTI-951 w/B200S-LF-WH (C), FSCO-951 w/B200S-LF-IV (C), FSCO-951
ce06cf82-bd96-4f5f-b14a-b0699b41b1f1 | NFPA 170 HORN STROBE |  |  | North | Eaton Wheelock |  | Horn/Strobe |  |  |  | Module | TRUE | LFHSHW3-N | + | Horn/Strobe Exceder Series, White, No Lettering, LED, LF, 177cd | 1 | [6 empty] | FALSE | [5 empty] | #FF0070C0 | FA-NFPA 170 HORN STROBE | 1 | FALSE | FALSE | FALSE | 2012 | [13 empty] | FALSE | [5 empty] | DESKTOP-7SAL8M7\acont | 2019-02-11 17:16 | THOR\acont | 2024-09-08 17:27 | Cloned from Wheelock LFHSHW3-AL | [Eaton Wheelock] [NAC] LFHSHR3, LFHSHR3-AL, LFHSHR3-CO, LFHSHR3-N, LFHSHW3, LFHSHW3-AL, LFHSHW3-CO, LFHSHW3-N
f4400771-fc8e-43a1-9c35-b06dbeab21fd | NFPA 170 MULTI DETECTOR CO |  |  | North | Fike |  | Multi Criteria Detector |  |  |  | Module | TRUE | FIK-FC351 w/B300-6 | ++ | Advanced multi‐criteria fire/CO detector, bright white color, Standard Base | 1 | 0.0002 | 0.0045 |  |  | 24 |  | FALSE | TRUE |  |  | 2.7” H x 6.875” D (69 mm x 175 mm), installed in B200S series sounder base |  | #FFFF0000 | FA-NFPA 170 MULTI DETECTOR CO | 1 | FALSE | FALSE | FALSE | 1408 |  |  | 7272-0028:0206 | [10 empty] | FALSE | [5 empty] | DESKTOP-7EIEB7A\acont | 2023-01-03 07:49 | THOR\acont | 2024-09-08 17:27 | Cloned from Notifier FCO-951 w/B300-6 | [Fike] [SLC IDP SENSORS] [*] [#4 TYPE ADDR ¦ SENSORS] DNR w/FIK‐2351R (C), FIK-2351 w/B200S-LF-WH (C), FIK-2351 w/B200S-WH (C), FIK-2351 w/B224RB-WH (C), FIK-2351 w/B300-6 (C), FIK-2351T w/B200S-LF-WH (C), FIK-2351T w/B200S-WH (C), FIK-2351T w/B224RB-WH
e014420c-fcb0-4a3e-86ee-b06e27c69e12 |  |  |  | North | Notifier |  | Hardware |  |  |  | Hardware | TRUE | CHS-4L |  | Chassis | 1 | [6 empty] | FALSE |  | SURFACE |  | PROVIDED ("WX"HX"D) | N/A | #FFFFFFFF |  |  | FALSE | FALSE | FALSE |  |  |  | 7165-0028:0224 | [10 empty] | FALSE | [5 empty] | DESKTOP-7EIEB7A\acont | 2021-04-01 15:10 | THOR\acont | 2024-10-09 10:48 | Cloned from Notifier CHS-M3
b281c1a5-e148-4a13-bebb-b07699805525 | CADGEN DOOR CONTACT |  |  | North | NASCOM |  | Door Contact |  |  |  | Module | TRUE | N707AU/SWATS | ++ | Switch with alarm and tamper circuits connected in series | 1 |  |  |  |  | 1.5 | [7 empty] | #FFFF0000 | FA-CADGEN DOOR CONTACT | 1 | FALSE | FALSE | FALSE | [17 empty] | REX |  |  | THOR\acont | 2023-11-10 12:48 | THOR\acont | 2024-09-08 17:27 | Cloned from NASCOM N707AU/ST CLONED CLONED | [NASCOM] [ACCESS CONTROL INPUT] [*] [INPUT] C CONTACT, D CONTACT, MET-200, MET-200 AR, MET-201B, MET-201B AR, MET-202C, MET-202C AR, MET-202C AR-WP18, MET-204C, MET-204C AR, N1178CGSHK/STO36W1, N200AU/ST036, N200AU/ST036 x 2, N505AUTMC, N707AU/M, N707AU/ [NASCOM] [IDC] 01 [INPUT] C CONTACT, D CONTACT, MET-200, MET-200 AR, MET-201B, MET-201B AR, MET-202C, MET-202C AR, MET-202C AR-WP18, MET-204C, MET-204C AR, N1178CGSHK/STO36W1, N200AU/ST036, N200AU/ST036 x 2, N505AUTMC, N707AU/M, N707AU/ST, N707AU/STATS,
221c758c-6333-44ad-a6c7-b079b4499af5 |  |  |  | North | Edwards |  | Hardware |  |  |  | Hardware | TRUE | MN-HSECCLD |  | ECC Replacement lower door. One used for MN-HS16 & MN-HS32 Series. Two used for MN-HS64 Series. | 1 | [6 empty] | FALSE | [5 empty] | #FFFFFFFF |  |  | FALSE | FALSE | FALSE | [14 empty] | FALSE | [7 empty] | THOR\acont | 2024-10-09 10:48
7cfe83f9-5fac-44e2-a423-b07c022a729b |  |  |  | North | Edwards |  | Hardware |  |  |  | Hardware | TRUE | 12V1A2 |  | Battery, 1.2AH | 1 | [6 empty] | FALSE | [5 empty] | #FFFFFFFF |  |  | FALSE | FALSE | FALSE | [14 empty] | FALSE | [7 empty] | THOR\acont | 2024-10-09 10:48
ed952bed-a14f-4943-a6c8-b07c61ff887b | NFPA 170 INTEGRAL VALVE SUPERVISORY SWITCH |  |  | North | DMP |  | Supervisory Switch |  |  |  | Module | TRUE | 1182 |  | Wireless OS&Y Tamper | 1 | [6 empty] | TRUE | [5 empty] | #FFFF0000 | FA-NFPA 170 INTEGRAL VALVE SUPERVISORY SWITCH | 1 | FALSE | FALSE | FALSE | 1000 | [16 empty] | OS&Y |  |  | DESKTOP-7EIEB7A\acont | 2021-04-05 15:46 | THOR\acont | 2024-09-08 17:27 | Cloned from DMP 1103 | [BluePoint, DMP] [DMP WIRELESS] [WIRELESS] 1103, 1126R, 1135, 1164 (C), 1164NS (C), 1165H (C), 1168 (C), 1181-R, 1182, 1183-135F, 1183-135R, 1184-W (C), BP01-303, BP02-203M, BP02-203P, BP02-A203M, BP02-A203P, BP02-A203PH, BP03-303, BP03-A103M, BP03-A103P
694a7510-92b3-4f33-be2d-b07d5b7823d2 |  |  |  | North | Siemens |  | Hardware |  |  |  | Hardware | TRUE | 5000-017 | 500-050282+ | Model F5000 detector-wire cage | 1 | [12 empty] | #FFFFFFFF |  |  | FALSE | FALSE | FALSE | [20 empty] | DESKTOP-7EIEB7A\acont | 2022-06-29 10:32 | THOR\acont | 2024-10-09 10:48 | Cloned from Siemens 5000-006
3d056d9b-d619-4e2f-b4c5-b07d659b72c2 | NFPA 170 SURGE SUPPRESSOR |  |  | North | Ansul |  | Surge Supressor |  |  |  | Module | TRUE | 430685 | ++ | Isolated Loop Circuit Protector | 1 | [6 empty] | TRUE | [5 empty] | #FFFF0000 | FA-NFPA 170 SURGE SUPPRESSOR | 1 | FALSE | FALSE | FALSE | [17 empty] | 24v |  |  | AUGUSTXPS17-EUP\aucon | 2022-05-25 03:56 | THOR\acont | 2024-09-08 17:27 | Cloned from Ansul New Part | [Ansul] [SURGE PROTECTION] 430685
194cef50-8d7f-4b6b-be93-b07df05834f2 | NFPA 170 SPEAKER STROBE |  |  | North | Siemens |  | Speaker/Strobe |  |  |  | Module | TRUE | SL2SPSWW-M | S54329-F178-A1++ | Speaker-Strobe, Wall, Clear, White, Emergency | 1 | [12 empty] | #FF0070C0 | FA-NFPA 170 SPEAKER STROBE | 1 | FALSE | FALSE | FALSE | 2023 | [19 empty] | DESKTOP-7EIEB7A\acont | 2023-08-03 07:56 | THOR\acont | 2024-09-08 17:27 | Cloned from Siemens SL2SWW-A | [Siemens] [AUDIO 70.7v] [70V AUDIO] SL2SPSCR-A (C), SL2SPSCR-AL (C), SL2SPSCR-ALA (C), SL2SPSCR-F (C), SL2SPSCR-FB (C), SL2SPSCR-N (C), SL2SPSCR-NA (C), SL2SPSCW-A (C), SL2SPSCW-AL (C), SL2SPSCW-ALA (C), SL2SPSCW-F (C), SL2SPSCW-FB (C), SL2SPSCW-N (C), S [Siemens] [AUDIO 25v] [25V AUDIO] SL2SPSCR-A (C), SL2SPSCR-AL (C), SL2SPSCR-ALA (C), SL2SPSCR-F (C), SL2SPSCR-FB (C), SL2SPSCR-N (C), SL2SPSCR-NA (C), SL2SPSCW-A (C), SL2SPSCW-AL (C), SL2SPSCW-ALA (C), SL2SPSCW-F (C), SL2SPSCW-FB (C), SL2SPSCW-N (C), SL2 [Siemens] [NAC] [16.0 – 33.0 VDC] SL2SPSWR-AL, SL2SPSWR-ALA, SL2SPSWR-F, SL2SPSWR-FB, SL2SPSWR-M, SL2SPSWR-N, SL2SPSWR-NA, SL2SPSWW-AL, SL2SPSWW-ALA, SL2SPSWW-F, SL2SPSWW-FB, SL2SPSWW-M, SL2SPSWW-N, SL2SPSWW-NA, SL2SWR-A, SL2SWR-AL, SL2SWR-ALA, SL2SWR-AL
dfe5904b-cfa0-4131-9d67-b0805678be0d |  |  |  | North | Bosch | [5 empty] | Module | TRUE | NDP-7512-Z30 | * | Camera IP OUTDOOR PTZ DOME CAMERA 2MPHD 30X STARLIGHT IMAGING H265IVA POE | 1 | [12 empty] | #FFFFFFFF |  |  | FALSE | FALSE | FALSE | [20 empty] | DESKTOP-7EIEB7A\acont | 2021-08-13 06:25 | THOR\acont | 2024-10-09 10:48
6d0e38da-6ff6-4938-a13d-b08bbfe9322e |  |  |  | North | Siemens | [5 empty] | Module | TRUE | PSC-CBL-24 | 500-634879 | 24" CABLE FROM PTB TO PSC-12 | 1 | [12 empty] | #FFFFFFFF |  |  | FALSE | FALSE | FALSE | [20 empty] | DESKTOP-7SAL8M7\acont | 2019-08-13 09:04 | THOR\acont | 2024-10-09 10:48
fcf4cbf1-4b37-4193-b981-b08e9fedba6b |  |  |  | North | Bosch | [5 empty] | Module | TRUE | VDA-455SMB-IP-RO | * | Box ***(Ross)Surface mount box for dome camera | 1 | [12 empty] | #FFFFFFFF |  |  | FALSE | FALSE | FALSE | [20 empty] | DESKTOP-7EIEB7A\acont | 2021-08-13 06:25 | THOR\acont | 2024-10-09 10:48
556774a9-0457-4c98-b7e3-b0945cac5175 | NFPA 170 SMOKE DETECTOR |  |  | North | Farenhyt |  | Smoke Detector |  |  |  | Module | TRUE | IDP-PHOTO-W w/B200S-LF-WH | ++ | White, low-profile photoelectric sensor w/LF Sounder Base | 1 | 0.0002 | 0.0045 |  |  |  |  | FALSE | TRUE |  |  |  |  | #FFFF0000 | FA-NFPA 170 SMOKE DETECTOR | 1 | FALSE | FALSE | FALSE | 1408 | [13 empty] | FALSE |  |  | LF |  |  | DESKTOP-7EIEB7A\acont | 2023-02-27 07:10 | THOR\acont | 2024-09-08 17:27 | Cloned from Silent Knight SK-PHOTO-W w/B200S-LF-WH | [Farenhyt, Silent Knight] [SLC MODULES SENSORS] [*] [#2 SHARED ADDR ¦ SENSORS] CO1224TR w/ IDP-MINIMON, CO1224TR w/ IDP-MONITOR, DNR w/IDP-PHOTO-R-W (C), DNR w/SK-PHOTO-R-W (C), DNRW w/IDP-PHOTO-R-W (C), DNRW w/SK-PHOTO-R-W (C), HFS-D (C), HFS-P (C), HFS [Farenhyt, Silent Knight] [AUX POWER] [24VDC, LOW VOLUME ++] IDP-FIRE-CO-W w/B200S-LF-WH (C), IDP-PHOTO-W w/B200S-LF-WH (C), SK-FIRE-CO-W w/B200S-LF-WH (C), SK-PHOTO-W w/B200S-LF-WH (C) [Farenhyt, Silent Knight] [AUX POWER] [24VDC, HIGH VOLUME ++] IDP-FIRE-CO-W w/B200S-LF-WH (C), IDP-PHOTO-W w/B200S-LF-WH (C), SK-FIRE-CO-W w/B200S-LF-WH (C), SK-PHOTO-W w/B200S-LF-WH (C) [Farenhyt] [SLC IDP SENSORS] [*] [#4 TYPE ADDR ¦ SENSORS] DNR w/IDP-PHOTO-R-W (C), DNRW w/IDP-PHOTO-R-W (C), IDP-ACCLIMATE (C), IDP-BEAM (C), IDP-DUCT-W w/IDP-PHOTO-R-W (C), IDP-FIRE-CO-W w/B200S-LF-WH (C), IDP-FIRE-CO-W w/B200S-WH (C), IDP-FIRE-CO-W w/B
94f10c9d-51ef-4a1f-bb68-b09a3e269a46 |  |  |  | North | Autocall |  | Cards & Components |  |  |  | Card | TRUE | A100-1361 |  | Analog Flex-35, 35 W Amplifier, constant supervision compatible 25 VRMS output | 1 | 0.085 | 1.64 |  |  |  |  | TRUE | [5 empty] | #FFFFFFFF |  |  | FALSE | FALSE | FALSE | [20 empty] | DESKTOP-0D6CQVA\lousc | 2019-07-07 13:15 | THOR\acont | 2024-10-09 10:48 | Cloned from AutoCall A100-1210 |  | [Autocall] A100-1361, A100-1363
45ac5005-ed6b-4a5c-b119-b09c66d357b8 | NFPA 170 AMPLIFIER RACK | RISER AMP |  | North | Notifier |  | Hardware |  |  |  | Hardware | TRUE | EQDR-B4 |  | Door assembly, vented door, two tiers, black. (For red, order EQDR-B4R.) | 1 | [6 empty] | FALSE | [5 empty] | #FFFF0000 | FA-NFPA 170 AMPLIFIER RACK | 1 | FALSE | FALSE | FALSE | 300 | [8 empty] | 7,12,18 |  |  |  |  | TRUE | [5 empty] | DESKTOP-7EIEB7A\acont | 2021-04-01 15:50 | THOR\acont | 2024-09-08 17:27 | Cloned from Notifier EQBB-B4
cd74f817-cac7-4760-93e0-b09e0557770c |  |  |  | North | SAFETY TECHNOLOGY INCORPORATED | STOPPERS |  |  |  |  | Module | TRUE | SS2221EM-EN |  |  | 1 | [12 empty] | #FFFFFFFF |  |  | FALSE | FALSE | FALSE | [20 empty] | THOR\acont | 2024-03-12 21:43 | THOR\acont | 2024-10-09 10:48
b82e3915-be53-44c0-913d-b09f526fdec9 |  |  |  | North | Siemens |  | Cards & Components |  |  |  | Card | TRUE | FCA2016-U1 | S54400-A39-A1++ | RS485 class A module (iso.) | 1 | 0.075 | 0.136 |  |  |  |  | TRUE | [5 empty] | #FFFFFFFF |  |  | FALSE | FALSE | FALSE | [22 empty] | THOR\acont | 2024-10-09 10:48 | 58 mA per module |  | [Siemens] Connect X300, FCA2016-U1 [Siemens] Connect X300, FCA2016-U1
d4d41e93-6472-4f80-889f-b0a1f90d38db | NFPA 170 FIRE ALARM CONTROL UNIT | RISER FACP |  | North | Hochiki |  | Fire Alarm Control Unit |  |  |  | Assembly | TRUE | LAA03K1-60 |  | FireNET L@TITUDE Analog Addressable Fire Alarm Control Panel, 8 Slot Deep Plex-Door Enclosure, 10.25 A Auto Voltage, 2-Loop Panel Module, Hochiki Protocol, Network Module, and Media Gateway™, Black, 48 Zone LEDs | 1 | [6 empty] | FALSE |  |  | *Refer to Install Sheet | 16.5in (W) x 23.2in (H) x 8in (D) | KM5FCRD (Optional Semi-Flush Mounting Kit) | #FFFF0000 | FA-NFPA 170 FIRE ALARM CONTROL UNIT | 1 | FALSE | FALSE | FALSE | 202 | [8 empty] | 7,12,18,28,33,40 |  |  | 10.25 |  | TRUE | [5 empty] | DESKTOP-GHR3H5U\Anthony | 2019-11-27 08:00 | THOR\acont | 2024-09-08 17:27
f80dea46-566a-4a7b-a22f-b0a2ec247e50 |  |  |  | North | Autocall |  | Cards & Components |  |  |  | Card | TRUE | A100-9610 |  | REMOTE ANNUNCIATOR | 1 | 0.087 | 0.087 |  |  |  |  | TRUE | [5 empty] | #FFFFFFFF |  |  | FALSE | FALSE | FALSE | [20 empty] | AULAPTOP-PC\Aulaptop | 2019-05-12 11:51 | THOR\acont | 2024-10-09 10:48 | Cloned from Advanced New Part
00a046be-092a-41ab-a0e9-b0a71983099b | NFPA 170 SMOKE DETECTOR |  |  | North | Monaco Enterprises |  | Smoke Detector |  |  |  | Module | TRUE | 723-340-00 | + | DETECTOR,SYSTEM:PHOTOELECTRIC,NO THERMAL,12/24VDC,WITH 2-WIRE BASE | 1 |  | 0.13 |  |  |  |  | FALSE | TRUE |  |  |  |  | #FFFF0000 | FA-NFPA 170 SMOKE DETECTOR | 1 | FALSE | FALSE | FALSE | 1408 | [13 empty] | FALSE | [5 empty] | DESKTOP-7SAL8M7\acont | 2020-02-21 06:59 | THOR\acont | 2024-09-08 17:27 | Cloned from System Sensor BK2W-B | [Monaco Enterprises, System Sensor] [IDC] 03 [*] 723-340-00 (C), BK2W-B (C)
e06e0872-619d-4b40-b1fa-b0b3ade5406c | NFPA 170 SMOKE DETECTOR |  |  | North | Silent Knight |  | Smoke Detector |  |  |  | Module | TRUE | SK-BEAM | ++ | Single-ended Reflected Type projected Beam Smoke Detector | 1 | 0.002 | 0.0085 |  |  |  |  | FALSE | TRUE |  |  |  |  | #FFFF0000 | FA-NFPA 170 SMOKE DETECTOR | 1 | FALSE | FALSE | FALSE | 1408 | [13 empty] | FALSE | [7 empty] | THOR\acont | 2024-09-08 17:27 | 20191121 AC Detector without base | [Silent Knight, System Sensor] [SLC SK SENSORS] [*] [#4 TYPE ADDR ¦ SENSORS] DNR w/SK-PHOTO-R-W (C), DNRW w/SK-PHOTO-R-W (C), HFS-D (C), HFS-P (C), HFS-PT (C), HFS-T (C), OSI-RI-SK (C), SK-ACCLIMATE (C), SK-BEAM (C), SK-DUCT-W w/SK-PHOTO-R-W (C), SK-FIRE [Farenhyt, Silent Knight] [SLC MODULES SENSORS] [*] [#2 SHARED ADDR ¦ SENSORS] CO1224TR w/ IDP-MINIMON, CO1224TR w/ IDP-MONITOR, DNR w/IDP-PHOTO-R-W (C), DNR w/SK-PHOTO-R-W (C), DNRW w/IDP-PHOTO-R-W (C), DNRW w/SK-PHOTO-R-W (C), HFS-D (C), HFS-P (C), HFS [Farenhyt, Silent Knight] [SLC MODULES/SENSORS] [#2 SLC ++] IDP-ACCLIMATE (C), IDP-BEAM (C), IDP-CONTROL-6, IDP-MON-10, IDP-MONITOR-2, IDP-RELAY-6, IDP-RELAYMON-2, IDP-ZONE, IDP-ZONE-6, OSI-RI-SK (C), SK-ACCLIMATE (C), SK-BEAM (C), SK-CONTROL-6, SK-MON-1 [Farenhyt, Silent Knight] [AUX POWER] IDP-BEAM (C), SK-BEAM (C)
17247c15-1fd3-4362-88f4-b0b793878ae0 | Hikvision NVR |  |  | North | Digital Watchdog |  | CCTV Component |  |  |  | Assembly | TRUE | DW-BJCUBE6T |  | NVR | 1 | [6 empty] | FALSE | [5 empty] | #FFFF0000 | FA-Hikvision NVR | 1 | FALSE | FALSE | FALSE | [14 empty] | FALSE | [5 empty] | AULAPTOP-PC\Aulaptop | 2019-01-04 17:25 | THOR\acont | 2024-09-08 17:27 | Cloned from Hikvision Hikvision NVR
4f0b5c2f-7583-45fb-811e-b0c1295fbdcd | NFPA 170 FLAME DETECTOR |  |  | North | Macurco |  | Flame Detector |  |  |  | Module | TRUE | 84-3112-1200-10 | ++ | TXP-FDE UV/IR-HD, Video, SS, 3/4” NPT, Tilt Mount | 1 | 0.012 | 0.18 |  |  |  |  | FALSE | FALSE |  |  | 5.51” (L) x 3.54” (W) x 3.54” (H) |  | #FFFF0000 | FA-NFPA 170 FLAME DETECTOR | 1 | FALSE | FALSE | FALSE | 1401 | [13 empty] | FALSE |  |  | UV/IR |  |  | THOR\acont | 2024-01-09 08:30 | THOR\acont | 2024-09-08 17:27 | Cloned from Macurco 84-3211-1100-20 CLONED CLONED CLONED | [Firelite, Macurco, Notifier, Silent Knight, System Sensor] [IDC] 01 [IDC 4-WIRE ++] 1251B (C), 1412B (C), 1424 (C), 2112/24AT (C), 2112/24S (C), 2112/24TS (C), 2112AITR (C), 2112ATR (C), 2112R (C), 2124AITR (C), 2124ATR (C), 2124R (C), 2151 w/B110RLP (C [Firelite, Macurco, Notifier, Silent Knight, System Sensor] [AUX POWER] [*] [AUX INPUT ++] 1251B (C), 1412B (C), 1424 (C), 2112/24AT (C), 2112/24S (C), 2112/24TS (C), 2112AITR (C), 2112ATR (C), 2112R (C), 2124AITR (C), 2124ATR (C), 2124R (C), 2151 w/B110
00ce6cd7-ad40-468f-8ca6-b0c546627c7e | NFPA 170 HEAT DETECTOR |  |  | North | Autocall |  | Heat Detector |  |  |  | Module | TRUE | A4098-9734 w/A4098-9792 | + | TrueAlarm High Temp Heat Detector w/TrueAlarm Sensor Standard Base | 1 | 0.0008 | 0.001 |  |  |  |  | TRUE | TRUE |  |  |  |  | #FFFF0000 | FA-NFPA 170 HEAT DETECTOR | 1 | FALSE | FALSE | FALSE | 1403 | [16 empty] | HT |  |  | DESKTOP-0D6CQVA\lousc | 2019-07-07 15:43 | THOR\acont | 2024-09-08 17:27 | 20191121 AC Detector with base | [Autocall, Simplex] [IDNet] [SENSORS ++] 4098-9714 (C), 4098-9714 w/4098-9770 (C), 4098-9714 w/4098-9771 (C), 4098-9714 w/4098-9772 (C), 4098-9714 w/4098-9773 (C), 4098-9714 w/4098-9780 (C), 4098-9714 w/4098-9789 (C), 4098-9714 w/4098-9791 (C), 4098-9714
4201f314-78a7-4d0a-b902-b0c6e048b36e | NFPA 170 ADDRESSABLE OUTPUT MODULE |  |  | North | MIRCOM |  | Addressable Control/Relay |  |  |  | Module | TRUE | MIX-M500FP | + | Supervised Fire Phone Control Module | 1 | 0.0004 | 0.0055 |  |  |  |  | FALSE | [5 empty] | #FFFF0000 | FA-NFPA 170 ADDRESSABLE OUTPUT MODULE | 1 | FALSE | FALSE | FALSE | 1100 | [13 empty] | FALSE |  |  | CM |  |  | AULAPTOP-PC\Aulaptop | 2019-05-13 16:22 | THOR\acont | 2024-09-08 17:27 | Cloned from MIRCOM MIX-M500S | [MIRCOM] [SLC MODULES SENSORS] [*] [#1 SHARED ADDR ¦ MODULES] CR-6, CZ-6, IM-10, MIX-100P, MIX-100R, MIX-100S, MIX-100X, MIX-101P, MIX-4040, MIX-4040M, MIX-4041, MIX-4045, MIX-4045-M, MIX-4046, MIX-M500DM, MIX-M500DMAP, MIX-M500FP, MIX-M500M, MIX-M500MAP [MIRCOM] [SLC MODULES] [*] [#3 TYPE ADDR ¦ MODULES] CR-6, CZ-6, IM-10, MIX-100P, MIX-100R, MIX-100S, MIX-101P, MIX-4040, MIX-4040M, MIX-4041, MIX-4045, MIX-4045-M, MIX-4046, MIX-M500DM, MIX-M500DMAP, MIX-M500FP, MIX-M500M, MIX-M500MAP, MIX-M500R, MIX-M50 [Gamewell FCI, MIRCOM] [FFT] AOM-TELF, MIX-M500FP | [Edwards, Farenhyt, MIRCOM, Notifier] 3-ASU/4, FFT-7, FFT-7S, FTM-1, IFP-FPJ, MIX-M500FP, SIGA-CC1 [MIRCOM, Monaco Enterprises, System Sensor] 729-158-00, 729-225-00, M500S, MIX-M500FP, MIX-M500S
21d67dd8-67b6-406b-9533-b0d3021dedde |  |  |  | North | Simplex | [5 empty] | Module | TRUE | 4190-9856 | ++ | ES Net NIC dual channel Ethernet media card | 1 | 0.02 | 0.02 | [10 empty] | #FFFFFFFF |  |  | FALSE | FALSE | FALSE | [20 empty] | THOR\acont | 2024-02-23 06:36 | THOR\acont | 2024-10-09 10:48 | Cloned from Simplex 4100-6306 | [Autocall, Simplex] [ETHERNET] 4007-6306, 4007-9817, 4010-6306, 4100-6306, 4190-9856, A007-6306, A007-9817, A010-6306, A100-6306, A190-9856 | [Autocall, Simplex] 4007-6306, 4007-9817, 4010-6306, 4100-6306, 4190-9856, A007-6306, A007-9817, A010-6306, A100-6306, A190-9856
cb1d6af4-a355-4605-962c-b0d938cd4dd1 |  |  |  | North | Edwards |  | Hardware |  |  |  | Hardware | TRUE | MN-HS64SPKHRT1P |  | Tan HS Series 1280 Watt HPSA (1 of 5 Active Panels) replacement speaker head - complete | 1 | [6 empty] | FALSE | [5 empty] | #FFFFFFFF |  |  | FALSE | FALSE | FALSE | [14 empty] | FALSE | [7 empty] | THOR\acont | 2024-10-09 10:48
e204232e-54cb-4562-9c82-b0dd36607cdf | NFPA 170 DOOR HOLDER |  |  | North | Edwards |  | Door Holder |  |  |  | Module | TRUE | 1508-AQN5 |  | Surface, Wall Mount, 24Vac/dc or 120Vac | 1 | 0.015 | [5 empty] | FALSE | [5 empty] | #FFFF0000 | FA-NFPA 170 DOOR HOLDER | 1 | FALSE | FALSE | FALSE | 2500 | [13 empty] | FALSE | [7 empty] | THOR\acont | 2024-09-08 17:27 |  | [Edwards, Kidde, LCN] [AUX POWER] 1501-AQN5, 1504-AQN5, 1505-AQN5, 1508-AQN5, 1509-AQN5, 2310ME, 3130SE, 4040SE, 4310 HSA, 4310ME, 4410 HSA, SEM7830, SEM7840, SEM7850
cee5501f-e29f-44be-b0ea-b0e54e9d997e | NFPA 170 MANUAL PULL |  |  | North | Bosch |  | Manual Station |  |  |  | Module | TRUE | FMM-462-D | ++ | Manual station, double-action, red, POPIT | 1 | 0.0005 | 0.0008 |  |  | 12 | 7 | [6 empty] | #FFFF0000 | FA-NFPA 170 MANUAL PULL | 1 | FALSE | FALSE | FALSE | [22 empty] | THOR\acont | 2024-09-08 17:27 |  | [Bosch] [SLC POPIT BOSCH] [*] [#1 ++] D9127T, D9127U, F220-135 w/F220-B6PS, F220-P w/F220-B6PS (C), F220-PTH w/F220-B6PS (C), FCP-350-P w/FAA-350, FCP-350-PTH w/FAA-350, FMM-462, FMM-462-D [Bosch] [SLC BOSCH MODULES SENSORS] [*] [#02 MODULES ++] FLM-325-2I4, FLM-325-2R4-2A, FLM-325-2R4-2AI, FLM-325-2R4-8A, FLM-325-2R4-8AI, FLM-325A, FLM-325-CZM4, FLM-325-I4-A, FLM-325-I4-AI, FLM-325-IM, FLM-325-NA4, FLM-325-NAI4, FMM-325A, FMM-325A-D, FMM-
0a1818ab-38e0-489a-b952-b0e87a964155 | NFPA 170 FIRE ALARM COMMUNICATOR |  |  | North | Silent Knight |  | Cards & Components |  |  |  | Module | TRUE | 5220 | City-Tie Module | City-Tie Module (Local Energy or Reverse Polarity Type) | 1 | 0 | 1 |  |  |  |  | TRUE | [5 empty] | #FFFF0000 | FA-NFPA 170 FIRE ALARM COMMUNICATOR | 1 | FALSE | FALSE | FALSE | [20 empty] | AUGUSTALIEN\aucon | 2025-02-17 15:03 | AUGUSTALIEN\aucon | 2025-02-17 15:05 | Cloned from Hochiki FN-CTM | [Silent Knight] [NAC] [24 VDC] 5220 [Silent Knight] [AUX POWER] [AUX] 5220
fdfbe26b-3060-4267-a7f8-b0eaa913e10c |  |  |  | North | Siemens | [5 empty] | Module | TRUE | EN-PADR | 310-099150 | RED ENCLOSURE FOR PAD-3 | 1 | [12 empty] | #FFFFFFFF |  |  | FALSE | FALSE | FALSE | [20 empty] | DESKTOP-7SAL8M7\acont | 2019-08-13 09:04 | THOR\acont | 2024-10-09 10:48
094f996e-408a-4131-9bc8-b0ec95d1fa78 |  |  |  | North | Siemens | [5 empty] | Module | TRUE | VCI2001-U1 | S54400-A45-A1 | Voice Amplifier Card 50 Watt amplifier card for the Voice system. The VCI2001 gets mounted in the VCA2002 card cage, with all speaker zone wiring connected to the card cage. Up to four VCI2001 amplifiers are supported on a single system. | 1 | 0.33 | 3.2 | [10 empty] | #FFFFFFFF |  |  | FALSE | FALSE | FALSE | [20 empty] | DESKTOP-7SAL8M7\acont | 2019-08-13 09:04 | THOR\acont | 2024-10-09 10:48 |  |  | [Siemens] VCI2001-U1, VCI2001-U1 (25/70.7V)
453e383e-66f6-4840-bc6b-b0ecd61fe2a4 | NFPA 170 NOTIFICATION CIRCUIT EXTENDER PANEL | RISER NAC |  | North | Monaco Enterprises |  | Notification Circuit Extender Panel |  |  |  | Assembly | TRUE | 404-093-00 |  | Type I NAC Distributed Power Extender* | 1 | [12 empty] | #FFFF0000 | FA-NFPA 170 NOTIFICATION CIRCUIT EXTENDER PANEL | 1 | FALSE | FALSE | FALSE | 212 | [19 empty] | AULAPTOP-PC\Aulaptop | 2019-04-20 04:32 | THOR\acont | 2024-09-08 17:27
0a8feb48-d954-44c5-9921-b0f18a698084 | NFPA 170 HEAT DETECTOR |  |  | North | Firelite |  | Heat Detector |  |  |  | Module | TRUE | H355R w/B224RB | + | White, Low-profile rate-of-rise thermal sensor, Relay Base | 1 | 0.0003 | 0.0065 |  |  |  |  | FALSE | TRUE |  |  |  |  | #FFFF0000 | FA-NFPA 170 HEAT DETECTOR | 1 | FALSE | FALSE | FALSE | 1403 | [13 empty] | FALSE |  |  | R |  |  | DESKTOP-7SAL8M7\acont | 2019-03-28 06:30 | THOR\acont | 2024-09-08 17:27 | 20191121 AC Detector with base | [Firelite, System Sensor] [SLC MODULES SENSORS] [*] [#2 SHARED ADDR ¦ SENSORS] AD355 w/B200SR-LF-WH (C), AD355 w/B200SR-WH (C), AD355 w/B210LP (C), AD355 w/B224BI-WH (C), AD355 w/B224RB-WH (C), AD355 w/B501 (C), BEAM355 (C), BEAM355S (C), CP355 w/B200SR- [Firelite, System Sensor] [SLC SENSORS] [*] [#4 TYPE ADDR ¦ SENSORS] AD355 w/B200SR-LF-WH (C), AD355 w/B200SR-WH (C), AD355 w/B210LP (C), AD355 w/B224BI-WH (C), AD355 w/B224RB-WH (C), AD355 w/B501 (C), BEAM355 (C), BEAM355S (C), CP355 w/B200SR-WH (C), CP
aa6c00b3-d750-4adc-924c-b0fa054b275e | NFPA 170 NON ADDRESSABLE RELAY |  |  | North | Space Age Electronics |  | Non-Addressable Relay |  |  |  | Module | TRUE | SSU-PAM-1 | ++ | Polarized Relay Module 24VAC/24VDC/120VAC | 1 | 0.02 | 0.02 |  |  |  |  | FALSE | [5 empty] | #FFFF0000 | FA-NFPA 170 NON ADDRESSABLE RELAY | 1 | FALSE | FALSE | FALSE | 1300 | [13 empty] | FALSE | [5 empty] | CONTECHNICALOFF\cadus | 2020-05-05 16:49 | THOR\acont | 2024-09-08 17:27 | Cloned from Potter PAM-4 | [Space Age, Space Age Electronics] [IDC] 01 SSU-MR-199X-14, SSU-PAM-1, SSU-PAM-2, SSU-PAM-4, SSU-PAM-SD [Space Age, Space Age Electronics] [AUX POWER, NAC] [*] SSU-MR-199X-14, SSU-PAM-1, SSU-PAM-2, SSU-PAM-4, SSU-PAM-SD | [Edwards, Firelite, Functional Devices, Notifier, Potter, Space Age Electronics] PAM1, PAM-1, PAM-4, RIB21CDC, RIBU1C, SSU-PAM-1, SSU-PAM-2, SSU-PAM-4, SSU-PAM-SD [Edwards, Firelite, Functional Devices, Notifier, Potter, Space Age Electronics] PAM1, PAM-1, PAM-4, RIB21CDC, RIBU1C, SSU-PAM-1, SSU-PAM-2, SSU-PAM-4, SSU-PAM-SD
1c576765-ff57-4d95-8cb0-b0fa21fd2f15 | NFPA 170 AMPLIFIER RACK | RISER AMP |  | North | Notifier |  | Amplifier |  |  |  | Assembly | TRUE | NFC-50DA (50W, 70V) | + | Distributed (Remote) Audio Amplifier, 50 watts | 1 | [6 empty] | FALSE | [5 empty] | #FFFF0000 | FA-NFPA 170 AMPLIFIER RACK | 1 | FALSE | FALSE | FALSE | 300 | [8 empty] | 7,12,18,26,33 |  |  |  | 50 | TRUE | [5 empty] | DESKTOP-7SAL8M7\acont | 2019-10-02 17:27 | THOR\acont | 2024-09-08 17:27 | Cloned from Firelite ECC-50DA (50W, 25V)
5f7e4f4d-fe47-4614-b7c8-b0fa8c8f4c18 | NFPA 170 MANUAL PULL |  |  | North | MIRCOM |  | Manual Station |  |  |  | Module | TRUE | MS-701ADU | + | Intelligent Addressable Key Resettable Single Action Manual Station | 1 | 0.0004 | 0.0006 |  |  |  |  | FALSE | [5 empty] | #FFFF0000 | FA-NFPA 170 MANUAL PULL | 1 | FALSE | FALSE | FALSE | 957 | [13 empty] | FALSE | [5 empty] | DESKTOP-7SAL8M7\acont | 2019-04-12 10:27 | THOR\acont | 2024-09-08 17:27 | Cloned from MIRCOM MS-710APU | [MIRCOM] [SLC MODULES] [*] [#3 TYPE ADDR ¦ MODULES] CR-6, CZ-6, IM-10, MIX-100P, MIX-100R, MIX-100S, MIX-101P, MIX-4040, MIX-4040M, MIX-4041, MIX-4045, MIX-4045-M, MIX-4046, MIX-M500DM, MIX-M500DMAP, MIX-M500FP, MIX-M500M, MIX-M500MAP, MIX-M500R, MIX-M50
2b58a00c-fd4d-4760-8c4c-b0fd59649eec | NFPA 170 FAN RELAY |  |  | North | N/A |  | HVAC Relay |  |  |  | Module | TRUE | FURNISHED BY OTHERS |  | FAN RELAY | 1 | 0.02 | 0 |  |  |  |  | FALSE | [5 empty] | #FFFF0000 | FA-NFPA 170 FAN RELAY | 1 | FALSE | FALSE | FALSE | 1300 | [13 empty] | FALSE | [5 empty] | DESKTOP-7EIEB7A\acont | 2022-02-02 10:55 | THOR\acont | 2024-09-08 17:27 | Cloned from Generic FAN RELAY | [Generic, N/A] [IDC] 03 FAN RELAY, FURNISHED BY OTHERS [Generic, N/A] [AUX POWER] [*] FAN RELAY, FURNISHED BY OTHERS [Generic, N/A] [RELAY] FAN RELAY, FURNISHED BY OTHERS
0cf352d3-d826-4d85-83db-b0fd5f638163 | NFPA 170 MANUAL PULL |  |  | North | Notifier |  | Manual Station |  |  |  | Module | TRUE | NBG-12LX & (STI) STI-1100 | ++ | Dual-action addressable pull station. Includes key locking feature. Protective cover with horn for flush mount | 1 | 0.000375 | 0.005 |  |  |  |  | FALSE | FALSE | FLUSH |  | 4" SQ. DEEP | 1-GANG | #FFFF0000 | FA-NFPA 170 MANUAL PULL | 1 | FALSE | FALSE | FALSE | 957 |  |  | 7150-0028:0199 | [10 empty] | FALSE |  |  | ST |  |  | DESKTOP-7EIEB7A\acont | 2022-04-22 11:46 | THOR\acont | 2024-09-08 17:27 | Cloned from Notifier NBG-12LX | [Honeywell, Notifier, System Sensor] [SLC MODULES] [*] [#3 TYPE ADDR ¦ MODULES] 30-3013 w/FMM-101, Q3013D, ACM-8R, ACPS-610, AMPS-24, AMPS-24E, EM-1M, EM-1MI, EM-1MM, EM-1MMI, EM-1R, EM-1RI, EM-1SR, EM-1SRI, FCM-1, FCM-1-REL, FD7044 MM-101, FDM-1, FDRM-1 [Honeywell, Notifier, System Sensor] [SLC MODULES SENSORS] [*] [#1 SHARED ADDR ¦ MODULES] 30-3013 w/FMM-101, Q3013D, ACM-8R, ACPS-610, AMPS-24, AMPS-24E, EM-1M, EM-1MI, EM-1MM, EM-1MMI, EM-1R, EM-1RI, EM-1SR, EM-1SRI, FCM-1, FCM-1-REL, FD7044 MM-101, FDM
39013c68-a80c-4a5c-9c1a-b100d5128172 | NFPA 170 HORN STROBE |  |  | North | Eaton Wheelock |  | Horn/Strobe |  |  |  | Module | TRUE | LFHSHR3-N | + | Horn/Strobe Exceder Series, Red, No Lettering, LED, LF, 177cd | 1 | [6 empty] | FALSE | [5 empty] | #FF0070C0 | FA-NFPA 170 HORN STROBE | 1 | FALSE | FALSE | FALSE | 2012 | [13 empty] | FALSE | [5 empty] | DESKTOP-7SAL8M7\acont | 2019-02-11 17:16 | THOR\acont | 2024-09-08 17:27 | Cloned from Wheelock LFHSHR3-AL | [Eaton Wheelock] [NAC] LFHSHR3, LFHSHR3-AL, LFHSHR3-CO, LFHSHR3-N, LFHSHW3, LFHSHW3-AL, LFHSHW3-CO, LFHSHW3-N
526b437f-b21a-455e-9f83-b105b1324422 |  |  |  | North | Bosch | [5 empty] | Module | TRUE | B56 | * | B Series keypad surface mount box | 1 | [12 empty] | #FFFFFFFF |  |  | FALSE | FALSE | FALSE | [20 empty] | DESKTOP-7SAL8M7\acont | 2019-07-08 19:15 | THOR\acont | 2024-10-09 10:48
5c25a2bd-12d8-40dd-920f-b10926ccf961 | NFPA 170 SPEAKER STROBE |  |  | North | Kidde |  | Speaker/Strobe |  |  |  | Module | TRUE | G4LFWF-HVM | + | Low Frequency(520hz), White, 15,30,75,110 cd, FIRE | 1 | 0 | 0.176 |  |  |  |  | FALSE | [5 empty] | #FF0070C0 | FA-NFPA 170 SPEAKER STROBE | 1 | FALSE | FALSE | FALSE | 2019 | [13 empty] | FALSE |  |  | LF |  |  | DESKTOP-7SAL8M7\acont | 2020-01-02 08:13 | THOR\acont | 2024-09-08 17:27 | Cloned from Edwards G4LFWF-HVM | [Edwards, Kidde] [NAC] [24 VDC, TEMPORAL] G4LFRF-HVM, G4LFRN-HVM, G4LFWF-HVM, G4LFWN-HVM [Edwards, Kidde] [NAC] [24 VFWR, CONTINUOUS] G4LFRF-HVM, G4LFRN-HVM, G4LFWF-HVM, G4LFWN-HVM [Edwards, Kidde] [NAC] [16 VFWR, TEMPORAL] G4LFRF-HVM, G4LFRN-HVM, G4LFWF-HVM, G4LFWN-HVM [Edwards, Kidde] [NAC] [16 VFWR, CONTINUOUS] G4LFRF-HVM, G4LFRN-HVM, G4LFWF-HVM, G4LFWN-HVM [Edwards, Kidde] [NAC] [24 VFWR, TEMPORAL] G4LFRF-HVM, G4LFRN-HVM, G4LFWF-HVM, G4LFWN-HVM [Edwards, Kidde] [NAC] [16 VDC, CONTINUOUS] G4LFRF-HVM, G4LFRN-HVM, G4LFWF-HVM, G4LFWN-HVM [Edwards, Kidde] [NAC] [16 VDC, TEMPORAL] G4LFRF-HVM, G4LFRN-HVM, G4LFWF-HVM, G4LFWN-HVM [Edwards, Kidde] [NAC] [24 VDC, CONTINUOUS] G4LFRF-HVM, G4LFRN-HVM, G4LFWF-HVM, G4LFWN-HVM
6a85c243-e018-42aa-8228-b10a5d96f834 | CADGEN LINE BREAK SINGLE 1 |  |  | East | N/A |  | Miscellaneous |  |  |  | Module | TRUE | LINE BREAK (SINGLE) |  | LINE BREAK SYMBOL | 1 | [6 empty] | FALSE | FALSE | PROVIDED BY ELECTRICAL CONTRACTOR |  | PROVIDED BY OTHERS |  | #FFFF0000 | FA-CADGEN LINE BREAK SINGLE 1 | 1 | TRUE | TRUE | FALSE | [14 empty] | FALSE | [5 empty] | DESKTOP-7EIEB7A\acont | 2022-03-11 11:06 | THOR\acont | 2024-09-08 17:27 | Cloned from N/A FURNISHED BY OTHERS CLONED | [Generic, N/A] [JUNCTION PASSTHROUGH] [#27] CLASS A RETURN, END OF LINE DEVICE, END OF LINE RESISTOR, FIBER PATCH PANEL, FIRE ALARM TERMINAL CABINET, FURNISHED BY OTHERS, FURNISHED BY OTHERS, JUNCTION BOX, JUNCTION BOX CEILING, LINE BREAK (DOUBLE), LINE [Generic, N/A, Space Age Electronics] [JUNCTION PASSTHROUGH] [#6] CLASS A RETURN, END OF LINE DEVICE, END OF LINE RESISTOR, FIBER PATCH PANEL, FIRE ALARM TERMINAL CABINET, FURNISHED BY OTHERS, FURNISHED BY OTHERS, JUNCTION BOX, JUNCTION BOX CEILING, LINE [Generic, N/A] [JUNCTION PASSTHROUGH] [#34] CLASS A RETURN, END OF LINE DEVICE, END OF LINE RESISTOR, FIBER PATCH PANEL, FIRE ALARM TERMINAL CABINET, FURNISHED BY OTHERS, FURNISHED BY OTHERS, JUNCTION BOX, JUNCTION BOX CEILING, LINE BREAK (DOUBLE), LINE [Generic, N/A] [JUNCTION PASSTHROUGH] [#14] CLASS A RETURN, END OF LINE DEVICE, END OF LINE RESISTOR, FIBER PATCH PANEL, FIRE ALARM TERMINAL CABINET, FURNISHED BY OTHERS, FURNISHED BY OTHERS, JUNCTION BOX, JUNCTION BOX CEILING, LINE BREAK (DOUBLE), LINE [Generic, N/A] [JUNCTION PASSTHROUGH] [#24] CLASS A RETURN, END OF LINE DEVICE, END OF LINE RESISTOR, FIBER PATCH PANEL, FIRE ALARM TERMINAL CABINET, FURNISHED BY OTHERS, FURNISHED BY OTHERS, JUNCTION BOX, JUNCTION BOX CEILING, LINE BREAK (DOUBLE), LINE [Generic, N/A] [JUNCTION PASSTHROUGH] [#17] CLASS A RETURN, END OF LINE DEVICE, END OF LINE RESISTOR, FIBER PATCH PANEL, FIRE ALARM TERMINAL CABINET, FURNISHED BY OTHERS, FURNISHED BY OTHERS, JUNCTION BOX, JUNCTION BOX CEILING, LINE BREAK (DOUBLE), LINE [Generic, N/A] [JUNCTION PASSTHROUGH] [#21] CLASS A RETURN, END OF LINE DEVICE, END OF LINE RESISTOR, FIBER PATCH PANEL, FIRE ALARM TERMINAL CABINET, FURNISHED BY OTHERS, FURNISHED BY OTHERS, JUNCTION BOX, JUNCTION BOX CEILING, LINE BREAK (DOUBLE), LINE [Generic, N/A] [JUNCTION PASSTHROUGH] [#37] CLASS A RETURN, END OF LINE DEVICE, END OF LINE RESISTOR, FIBER PATCH PANEL, FIRE ALARM TERMINAL CABINET, FURNISHED BY OTHERS, FURNISHED BY OTHERS, JUNCTION BOX, JUNCTION BOX CEILING, LINE BREAK (DOUBLE), LINE [Generic, N/A] [JUNCTION PASSTHROUGH] [#29] CLASS A RETURN, END OF LINE DEVICE, END OF LINE RESISTOR, FIBER PATCH PANEL, FIRE ALARM TERMINAL CABINET, FURNISHED BY OTHERS, FURNISHED BY OTHERS, JUNCTION BOX, JUNCTION BOX CEILING, LINE BREAK (DOUBLE), LINE [Generic, N/A] [JUNCTION PASSTHROUGH] [#20] CLASS A RETURN, END OF LINE DEVICE, END OF LINE RESISTOR, FIBER PATCH PANEL, FIRE ALARM TERMINAL CABINET, FURNISHED BY OTHERS, FURNISHED BY OTHERS, JUNCTION BOX, JUNCTION BOX CEILING, LINE BREAK (DOUBLE), LINE [Generic, N/A] [JUNCTION PASSTHROUGH] [#40] CLASS A RETURN, END OF LINE DEVICE, END OF LINE RESISTOR, FIBER PATCH PANEL, FIRE ALARM TERMINAL CABINET, FURNISHED BY OTHERS, FURNISHED BY OTHERS, JUNCTION BOX, JUNCTION BOX CEILING, LINE BREAK (DOUBLE), LINE [Generic, N/A] [JUNCTION PASSTHROUGH] [#22] CLASS A RETURN, END OF LINE DEVICE, END OF LINE RESISTOR, FIBER PATCH PANEL, FIRE ALARM TERMINAL CABINET, FURNISHED BY OTHERS, FURNISHED BY OTHERS, JUNCTION BOX, JUNCTION BOX CEILING, LINE BREAK (DOUBLE), LINE [Generic, N/A] [JUNCTION PASSTHROUGH] [#26] CLASS A RETURN, END OF LINE DEVICE, END OF LINE RESISTOR, FIBER PATCH PANEL, FIRE ALARM TERMINAL CABINET, FURNISHED BY OTHERS, FURNISHED BY OTHERS, JUNCTION BOX, JUNCTION BOX CEILING, LINE BREAK (DOUBLE), LINE [Generic, N/A, Space Age Electronics] [JUNCTION PASSTHROUGH] 02 [ALL DEVICES ++] CLASS A RETURN, END OF LINE DEVICE, END OF LINE RESISTOR, FIBER PATCH PANEL, FIRE ALARM TERMINAL CABINET, FURNISHED BY OTHERS, FURNISHED BY OTHERS, JUNCTION BOX, JUNCTION BO [Generic, N/A, Space Age Electronics] [JUNCTION PASSTHROUGH] [#7] CLASS A RETURN, END OF LINE DEVICE, END OF LINE RESISTOR, FIBER PATCH PANEL, FIRE ALARM TERMINAL CABINET, FURNISHED BY OTHERS, FURNISHED BY OTHERS, JUNCTION BOX, JUNCTION BOX CEILING, LINE [Generic, N/A] [JUNCTION PASSTHROUGH] [#11] CLASS A RETURN, END OF LINE DEVICE, END OF LINE RESISTOR, FIBER PATCH PANEL, FIRE ALARM TERMINAL CABINET, FURNISHED BY OTHERS, FURNISHED BY OTHERS, JUNCTION BOX, JUNCTION BOX CEILING, LINE BREAK (DOUBLE), LINE [Generic, N/A] [JUNCTION PASSTHROUGH] [#28] CLASS A RETURN, END OF LINE DEVICE, END OF LINE RESISTOR, FIBER PATCH PANEL, FIRE ALARM TERMINAL CABINET, FURNISHED BY OTHERS, FURNISHED BY OTHERS, JUNCTION BOX, JUNCTION BOX CEILING, LINE BREAK (DOUBLE), LINE [Generic, N/A, Space Age Electronics] [JUNCTION PASSTHROUGH] [#8] CLASS A RETURN, END OF LINE DEVICE, END OF LINE RESISTOR, FIBER PATCH PANEL, FIRE ALARM TERMINAL CABINET, FURNISHED BY OTHERS, FURNISHED BY OTHERS, JUNCTION BOX, JUNCTION BOX CEILING, LINE [Generic, N/A] [JUNCTION PASSTHROUGH] [#19] CLASS A RETURN, END OF LINE DEVICE, END OF LINE RESISTOR, FIBER PATCH PANEL, FIRE ALARM TERMINAL CABINET, FURNISHED BY OTHERS, FURNISHED BY OTHERS, JUNCTION BOX, JUNCTION BOX CEILING, LINE BREAK (DOUBLE), LINE [Generic, N/A] [JUNCTION PASSTHROUGH] [#9] CLASS A RETURN, END OF LINE DEVICE, END OF LINE RESISTOR, FIBER PATCH PANEL, FIRE ALARM TERMINAL CABINET, FURNISHED BY OTHERS, FURNISHED BY OTHERS, JUNCTION BOX, JUNCTION BOX CEILING, LINE BREAK (DOUBLE), LINE B [Generic, N/A] [JUNCTION PASSTHROUGH] [#31] CLASS A RETURN, END OF LINE DEVICE, END OF LINE RESISTOR, FIBER PATCH PANEL, FIRE ALARM TERMINAL CABINET, FURNISHED BY OTHERS, FURNISHED BY OTHERS, JUNCTION BOX, JUNCTION BOX CEILING, LINE BREAK (DOUBLE), LINE [Generic, N/A] [JUNCTION PASSTHROUGH] [#42] CLASS A RETURN, END OF LINE DEVICE, END OF LINE RESISTOR, FIBER PATCH PANEL, FIRE ALARM TERMINAL CABINET, FURNISHED BY OTHERS, FURNISHED BY OTHERS, JUNCTION BOX, JUNCTION BOX CEILING, LINE BREAK (DOUBLE), LINE [Generic, N/A] [JUNCTION PASSTHROUGH] [#10] CLASS A RETURN, END OF LINE DEVICE, END OF LINE RESISTOR, FIBER PATCH PANEL, FIRE ALARM TERMINAL CABINET, FURNISHED BY OTHERS, FURNISHED BY OTHERS, JUNCTION BOX, JUNCTION BOX CEILING, LINE BREAK (DOUBLE), LINE [Generic, N/A] [JUNCTION PASSTHROUGH] [#32] CLASS A RETURN, END OF LINE DEVICE, END OF LINE RESISTOR, FIBER PATCH PANEL, FIRE ALARM TERMINAL CABINET, FURNISHED BY OTHERS, FURNISHED BY OTHERS, JUNCTION BOX, JUNCTION BOX CEILING, LINE BREAK (DOUBLE), LINE [Generic, N/A] [JUNCTION PASSTHROUGH] [#41] CLASS A RETURN, END OF LINE DEVICE, END OF LINE RESISTOR, FIBER PATCH PANEL, FIRE ALARM TERMINAL CABINET, FURNISHED BY OTHERS, FURNISHED BY OTHERS, JUNCTION BOX, JUNCTION BOX CEILING, LINE BREAK (DOUBLE), LINE [Generic, N/A] [JUNCTION PASSTHROUGH] [#33] CLASS A RETURN, END OF LINE DEVICE, END OF LINE RESISTOR, FIBER PATCH PANEL, FIRE ALARM TERMINAL CABINET, FURNISHED BY OTHERS, FURNISHED BY OTHERS, JUNCTION BOX, JUNCTION BOX CEILING, LINE BREAK (DOUBLE), LINE [Generic, N/A] [JUNCTION PASSTHROUGH] [#23] CLASS A RETURN, END OF LINE DEVICE, END OF LINE RESISTOR, FIBER PATCH PANEL, FIRE ALARM TERMINAL CABINET, FURNISHED BY OTHERS, FURNISHED BY OTHERS, JUNCTION BOX, JUNCTION BOX CEILING, LINE BREAK (DOUBLE), LINE [Generic, N/A] [JUNCTION PASSTHROUGH] [#13] CLASS A RETURN, END OF LINE DEVICE, END OF LINE RESISTOR, FIBER PATCH PANEL, FIRE ALARM TERMINAL CABINET, FURNISHED BY OTHERS, FURNISHED BY OTHERS, JUNCTION BOX, JUNCTION BOX CEILING, LINE BREAK (DOUBLE), LINE [Generic, N/A, Space Age Electronics] [JUNCTION PASSTHROUGH] [#3] CLASS A RETURN, END OF LINE DEVICE, END OF LINE RESISTOR, FIBER PATCH PANEL, FIRE ALARM TERMINAL CABINET, FURNISHED BY OTHERS, FURNISHED BY OTHERS, JUNCTION BOX, JUNCTION BOX CEILING, LINE [Generic, N/A] [JUNCTION PASSTHROUGH] [#39] CLASS A RETURN, END OF LINE DEVICE, END OF LINE RESISTOR, FIBER PATCH PANEL, FIRE ALARM TERMINAL CABINET, FURNISHED BY OTHERS, FURNISHED BY OTHERS, JUNCTION BOX, JUNCTION BOX CEILING, LINE BREAK (DOUBLE), LINE [Generic, N/A] [JUNCTION PASSTHROUGH] [#30] CLASS A RETURN, END OF LINE DEVICE, END OF LINE RESISTOR, FIBER PATCH PANEL, FIRE ALARM TERMINAL CABINET, FURNISHED BY OTHERS, FURNISHED BY OTHERS, JUNCTION BOX, JUNCTION BOX CEILING, LINE BREAK (DOUBLE), LINE [Generic, N/A] [JUNCTION PASSTHROUGH] [#12] CLASS A RETURN, END OF LINE DEVICE, END OF LINE RESISTOR, FIBER PATCH PANEL, FIRE ALARM TERMINAL CABINET, FURNISHED BY OTHERS, FURNISHED BY OTHERS, JUNCTION BOX, JUNCTION BOX CEILING, LINE BREAK (DOUBLE), LINE [Generic, N/A] [JUNCTION PASSTHROUGH] [#16] CLASS A RETURN, END OF LINE DEVICE, END OF LINE RESISTOR, FIBER PATCH PANEL, FIRE ALARM TERMINAL CABINET, FURNISHED BY OTHERS, FURNISHED BY OTHERS, JUNCTION BOX, JUNCTION BOX CEILING, LINE BREAK (DOUBLE), LINE [Generic, N/A, Space Age Electronics] [JUNCTION PASSTHROUGH] [#5] CLASS A RETURN, END OF LINE DEVICE, END OF LINE RESISTOR, FIBER PATCH PANEL, FIRE ALARM TERMINAL CABINET, FURNISHED BY OTHERS, FURNISHED BY OTHERS, JUNCTION BOX, JUNCTION BOX CEILING, LINE [Generic, N/A] [JUNCTION PASSTHROUGH] [#38] CLASS A RETURN, END OF LINE DEVICE, END OF LINE RESISTOR, FIBER PATCH PANEL, FIRE ALARM TERMINAL CABINET, FURNISHED BY OTHERS, FURNISHED BY OTHERS, JUNCTION BOX, JUNCTION BOX CEILING, LINE BREAK (DOUBLE), LINE [Generic, N/A] [JUNCTION PASSTHROUGH] [#18] CLASS A RETURN, END OF LINE DEVICE, END OF LINE RESISTOR, FIBER PATCH PANEL, FIRE ALARM TERMINAL CABINET, FURNISHED BY OTHERS, FURNISHED BY OTHERS, JUNCTION BOX, JUNCTION BOX CEILING, LINE BREAK (DOUBLE), LINE [Generic, N/A, Space Age Electronics] [JUNCTION PASSTHROUGH] [#2] CLASS A RETURN, END OF LINE DEVICE, END OF LINE RESISTOR, FIBER PATCH PANEL, FIRE ALARM TERMINAL CABINET, FURNISHED BY OTHERS, FURNISHED BY OTHERS, JUNCTION BOX, JUNCTION BOX CEILING, LINE [Generic, N/A, Space Age Electronics] [JUNCTION PASSTHROUGH] [#4] CLASS A RETURN, END OF LINE DEVICE, END OF LINE RESISTOR, FIBER PATCH PANEL, FIRE ALARM TERMINAL CABINET, FURNISHED BY OTHERS, FURNISHED BY OTHERS, JUNCTION BOX, JUNCTION BOX CEILING, LINE [Generic, N/A] [JUNCTION PASSTHROUGH] [#35] CLASS A RETURN, END OF LINE DEVICE, END OF LINE RESISTOR, FIBER PATCH PANEL, FIRE ALARM TERMINAL CABINET, FURNISHED BY OTHERS, FURNISHED BY OTHERS, JUNCTION BOX, JUNCTION BOX CEILING, LINE BREAK (DOUBLE), LINE [Generic, N/A] [JUNCTION PASSTHROUGH] [#15] CLASS A RETURN, END OF LINE DEVICE, END OF LINE RESISTOR, FIBER PATCH PANEL, FIRE ALARM TERMINAL CABINET, FURNISHED BY OTHERS, FURNISHED BY OTHERS, JUNCTION BOX, JUNCTION BOX CEILING, LINE BREAK (DOUBLE), LINE [Generic, N/A] [JUNCTION PASSTHROUGH] [#36] CLASS A RETURN, END OF LINE DEVICE, END OF LINE RESISTOR, FIBER PATCH PANEL, FIRE ALARM TERMINAL CABINET, FURNISHED BY OTHERS, FURNISHED BY OTHERS, JUNCTION BOX, JUNCTION BOX CEILING, LINE BREAK (DOUBLE), LINE [Generic, N/A] [JUNCTION PASSTHROUGH] [#25] CLASS A RETURN, END OF LINE DEVICE, END OF LINE RESISTOR, FIBER PATCH PANEL, FIRE ALARM TERMINAL CABINET, FURNISHED BY OTHERS, FURNISHED BY OTHERS, JUNCTION BOX, JUNCTION BOX CEILING, LINE BREAK (DOUBLE), LINE
7b7de7e0-eab7-42d7-b3c2-b10aa3439879 | NFPA 170 FIRE ALARM CONTROL UNIT | RISER FACP |  | North | Advanced |  | Fire Alarm Control Unit |  |  |  | Assembly | TRUE | Mx-5201 | ++ | Multi Loop Panel in Standard Sized Enclosure | 1 | [6 empty] | TRUE |  |  |  | 340 x 430 x 115 |  | #FFFF0000 | FA-NFPA 170 FIRE ALARM CONTROL UNIT | 1 | FALSE | FALSE | FALSE | 202 | [8 empty] | 4,7,12 |  | 12 |  |  | TRUE | [5 empty] | DESKTOP-7EIEB7A\acont | 2023-02-11 11:45 | THOR\acont | 2024-09-08 17:27 | Cloned from Advanced AX-CTL-4C
c7243294-0d39-4ecd-8346-b10afed18f2b |  |  |  | North | Edwards | [5 empty] | Assembly | TRUE | QS4-5-G-1-SP |  | FAP w/ 5 Option Card Space, Gray, Spanish | 1 | [6 empty] | FALSE | [5 empty] | #FFFFFFFF |  |  | FALSE | FALSE | FALSE | [14 empty] | FALSE | [7 empty] | THOR\acont | 2024-10-09 10:48
53f9ccfd-0daa-48ed-a347-b10b0dff70d0 | CADGEN INTERFACE MODULE |  |  | North | Protectowire |  | Interface Module |  |  |  | Module | TRUE | CTM-530E-I | ++ | Interface Module with ISB for Protectowire Type CTI with LCD display and navigation buttons mounted in a NEMA-4X (IP66) Enclosure. | 1 | 0.0667 | 0.0667 |  |  |  |  | TRUE |  |  |  | 10.5” H x 8.5” W x 4.5” D (27cm x 21.5cm x 11.4cm) |  | #FFFF0000 | FA-CADGEN INTERFACE MODULE | 1 | FALSE | FALSE | FALSE | [20 empty] | THOR\acont | 2023-09-11 07:49 | THOR\acont | 2024-09-08 17:27 | Cloned from Protectowire CTM-530 CLONED | [Protectowire, SAFE Fire Detection, Viking] [IDC] [#3 SUPERVISORY] CTM-530, CTM-530E, CTM-530E-I, DLM-Z2, SRP-4x4 Main Board, VFR400 Main Board [Protectowire, SAFE Fire Detection, Viking] [IDC] [#2 TROUBLE] CTM-530, CTM-530E, CTM-530E-I, DLM-Z2, SRP-4x4 Main Board, VFR400 Main Board [Protectowire, SAFE Fire Detection] [AUX POWER] [*] [AUX] CTM-530, CTM-530E, CTM-530E-I, DLM-Z2 [Protectowire, SAFE Fire Detection, Viking] [IDC] [#1 ALARM] CTM-530, CTM-530E, CTM-530E-I, DLM-Z2, SRP-4x4 Main Board, VFR400 Main Board | [Protectowire] CTM-530, CTM-530E, CTM-530E-I
cf3120f0-0ea0-4e51-a627-b10b81f5a140 | NFPA 170 HORN STROBE CEILING |  |  | North | Eaton Wheelock |  | Horn/Strobe |  |  |  | Module | TRUE | HSRC0 | F | Horn/Strobe Ceiling, Exceder Series, Red | 1 | [6 empty] | FALSE | TRUE |  |  |  |  | #FF0070C0 | FA-NFPA 170 HORN STROBE CEILING | 1 | FALSE | FALSE | FALSE | 2013 | [13 empty] | FALSE |  |  | C |  |  |  |  | THOR\acont | 2024-09-08 17:27
0b8e839c-a968-42c0-9867-b10bb7f66cd7 |  |  |  | North | Siemens |  | Hardware |  |  |  | Hardware | TRUE | CAB-55-BRKT | S54430-B1-A1 | BRACKET TO HOLD DOWN BTX-2 55AH BATTERIES IN CAB-BATT ENCLOSURE (REQUIRED FOR SEISMIC APPLICATIONS | 1 | [12 empty] | #FFFFFFFF |  |  | FALSE | FALSE | FALSE | [20 empty] | DESKTOP-7SAL8M7\acont | 2019-08-13 09:04 | THOR\acont | 2024-10-09 10:48
ee631dfe-5eb0-4fe2-891f-b10fb216b033 |  |  |  | North | MIRCOM | [5 empty] | Module | TRUE | FOM-CONN-SM | new | Fibre Optic Connector Single Mode (pack of 2). Must use a FOM-2000-UM | 1 | [12 empty] | #FFFFFFFF |  |  | FALSE | FALSE | FALSE | [20 empty] | THOR\acont | 2024-02-24 16:13 | THOR\acont | 2024-10-09 10:48
1810ba12-47ae-4d20-ae1b-b111eb1cff83 | NFPA 170 STROBE WALL |  |  | North | Bosch |  | Strobe |  |  |  | Module | TRUE | SS-SRK | + | Strobe, Standard cd, Outdoor | 1 | 0 | 0.158 |  |  |  |  | FALSE | FALSE |  |  |  |  | #FF0070C0 | FA-NFPA 170 STROBE WALL | 1 | FALSE | FALSE | FALSE | 2023 | [13 empty] | FALSE |  |  | WP |  |  | DESKTOP-7EIEB7A\acont | 2022-08-26 14:22 | THOR\acont | 2024-09-08 17:27 | Cloned from System Sensor SRK | [Bosch, System Sensor] [NAC] [8-17.5VFWR] SRK, SRK-P, SS-SRK, SWK, SWK-P [Bosch, System Sensor] [NAC] [8-17.5VDC] SRK, SRK-P, SS-SRK, SWK, SWK-P [Bosch, System Sensor] [NAC] [16-33VDC] SRK, SRK-P, SS-SRK, SWK, SWK-P [Bosch, System Sensor] [NAC] [16-33VFWR] SRK, SRK-P, SS-SRK, SWK, SWK-P
19bb91ea-3656-4454-abb2-b112042b1336 | NFPA 170 STROBE CEILING |  |  | North | Eaton Wheelock |  | Strobe |  |  |  | Module | TRUE | ELSTWC-AL | + | CEILING STROBE, WHITE, ALERT | 1 | [6 empty] | TRUE | TRUE |  |  |  |  | #FF0070C0 | FA-NFPA 170 STROBE CEILING | 1 | FALSE | FALSE | FALSE | 2020 | [16 empty] | C |  |  | DESKTOP-7EIEB7A\acont | 2021-04-29 09:39 | THOR\acont | 2024-09-08 17:27 | Cloned from Eaton Wheelock ELSTWC | [Eaton Wheelock] [NAC] [24VDC] ELSTRC (C), ELSTRC-AL (C), ELSTRC-ALA (C), ELSTRC-NA (C), ELSTWC (C), ELSTWC-AL (C), ELSTWC-ALA (C), ELSTWC-EV (C), ELSTWC-NA (C)
faffe58e-628f-4312-a2c5-b114d9e9df34 | NFPA 170 SURGE SUPPRESSOR |  |  | North | Space Age Electronics |  | Surge Supressor |  |  |  | Module | TRUE | T120-DG w/Snap Track |  | 2 Pair / 4 Wire Surge Module, 120v | 1 | [6 empty] | TRUE | [5 empty] | #FFFF0000 | FA-NFPA 170 SURGE SUPPRESSOR | 1 | FALSE | FALSE | FALSE | [14 empty] | FALSE |  |  | 120v |  |  | DESKTOP-7EIEB7A\acont | 2021-08-26 08:07 | THOR\acont | 2024-09-08 17:27 | Cloned from Space Age Electronics T90-DG w/Snap Track | [Space Age Electronics] [SURGE PROTECTION] [ALL DEVICES ++] E120V-GT, RJ1448-MD w/Snap Track, T05-DG w/Snap Track, T120-DG w/Snap Track, T12-DG w/Snap Track, T24-DG w/Snap Track, T32-DG w/Snap Track, T36-DG w/Snap Track, T48-DG w/Snap Track, T70-DG w/Sna [Space Age Electronics] [SURGE PROTECTION] [#2] RJ1448-MD w/Snap Track, T05-DG w/Snap Track, T120-DG w/Snap Track, T12-DG w/Snap Track, T24-DG w/Snap Track, T32-DG w/Snap Track, T36-DG w/Snap Track, T48-DG w/Snap Track, T70-DG w/Snap Track, T90-DG w/Snap | [Ditek, EDCO, Monaco Enterprises, Space Age Electronics, WBOX] 0E-SPROACHW, 210-524-00, DTK-120HW, DTK-120HWLOK, DTK-120HW-SS, DTK-120SRD, DTK-120X12, DTK-1F, DTK-1FF, DTK-DF120S1, E120V-GT, FAS120AC, T120-DG w/Snap Track
d77e18b1-30df-424b-a290-b1197cc0cda3 |  |  |  | North | Autocall |  | Cards & Components |  |  |  | Card | TRUE | A100-1315 |  | Analog 70.7VRMS Primary 100 W Amplifier Includes six, Class B audio NACs | 1 | 0.085 | 2.27 |  |  |  |  | TRUE | [5 empty] | #FFFFFFFF |  |  | FALSE | FALSE | FALSE | [20 empty] | DESKTOP-0D6CQVA\lousc | 2019-06-14 11:31 | THOR\acont | 2024-10-09 10:48 |  |  | [Autocall] A100-1315, A100-1329
9754da5e-351e-4b96-abb9-b11a1b930a4c |  |  |  | North | Siemens | [5 empty] | Module | TRUE | 40/40UB-122SF | S54430-F275-A1 | UV FLM DET BIT WO1 85C 3/4" SS FM | 1 | [12 empty] | #FFFFFFFF |  |  | FALSE | FALSE | FALSE | [20 empty] | DESKTOP-7SAL8M7\acont | 2019-08-13 09:04 | THOR\acont | 2024-10-09 10:48
bf6c94a7-4a6d-4645-b8a9-b11b44c93afc |  |  |  | North | Edwards |  | Hardware |  |  |  | Hardware | TRUE | EVSC3R-44 |  | In-graphic 4-pos Rotary Switch, ALL wired, 4 points | 1 | [6 empty] | FALSE | [5 empty] | #FFFFFFFF |  |  | FALSE | FALSE | FALSE | [14 empty] | FALSE | [7 empty] | THOR\acont | 2024-10-09 10:48
fcfb7ff1-e77d-42b7-b99d-b11c820d16d6 |  |  |  | North | Notifier |  | Cards & Components |  |  |  | Card | TRUE | LCD-80TM |  | Liquid Crystal Display, Supervision | 1 | 0.05 | 0.1 |  |  |  |  | TRUE | [5 empty] | #FFFFFFFF |  |  | FALSE | FALSE | FALSE | [14 empty] | FALSE | [7 empty] | THOR\acont | 2024-10-09 10:48
0a567fab-abd5-44c2-96a6-b122265fc677 | NFPA 170 ABORT SWITCH |  |  | North | Autocall |  | Switch |  |  |  | Module | TRUE | A2080-9057 | ++ | Surface mount abort switch | 1 | [6 empty] | TRUE | [5 empty] | #FFFF0000 | FA-NFPA 170 ABORT SWITCH | 1 | FALSE | FALSE | FALSE | [20 empty] | THOR\acont | 2024-02-15 07:28 | THOR\acont | 2024-09-08 17:27 | Cloned from Autocall A2080-9056 | [Autocall, Simplex] [IDNet] [MODULES ++] 2080-9056, 2080-9057, 2080-9067, 2080-9068, 2080-9069, 2080-9070, 4009-9201 Main Board, 4009-9401 Main Board, 4010-9901, 4090-5261, 4090-9001, 4090-9002, 4090-9005, 4090-9006, 4090-9008, 4090-9116, 4098-9019 (Cont [Autocall, Simplex] [IDC] 03 [ACTIVATION] 2080-9056, 2080-9057, 2080-9067, 2080-9068, 2080-9069, 2080-9070, A2080-9056, A2080-9057, A2080-9067, A2080-9068, A2080-9069, A2080-9070
ce533faa-09df-4e10-b81d-b12cad55904e | NFPA 170 SPEAKER STROBE CEILING |  |  | North | Potter |  | Speaker/Strobe |  |  |  | Module | TRUE | CSPKSTR-24RW |  | Plain Red Speaker/Strobe, Ceiling, White | 1 | 0 | 0.397 |  |  |  |  | FALSE | TRUE |  |  |  |  | #FF0070C0 | FA-NFPA 170 SPEAKER STROBE CEILING | 1 | FALSE | FALSE | FALSE | 2020 |  |  | 7320-0328:0206 | [10 empty] | FALSE |  |  | C |  |  |  |  | THOR\acont | 2024-09-08 17:27 |  | [Gentex, Hochiki, Potter] [AUDIO 25v] [25V AUDIO] CSPKSTR-24AR (C), CSPKSTR-24AW (C), CSPKSTR-24BR (C), CSPKSTR-24BW (C), CSPKSTR-24GR (C), CSPKSTR-24GW (C), CSPKSTR-24RR (C), CSPKSTR-24RW (C), FASPKR-R (C), FASPKR-W (C), FASPKR-WR, FASPKR-WW, FASPK-WPR, [Gentex, Hochiki, Potter] [AUDIO 70.7v] [70V AUDIO] CSPKSTR-24AR (C), CSPKSTR-24AW (C), CSPKSTR-24BR (C), CSPKSTR-24BW (C), CSPKSTR-24GR (C), CSPKSTR-24GW (C), CSPKSTR-24RR (C), CSPKSTR-24RW (C), FASPKR-R (C), FASPKR-W (C), FASPKR-WR, FASPKR-WW, FASPK-WP [Potter] [NAC] [UL MAX] CSPKSTR-24RR (C), CSPKSTR-24RW (C), WCSPKSTR-24RR, WCSPKSTR-24RW
63147db4-801f-425d-9907-b1306b157cb1 |  |  |  | North | Edwards |  | Hardware |  |  |  | Hardware | TRUE | 3-TAMP5 |  | Cabinet Tamper Switch | 1 | [12 empty] | #FFFFFFFF |  |  | FALSE | FALSE | FALSE | [22 empty] | THOR\acont | 2024-10-09 10:48
46ba23e6-c8ed-44d2-be41-b13189373ac0 | NFPA 170 STROBE WALL |  |  | North | Edwards |  | Strobe |  |  |  | Module | TRUE | G1-VM |  | Wall Strobe, Switch Select 15, 30, 75, 110 cd, white | 1 | 0 | 0.255 |  |  |  |  | FALSE | [5 empty] | #FF0070C0 | FA-NFPA 170 STROBE WALL | 1 | FALSE | FALSE | FALSE | 2023 | [13 empty] | FALSE | [7 empty] | THOR\acont | 2024-09-08 17:27 |  | [EDCO, Edwards, Kidde] [NAC] [16 VDC] EG1F-V1575, EG1F-VM, G1F-V1575, G1F-VM, G1RF-V1575, G1RF-VM, G1R-VM, G1-VM, G1WA-VMA, G1WA-VMC, G1WN-VMA, G1WN-VMC, PN101 (C) [Edwards, Kidde] [NAC] [24 VDC] EG1F-V1575, EG1F-VM, G1F-V1575, G1F-VM, G1RF-V1575, G1RF-VM, G1R-VM, G1-VM, G1WA-VMA, G1WA-VMC, G1WN-VMA, G1WN-VMC
1b456260-7152-46a8-9afe-b13e58255609 | NFPA 170 VOICE EVACUATION CONTROL UNIT |  |  | North | Potter |  | Voice Evac Control Unit |  |  |  | Assembly | TRUE | PVC-MP96 | + | Master Panel, 96 Switch Control | 1 | [6 empty] | FALSE | [5 empty] | #FFFF0000 | FA-NFPA 170 VOICE EVACUATION CONTROL UNIT | 1 | FALSE | FALSE | FALSE | 211 | [8 empty] | 7,12,18 |  |  |  |  | TRUE | [5 empty] | DESKTOP-7SAL8M7\acont | 2020-11-03 16:06 | THOR\acont | 2024-09-08 17:27 | Cloned from Hochiki FNVMP96
2ba2a195-f0ba-491f-ac26-b13f7534c7fe | NFPA 170 SMOKE DETECTOR |  |  | North | Hochiki |  | Smoke Detector |  |  |  | Module | TRUE | SLR-24H w/HSC-221L LATCHING LED BASE | SLR-24H w/HSC-221L LATCHING LED BASE | PHOTOELECTRIC SMOKE DETECTOR w/ LATCHING LED BASE | 1 |  | 0.191 |  |  |  |  | TRUE | TRUE |  | *Refer to Install Sheet |  |  | #FFFF0000 | FA-NFPA 170 SMOKE DETECTOR | 1 | FALSE | FALSE | FALSE | 1408 | [16 empty] | L |  |  | DESKTOP-0D6CQVA\lousc | 2019-10-12 06:54 | THOR\acont | 2024-09-08 17:27 | from Hochiki SLR-24V w/HSC-221L LATCHING LED BASE | [Hochiki] [IDC] 02 [IDC] SLR-24H w/HSC-220L LATCHING LED BASE (C), SLR-24H w/HSC-220R - 2 WIRE RELAY BASE (C), SLR-24H w/HSC-221L LATCHING LED BASE (C), SLR-24H w/HSC-221R - 2 WIRE RELAY BASE (C), SLR-24H w/HSC-224L LATCHING LED BASE (C), SLR-24H w/HSC-2
8f2344bc-f4d8-4199-ac29-b143d3ee8ecb | NFPA 170 HEAT DETECTOR |  |  | North | Potter |  | Heat Detector |  |  |  | Module | TRUE | 302-ET-194 | ++ | Heat Detector, 194°F (90°C) | 1 | [6 empty] | FALSE | TRUE |  |  |  |  | #FFFF0000 | FA-NFPA 170 HEAT DETECTOR | 1 | FALSE | FALSE | FALSE | 1403 |  |  | 7270-0021:0001 | [10 empty] | FALSE | [5 empty] | THOR\acont | 2024-06-04 14:08 | THOR\acont | 2024-09-08 17:27 | Cloned from Thermotech 302-ET-194 | [Edwards, Potter, Thermotech] [IDC] 01 284B-PL (C), 302-135 (C), 302-194 (C), 302-AW-194, 302-EPM-135 (C), 302-EPM-194 (C), 302-ET-135 (C), 302-ET-194 (C)
cede45f7-e7a4-4473-b44a-b14df71756f3 |  |  |  | North | Siemens | [5 empty] | Module | TRUE | BP-RK | 500-634777 | BLANK PLATE | 1 | [12 empty] | #FFFFFFFF |  |  | FALSE | FALSE | FALSE | [20 empty] | DESKTOP-7SAL8M7\acont | 2019-08-13 09:04 | THOR\acont | 2024-10-09 10:48
8de9ff76-d967-47e5-990d-b153305f694d | CADGEN PANIC BUTTON |  |  | North | Bosch |  | Panic Button |  |  |  | Module | TRUE | RFPB-TB-CHI | ++ | Wireless, two-button panic fob. | 1 |  |  |  |  | 3 | [7 empty] | #FFFF0000 | FA-CADGEN PANIC BUTTON | 1 | FALSE | FALSE | FALSE | [17 empty] | RPT |  |  | DESKTOP-7EIEB7A\acont | 2022-07-27 07:14 | THOR\acont | 2024-09-08 17:27 | Cloned from Bosch RFPB-SB-CHI | [BluePoint, Bosch] [BOSCH WIRELESS] [ALL DEVICES ++] BP01-302, BP02-202M, BP02-202P, BP02-A202M, BP02-A202P, BP02-A202PH, BP03-302, BP03-A102M, BP03-A102P, RFBT-A, RFDL-11, RFDL-11-A, RFDL-11-CHI, RFDW-RM, RFDW-RM-A, RFDW-RM-CHI, RFDW-SM, RFDW-SM-A, RFDW
9081f83c-e32a-41fa-9f2c-b159f00d5cee | NFPA 170 GAS DETECTOR |  |  | North | Potter |  | Gas Detection |  |  |  | Module | TRUE | PAD100-CD w/PAD100-LFSB | + | Carbon-Monoxide Detector with 6" Base LF Sounder Module Included | 1 | 0.0005 | 0.0005 |  |  |  |  | FALSE | [5 empty] | #FFFF0000 | FA-NFPA 170 GAS DETECTOR | 1 | FALSE | FALSE | FALSE | 1402 | [13 empty] | FALSE |  |  | LF¦SB |  |  | DESKTOP-7SAL8M7\acont | 2020-12-03 16:40 | THOR\acont | 2024-09-08 17:27 | Cloned from Potter PAD100-CD w/PAD100-SB | [Potter] [AUX POWER] PAD100-CD w/PAD100-LFSB, PAD100-HD w/PAD100-LFSB, PAD100-PD w/PAD100-LFSB (C), PAD100-PHD w/PAD100-LFSB (C), PAD100-PHD w/PAD100-LFSB (Split) (C), PAD200-PD w/PAD100-LFSB (C), PAD200-PHD w/PAD100-LFSB (C), PAD200-PHD w/PAD100-LFSB (S [Potter] [SLC PAD] [*] [#2 SHARED ADDR ¦ SENSORS] PAD100-CD w/PAD100-4DB, PAD100-CD w/PAD100-6DB, PAD100-CD w/PAD100-IB, PAD100-CD w/PAD100-LFSB, PAD100-CD w/PAD100-RB, PAD100-CD w/PAD100-SB, PAD100-CD w/PAD100-SPKB, PAD100-DUCT (C), PAD100-DUCTR (C), PA
0f0fca9a-24a4-4e91-877d-b159f03c4bb8 |  |  |  | North | Siemens | [5 empty] | Module | TRUE | XMI | 500-034870 | XLS TO MXL INTERFACE BOARD | 1 | [12 empty] | #FFFFFFFF |  |  | FALSE | FALSE | FALSE | [20 empty] | DESKTOP-7SAL8M7\acont | 2019-08-13 09:04 | THOR\acont | 2024-10-09 10:48
856d349c-7a53-48d3-b05f-b15fa694c48f |  |  |  | North | Siemens |  | Cards & Components |  |  |  | Card | TRUE | SZE-4X | 500-696006 | SXL FOUR ZONE EXPANDER W/OUTPUTS | 1 | [6 empty] | TRUE | [5 empty] | #FFFFFFFF |  |  | FALSE | FALSE | FALSE | [20 empty] | DESKTOP-7SAL8M7\acont | 2018-11-23 10:48 | THOR\acont | 2024-10-09 10:48 |  | [Siemens] [IDC] 01 AW-1, CPYEC-2-24, CPY-MRS, CPY-MTS, MH-501, MSM-EXP, MSM-GR, MSM-INST, MSM-K, MSM-K-15, MSM-KD, MSM-KD-30, MSM-KD-WP, MSM-K-WP, SXL-EX Main Board, SZE-4X, XMH-501 [Siemens] [BATTERY Reserved] SZE-4X [Edwards, Siemens, Silent Knight, System Sensor] [RELEASING] [*] 204-12/24VG, A77-716B, EOL-1224RLY, EOL-R24VDC, RELA-EOL, SXL-EX Main Board, SZE-4X [Siemens] [IDC] 12 SZE-4X [Siemens] [IDC] 03 CPY-MTS, SZE-4X [Edwards, Siemens, Silent Knight, System Sensor] [IDC] 01 204-12/24VG, A77-716B, EOL-1224RLY, EOL-R24VDC, RELA-EOL, SXL-EX Main Board, SZE-4X | [Siemens] SZE-4X
5b501898-c2b7-4006-82cc-b16404550b1a |  |  |  | North | Bosch | [5 empty] | Module | TRUE | NDA-LWMT-DOME-RO | * | ***(Ross)Wall mount L-shape | 1 | [12 empty] | #FFFFFFFF |  |  | FALSE | FALSE | FALSE | [20 empty] | DESKTOP-7EIEB7A\acont | 2021-08-13 06:25 | THOR\acont | 2024-10-09 10:48
2020e18c-aa52-4ade-be3d-b16d2d4af0b2 | NFPA 170 HEAT DETECTOR |  |  | North | Notifier |  | Heat Detector |  |  |  | Module | TRUE | HD-602 | ++ | Heat Detector, 200°F (93°C) Fixed & Rate-of-rise | 1 | [6 empty] | FALSE | TRUE |  |  |  |  | #FFFF0000 | FA-NFPA 170 HEAT DETECTOR | 1 | FALSE | FALSE | FALSE | 1403 | [13 empty] | FALSE | [7 empty] | THOR\acont | 2024-09-08 17:27 | 20191121 AC Detector without base | [Honeywell, Notifier, System Sensor] [SLC SENSORS] [*] [#4 TYPE ADDR ¦ SENSORS] 2251B (C), 2251-COPTIR (C), 2251-COPTIR w/B200S-WH (C), 2251TB (C), 2251TMB (C), 5251B (C), 5251B-WP (C), 5251H (C), 5251RB (C), 5251RB-WP (C), 7251 (C), 7251DH (C), DH200LP [Honeywell, Notifier, System Sensor] [SLC MODULES SENSORS] [*] [#2 SHARED ADDR ¦ SENSORS] 2251B (C), 2251-COPTIR (C), 2251-COPTIR w/B200S-WH (C), 2251TB (C), 2251TMB (C), 5251B (C), 5251B-WP (C), 5251H (C), 5251RB (C), 5251RB-WP (C), 7251 (C), 7251DH (C) [Chemtronics, Firelite, MIRCOM, Notifier, System Sensor] [IDC] 01 [*] [IDC 2-WIRE ++] 1151 (C), 1151EIS (C), 1400 (C), 1451 (C), 1451DH (C), 1451DHHT (C), 2100AT (C), 2100S (C), 2100TR (C), 2100TS (C), 2151 w/B110LP (C), 2151 w/B116LP (C), 2151 w/B401 (C [Det-Tronics, Edwards, Kidde, Notifier] [IDC] 01 30-3013, 30-3013 w/FMM-101, Q3013D, 5621 (C), 5622 (C), 5623 (C), 5624 (C), BNG-1, BNG-1F, BNG-1FTS, BNG-1R, BNG-1SP, BNG-1TS, BNG-1TSL, BNG-1TSR, BNG-1TSRL, CP-651 (C), HD-601 (C), HD-602 (C), HD-603 (C),
cedf14a5-cedf-49ba-ab6a-b1751385ec8e | NFPA 170 HEAT DETECTOR |  |  | North | Hochiki |  | Heat Detector |  |  |  | Module | TRUE | DSC-EAw/HSC-4R - 4 WIRE RELAY BASE | DSC-EAw/HSC-4R - 4 WIRE RELAY BASE | HEAT DETECTOR w/ 4 WIRE RELAY BASE | 1 | 0.00011 | 0.193 |  |  |  |  | TRUE | TRUE |  | *Refer to Install Sheet |  |  | #FFFF0000 | FA-NFPA 170 HEAT DETECTOR | 1 | FALSE | FALSE | FALSE | 1403 | [16 empty] | R |  |  | DESKTOP-0D6CQVA\lousc | 2019-10-12 07:53 | THOR\acont | 2024-09-08 17:27 | Cloned from Hochiki DCD-135 w/HSC-4R - 4 WIRE RELAY BASE | [Hochiki] [IDC] 01 [IDC] DCD-135 w/HSC-220L LATCHING LED BASE (C), DCD-135 w/HSC-220R - 2 WIRE RELAY BASE (C), DCD-135 w/HSC-221L LATCHING LED BASE (C), DCD-135 w/HSC-221R - 2 WIRE RELAY BASE (C), DCD-135 w/HSC-224L LATCHING LED BASE (C), DCD-135 w
6f1ab34f-402e-4153-bcdc-b1778757e668 |  |  |  | North | Potter |  | Cards & Components |  |  |  | Card | TRUE | FIB-1000 RM |  | Fiber Interface Bridge Rack Mount | 1 | 0.03 | 0.03 |  |  |  |  | FALSE | [5 empty] | #FFFFFFFF |  |  | FALSE | FALSE | FALSE | [14 empty] | FALSE | [7 empty] | THOR\acont | 2024-10-09 10:48
df419f66-c2e7-4902-abf1-b177ca89b951 | NFPA 170 HORN |  |  | North | Edwards |  | Horn |  |  |  | Module | TRUE | G4ARF-SP |  | Wall horn, red, FUEGO | 1 | [6 empty] | FALSE |  | GRSW-10 |  |  |  | #FF0070C0 | FA-NFPA 170 HORN | 1 | FALSE | FALSE | FALSE | 2010 | [13 empty] | FALSE | [5 empty] | DESKTOP-7SAL8M7\acont | 2019-08-29 12:20 | THOR\acont | 2024-09-08 17:27 |  | [Edwards, Kidde] [NAC] [VDC, LOW DB] EG4ARF, EG4ARF-FR, EG4ARF-SP, EG4ARN, EG4AWF, EG4AWF-FR, EG4AWF-SP, EG4AWN, G4ARF, G4ARF-FR, G4ARF-SP, G4ARN, G4AWF, G4AWF-FR, G4AWF-SP, G4AWN [Edwards, Kidde] [NAC] [VFWR, LOW DB] EG4ARF, EG4ARF-FR, EG4ARF-SP, EG4ARN, EG4AWF, EG4AWF-FR, EG4AWF-SP, EG4AWN, G4ARF, G4ARF-FR, G4ARF-SP, G4ARN, G4AWF, G4AWF-FR, G4AWF-SP, G4AWN [Edwards, Kidde] [NAC] [VDC, HIGH DB] EG4ARF, EG4ARF-FR, EG4ARF-SP, EG4ARN, EG4AWF, EG4AWF-FR, EG4AWF-SP, EG4AWN, G4ARF, G4ARF-FR, G4ARF-SP, G4ARN, G4AWF, G4AWF-FR, G4AWF-SP, G4AWN [Edwards, Kidde] [NAC] [VFWR, HIGH DB] EG4ARF, EG4ARF-FR, EG4ARF-SP, EG4ARN, EG4AWF, EG4AWF-FR, EG4AWF-SP, EG4AWN, G4ARF, G4ARF-FR, G4ARF-SP, G4ARN, G4AWF, G4AWF-FR, G4AWF-SP, G4AWN
5d04316b-bb31-4e3c-821f-b18163e5c703 | NFPA 170 LOCAL OPERATOR CONSOLE | RISER LOC |  | North | Monaco Enterprises |  | Local Operator Console |  |  |  | Assembly | TRUE | 710-072-52 | + | MAAP-X LOC Keypad, 12 tactile push buttons for pre-recorded MNS messages, PTT Mic for live voice, red NEMA 1 flush-mount enclosure | 1 | 0.03 | 0.061 |  |  |  |  | FALSE | FALSE |  |  |  |  | #FFFF0000 | FA-NFPA 170 LOCAL OPERATOR CONSOLE | 1 | FALSE | FALSE | FALSE | 211 | [8 empty] | 8 |  | 8 |  |  | TRUE | [5 empty] | DESKTOP-7EIEB7A\acont | 2021-07-14 07:41 | THOR\acont | 2024-09-08 17:27 | Cloned from Monaco Enterprises 710-072-51 | [Monaco Enterprises] [AUDIO LOW] [AUDIO] 710-072-01, 710-072-02, 710-072-51, 710-072-52 [Monaco Enterprises] [RS-485] [DATA] 176-286-02, 176-286-03, 194-810-24, 710-054-01, 710-072-01, 710-072-02, 710-072-51, 710-072-52
d9b415f9-d6f1-4d9a-ac83-b18246201b22 |  |  |  | North | Simplex |  | Hardware |  |  |  | Hardware | TRUE | 4100-2300 |  | EXPANSION BAY (PHASE 10 ONLY) | 1 | [12 empty] | #FFFFFFFF |  |  | FALSE | FALSE | FALSE | [20 empty] | AULAPTOP-PC\Aulaptop | 2019-07-04 04:36 | THOR\acont | 2024-10-09 10:48
9865e085-4fba-4423-892e-b18307ed65a1 | NFPA 170 AMPLIFIER RACK | RISER AMP |  | North | Hochiki |  | Amplifier |  |  |  | Assembly | TRUE | FNVDP50/P (70V) | + | Distributed Panel, Dual Channel, 50W, Fire Phone | 1 | [6 empty] | FALSE |  |  | *Refer to Install Sheet |  |  | #FFFF0000 | FA-NFPA 170 AMPLIFIER RACK | 1 | FALSE | FALSE | FALSE | 300 | [8 empty] | 7,12,18 |  |  |  | 50 | TRUE | [5 empty] | DESKTOP-7SAL8M7\acont | 2019-11-04 16:39 | THOR\acont | 2024-09-08 17:27
7af36d68-4b0d-4cae-a7e6-b1841e27f08a | NFPA 170 SMOKE DETECTOR |  |  | North | Edwards |  | Smoke Detector |  |  |  | Module | TRUE | SIGA-PS w/SIGA-SB BASE | ++ | Photoelectric Smoke Detector | 1 | 4.5e-05 | 4.5e-05 |  |  |  |  | FALSE | TRUE |  |  |  |  | #FFFF0000 | FA-NFPA 170 SMOKE DETECTOR | 1 | FALSE | FALSE | FALSE | 1408 | [13 empty] | FALSE | [7 empty] | THOR\acont | 2024-10-09 10:48 | 20191121 AC Detector with base | [Edwards, Kidde] [SLC EST MODULES/SENSORS] 01 [*] [iO64] DS-HFS (C), DS-PS (C), FX-HD w/IB4U BASE, FX-HD w/RB4U BASE, FX-HD w/SB4U BASE, FX-HD w/SB4U-LF BASE, FX-HD wB4U BASE, FX-PD w/B4U BASE (C), FX-PD w/IB4U BASE (C), FX-PD w/SB4U BASE (C), FX-PD w/SB [Edwards, Kidde] [SLC EST MODULES SENSORS] [*] [#2 SHARED ADDR ¦ SENSORS] KI-DDOS (C), SIGA2-COS w/SIGA-AB4G BASE, SIGA2-COS w/SIGA-AB4G-LF BASE, SIGA2-COS w/SIGA-AB4GT BASE, SIGA2-COS w/SIGA-IB BASE, SIGA2-COS w/SIGA-RB BASE, SIGA2-COS w/SIGA-SB BASE, S [Edwards, Kidde] [SLC EST SENSORS] [*] [#4 TYPE ADDR ¦ SENSORS] KI-DDOS (C), SIGA2-COS w/SIGA-AB4G BASE, SIGA2-COS w/SIGA-AB4G-LF BASE, SIGA2-COS w/SIGA-AB4GT BASE, SIGA2-COS w/SIGA-IB BASE, SIGA2-COS w/SIGA-RB BASE, SIGA2-COS w/SIGA-SB BASE, SIGA2-HCOS [Edwards, Kidde] [SLC EST SENSORS] 01 [*] [EST3, iO1000] DS-HFS (C), DS-PS (C), FX-HD w/IB4U BASE, FX-HD w/RB4U BASE, FX-HD w/SB4U BASE, FX-HD w/SB4U-LF BASE, FX-HD wB4U BASE, FX-PD w/B4U BASE (C), FX-PD w/IB4U BASE (C), FX-PD w/SB4U BASE (C), FX-PD w/SB
e3530604-dcc0-4ea6-b10c-b1889c941202 |  |  |  | North | Monaco Enterprises |  | Hardware |  |  |  | Hardware | TRUE | 729-205-03 |  | TUBE,SAMPLING:8'-12' DUCT | 1 | [6 empty] | FALSE |  | FLUSH |  | N/A | N/A | #FFFFFFFF |  |  | FALSE | FALSE | FALSE |  |  |  | 3242-1653:0209 | [10 empty] | FALSE | [5 empty] | DESKTOP-7SAL8M7\acont | 2020-02-23 09:57 | THOR\acont | 2024-10-09 10:48 | Cloned from System Sensor DST10
53360a00-bb07-4589-aee9-b1891eb205f3 | NFPA 170 STROBE CEILING |  |  | North | System Sensor |  | Strobe |  |  |  | Module | TRUE | SCWLED-B | ++ | Strobe, Ceiling, White, Bilingual | 1 | 0 | 0.111 |  |  |  |  | FALSE | TRUE |  |  |  |  | #FF0070C0 | FA-NFPA 170 STROBE CEILING | 1 | FALSE | FALSE | FALSE | 2022 | [13 empty] | FALSE |  |  | C |  |  | DESKTOP-QGO6JOK\acont | 2023-10-19 06:47 | THOR\acont | 2024-09-08 17:27 | Cloned from System Sensor SCWLED-P | [System Sensor] [NAC] [24VDC] SCRKLED (C), SCRKLED-B (C), SCRKLED-P (C), SCRLED (C), SCRLED-B (C), SCRLED-P (C), SCWKLED (C), SCWKLED-B (C), SCWKLED-P (C), SCWLED (C), SCWLED-B (C), SCWLED-CLR-ALERT (C), SCWLED-P (C)
ee494999-7b46-4c4b-a52d-b18c4607e702 |  |  |  | North | Autocall |  | Cards & Components |  |  |  | Card | TRUE | A100-1255 | + | 3-8 Channel Audio Operator Interface | 1 | 0 | 0.024 |  |  |  |  | TRUE | [5 empty] | #FFFFFFFF |  |  | FALSE | FALSE | FALSE | [20 empty] | DESKTOP-0D6CQVA\lousc | 2019-06-15 07:34 | THOR\acont | 2024-10-09 10:48 | Cloned from AutoCall A100-1240
e83b6a1a-1194-4078-9768-b18da4a76aa5 | NFPA 170 REMOTE ANNUNCIATOR | RISER ANNUNCIATOR |  | North | Siemens |  | Hardware |  |  |  | Hardware | TRUE | FH7203-Z3 | ++ | Housing (Comfort) | 1 | [12 empty] | #FFFF0000 | FA-NFPA 170 REMOTE ANNUNCIATOR | 1 | FALSE | FALSE | FALSE | [20 empty] | DESKTOP-7EIEB7A\acont | 2021-11-20 19:12 | THOR\acont | 2024-09-08 17:27 | Cloned from Siemens FH7201-Z3
b25d8de4-856d-479a-a95a-b18dc8e88815 |  |  |  | North | LifeSafety Power |  | Cards & Components |  |  |  | Card | TRUE | FPO75-B100M8PNL4E2M Main Board | ++ | Fire Alarm Power Supply Main Board | 1 | [6 empty] | TRUE | FALSE |  |  |  |  | #FFFFFFFF |  |  | FALSE | FALSE | FALSE | [14 empty] | FALSE | [5 empty] | DESKTOP-7EIEB7A\acont | 2023-01-26 08:37 | THOR\acont | 2024-10-09 10:48 | Cloned from LifeSafety Power FPO150-B100C8D8PE4M Main Board | [Altronix, LifeSafety Power] [IDC] 02 [AC FAIL] AL1024ULX Main Board, AL300ULX Main Board, AL400ULX Main Board, AL400ULXJ Main Board (24VDC), AL600ULXR Main Board, eFlow104N Main Board, eFlow104N16 Main Board, eFlow104N8 Main Board, FPO150/250-2C82D8PE4M [Altronix, LifeSafety Power] [IDC] 01 [BATTERY] AL1024ULM MAIN CARD, AL1024ULX Main Board, AL300ULX Main Board, AL400ULX Main Board, AL400ULXJ Main Board (24VDC), AL600ULXR Main Board, eFlow104N Main Board, eFlow104N16 Main Board, eFlow104N8 Main Board, [Altronix, Hochiki, LifeSafety Power] [NAC Trigger] AL1024ULM MAIN CARD, AL1024ULX Main Board, AL125UL Main Board, AL300ULX Main Board, AL400ULX Main Board, AL400ULXJ Main Board (24VDC), AL600ULACM Main Board, AL600ULXR Main Board, eFlow104N Main Board, | [Altronix, LifeSafety Power] AL1024ULX Main Board, FPO150/250-2C82D8PE4M1 Main Board, FPO150-B100C8D8PE4M Main Board, FPO250/250-3C83D8E12M Main Board, FPO250/250-3C83D8PE12M Main Board, FPO250/250-3C8P3D8PE12M Main Board, FPO75-B100C4PE1M Main Board, FPO
a9a2def9-09d0-470d-a8de-b18fa9147e38 | NFPA 170 SPEAKER STROBE CEILING |  |  | North | Edwards |  | Speaker/Strobe |  |  |  | Module | TRUE | GCWA-S2VMB |  | 25V Speaker/Strobe white, ALERT, Standard cd, blue | 1 | 0 | 0.168 |  |  |  |  | FALSE | TRUE |  |  |  |  | #FF0070C0 | FA-NFPA 170 SPEAKER STROBE CEILING | 1 | FALSE | FALSE | FALSE | 2020 | [13 empty] | FALSE |  |  | C |  |  |  |  | THOR\acont | 2024-09-08 17:27 |  | [Edwards, Kidde] [NAC] [24 VDC] EGCFR-VM (C), EGCF-VM (C), GCFR-S7VM (C), GCFR-VM (C), GCF-S2VM (C), GCF-S7VM (C), GCF-VM (C), GCHFRF-S2VMC (C), GCHFRF-S7VMC (C), GCHFRN-S2VMC (C), GCHFRN-S7VMC (C), GCHFWA-S2VMA (C), GCHFWA-S2VMC (C), GCHFWA-S7VMA (C), G [Edwards, Kidde] [AUDIO 25v] [25V AUDIO] EGCF-S2VMH (C), G4F-S2, G4F-S2V1575, G4F-S2VM, G4HFRF-S2, G4HFRF-S2VMC, G4HFRN-S2, G4HFRN-S2VMC, G4HFWA-S2, G4HFWA-S2VMA, G4HFWA-S2VMC, G4HFWF-S2, G4HFWF-S2VMC, G4HFWN-S2, G4HFWN-S2VMA, G4HFWN-S2VMC, G4RF-S2, G4RF [Edwards, Kidde] [NAC] [16 VDC] EGCFR-VM (C), EGCF-VM (C), GCFR-S7VM (C), GCFR-VM (C), GCF-S2VM (C), GCF-S7VM (C), GCF-VM (C), GCHFRF-S2VMC (C), GCHFRF-S7VMC (C), GCHFRN-S2VMC (C), GCHFRN-S7VMC (C), GCHFWA-S2VMA (C), GCHFWA-S2VMC (C), GCHFWA-S7VMA (C), G
8306f151-2b0a-46f2-91ee-b19091df461a |  |  |  | North | Potter | [5 empty] | Module | TRUE | VSA-S |  | Vault Sound Alarm System | 1 | [6 empty] | FALSE | [5 empty] | #FFFFFFFF |  |  | FALSE | FALSE | FALSE | [14 empty] | FALSE | [7 empty] | THOR\acont | 2024-10-09 10:48
8823a0ff-d007-450b-b89f-b194d0919403 | NFPA 170 REMOTE ANNUNCIATOR | RISER ANNUNCIATOR |  | North | Space Age Electronics |  | Remote Annunciator |  |  |  | Module | TRUE | XL8-BL-LBFR-FI24-D-1DRV03 | F | TABULAR ANNUNCIATOR | 1 | [6 empty] | FALSE | FALSE |  |  |  |  | #FFFF0000 | FA-NFPA 170 REMOTE ANNUNCIATOR | 1 | FALSE | FALSE | FALSE | 255 | [13 empty] | FALSE | [7 empty] | THOR\acont | 2024-09-08 17:27
6a278c64-797f-4fe4-bee5-b19b8705c28b |  |  |  | North | MIRCOM |  | Hardware |  |  |  | Hardware | TRUE | BB-400W | ++ | Surface Mount Back Box, White | 1 | [6 empty] | FALSE | [5 empty] | #FFFFFFFF |  |  | FALSE | FALSE | FALSE | [14 empty] | FALSE | [5 empty] | THOR\acont | 2023-11-28 13:52 | THOR\acont | 2024-10-09 10:48 | Cloned from MIRCOM BB-400R
df7bc868-b15c-43f6-983f-b1a0cee74388 |  |  |  | North | Fike |  | Cards & Components |  |  |  | Card | TRUE | SK-F485C | ++ | Fiber to SBUS Converter | 1 | 0.125 | 0.125 |  |  | 24 |  | TRUE |  |  |  | Fiber to SBUS Converter |  | #FFFFFFFF |  |  | FALSE | FALSE | FALSE | [14 empty] | FALSE | [5 empty] | DESKTOP-7EIEB7A\acont | 2023-01-04 11:46 | THOR\acont | 2024-10-09 10:48 | Cloned from Silent Knight SK-F485C | [Fike] [Fiber Optic] SK-F485C | [Fike] SK-F485C
1f6285e2-9ae6-4936-a62d-b1b75881f2e9 |  |  |  | North | Bosch | [5 empty] | Module | TRUE | DIP-7184-8HD | * | Divar Ip 7000 Video Management Appliance, 2U Rackmount (8-Bay), Raid-5 32Tb (8X4Tb), Hot-Swappable H | 1 | [12 empty] | #FFFFFFFF |  |  | FALSE | FALSE | FALSE | [20 empty] | DESKTOP-7EIEB7A\acont | 2021-08-13 06:25 | THOR\acont | 2024-10-09 10:48
323c2eca-0cbd-4427-9734-b1ba33dfac38 | NFPA 170 FIRE ALARM CONTROL UNIT | RISER FACP |  | North | Hochiki |  | Fire Alarm Control Unit |  |  |  | Assembly | TRUE | LA901K1-64 |  | FireNET L@TITUDE Analog Addressable Fire Alarm Control Panel, 8 Slot Deep Enclosure, 5.25 A 115V, 2-Loop Panel Module, Hochiki Protocol, Network Module, and Media Gateway™, Black, Printer / 48 Zone LEDs | 1 | [6 empty] | FALSE |  |  | *Refer to Install Sheet | 16.5in (W) x 23.2in (H) x 8in (D) | KM5FCRD (Optional Semi-Flush Mounting Kit) | #FFFF0000 | FA-NFPA 170 FIRE ALARM CONTROL UNIT | 1 | FALSE | FALSE | FALSE | 202 | [8 empty] | 7,12,18,28,33,40 |  |  | 5.25 |  | TRUE | [5 empty] | DESKTOP-GHR3H5U\Anthony | 2019-11-27 07:05 | THOR\acont | 2024-09-08 17:27
b388160f-188f-45bd-a3dc-b1c2f08226da |  |  |  | North | Notifier |  | Cards & Components |  |  |  | Card | TRUE | CPU2-640 | + | NFS2-640 Fire Alarm Control Panel Main Board (Central Processing Unit) | 1 | 0.39 | 0.39 |  |  |  |  | TRUE | [5 empty] | #FFFFFFFF |  |  | FALSE | FALSE | FALSE | [14 empty] | FALSE | [7 empty] | THOR\acont | 2024-10-09 10:48 |  | [Honeywell, Notifier] [IDC] [#4 SECURITY] CPU-2020, CPU2-3030, CPU2-3030D, CPU2-640, CPU-320, CPU-320SYS, CPU-N16LD, CPU-N16LND, NCA-2, NCD, XLS3000-CPUD [Honeywell, Notifier] [IDC] [#3 SUPERVISORY] AFP-100 Main Board, AFP-200 Main Board, CPU-2020, CPU2-3030, CPU2-3030D, CPU2-640, CPU-320, CPU-320SYS, CPU-N16LD, CPU-N16LND, NCA-2, NCD, NFW-100X Main Board with PWRMOD24, NFW2-100 Main Board, NFW-50 Main Bo [Honeywell, Notifier] [IDC] [#2 TROUBLE] AA-30, AFP-100 Main Board, AFP-200 Main Board, BE-500 CPU, CPU-2020, CPU2-3030, CPU2-3030D, CPU2-640, CPU-320, CPU-320SYS, CPU-N16LD, CPU-N16LND, NCA-2, NCD, NFW-100X Main Board with PWRMOD24, NFW2-100 Main Board, [Honeywell, Notifier] [IDC] [#1 ALARM] AFP-100 Main Board, AFP-200 Main Board, BE-500 CPU, CPU-2020, CPU2-3030, CPU2-3030D, CPU2-640, CPU-320, CPU-320SYS, CPU-N16LD, CPU-N16LND, NCA-2, NCD, NFW-100X Main Board with PWRMOD24, NFW2-100 Main Board, NFW-50 M | [Honeywell, Notifier] CPU-2020, CPU2-640, CPU-320, CPU-320SYS, XLS140-2 MAIN CARD [Honeywell, Notifier] CPU-2020, CPU2-3030, CPU2-3030D, CPU2-640, CPU-320, CPU-320SYS, CPU-N16LD, CPU-N16LND, NCA-2, NCD, XLS140-2 MAIN CARD, XLS3000-CPUD [Honeywell, Notifier] CPU-2020, CPU2-640, CPU-320, CPU-320SYS, XLS140-2 MAIN CARD
4650392e-2c51-41cb-ac2d-b1c7d2fd251f |  |  |  | North | Hochiki |  | Cards & Components |  |  |  | Card | TRUE | S758 |  | 2-Loop Panel Module, Hochiki Protocol | 1 | 0.115 | 0.115 |  |  |  |  | TRUE | [5 empty] | #FFFFFFFF |  |  | FALSE | FALSE | FALSE | [20 empty] | DESKTOP-0D6CQVA\lousc | 2019-10-06 13:35 | THOR\acont | 2024-10-09 10:48 | from Hochiki (NC) Loop Modules & Communication Modules - Network Module only (Network Vision Annunciator) |  | [Hochiki] S758
c0e2d62b-f068-4726-aca8-b1c85e5fd94c | NFPA 170 SPEAKER STROBE CEILING |  |  | North | Edwards |  | Speaker/Strobe |  |  |  | Module | TRUE | 965-7A-4RW |  | 15/75cd Strobe, 4" Round Cone, 70V .25 .5, 1, 2w | 1 | [6 empty] | FALSE | TRUE |  |  |  |  | #FF0070C0 | FA-NFPA 170 SPEAKER STROBE CEILING | 1 | FALSE | FALSE | FALSE | 2020 | [13 empty] | FALSE |  |  | C |  |  |  |  | THOR\acont | 2024-09-08 17:27
3a83a962-5d76-4448-9fac-b1cb8dd3b3b7 | NFPA 170 REMOTE ANNUNCIATOR | RISER ANNUNCIATOR |  | North | Potter |  | Remote Annunciator |  |  |  | Module | TRUE | LED-16 (P-LINK+) | + | 16 Zone LED Annunciator | 1 | 0.025 | 0.025 |  |  |  |  | FALSE | [5 empty] | #FFFF0000 | FA-NFPA 170 REMOTE ANNUNCIATOR | 1 | FALSE | FALSE | FALSE | 255 | [13 empty] | FALSE | [7 empty] | THOR\acont | 2024-09-08 17:27 |  | [Potter] [P-LINK] [*] LED-16 (P-LINK+)
38132ff0-8249-4d92-9de1-b1da8eaac5d5 | CADGEN KEYPAD |  |  | North | Bosch |  | Keypad Interface |  |  |  | Module | TRUE | D1255W | ++ | Text keypad, fluorescent, white, SDI | 1 | 0.2 | 0.25 |  |  | 12 | [7 empty] | #FFFF0000 | FA-CADGEN KEYPAD | 1 | FALSE | FALSE | FALSE | [20 empty] | DESKTOP-7EIEB7A\acont | 2022-07-25 08:24 | THOR\acont | 2024-09-08 17:27 | Cloned from Bosch D1255 CLONED | [Bosch] [SDI BOSCH] [*] [ALL DEVICES ++] B426, B450, B450-CHI, B450-M, B901, D1255, D1255RB, D1255W, D1256RB, D1257RB, D1260, D1260B, D1260BLK, D1260R, D1260W
332fc49e-aeda-4a18-80ce-b1de51137970 |  |  |  | North | MIRCOM |  | Cards & Components |  |  |  | Card | TRUE | FX-4017-12N Main Board | ++ | Main Board | 1 | 0.31 | 0.733 | 12 |  |  |  | TRUE | [5 empty] | #FFFFFFFF |  |  | FALSE | FALSE | FALSE | [14 empty] | FALSE | [5 empty] | THOR\acont | 2024-02-26 07:48 | THOR\acont | 2024-10-09 10:48 | Cloned from MIRCOM FX-4009-12N Main Board | [MIRCOM] [IDC] [#1 ALARM] FA-106 Main Board, FX-350 Main Board, FX-4000MNS Main Board, FX-4003-12N Main Board, FX-4009-12N Main Board, FX-4017-12N Main Board [MIRCOM] [IDC] [#2 SUPERVISORY] BPS-1002 Main Board, BPS-602 Main Board, BPS-802 Main Board, FX-350 Main Board, FX-4000MNS Main Board, FX-4003-12N Main Board, FX-4009-12N Main Board, FX-4017-12N Main Board [MIRCOM] [IDC] [#3 TROUBLE] BPS-1002 Main Board, BPS-602 Main Board, BPS-802 Main Board, FA-106 Main Board, FX-350 Main Board, FX-4000MNS Main Board, FX-4003-12N Main Board, FX-4009-12N Main Board, FX-4017-12N Main Board | [MIRCOM] FX-4000MNS Main Board, FX-4003-12N Main Board, FX-4009-12N Main Board, FX-4017-12N Main Board [MIRCOM] FX-4000MNS Main Board, FX-4009-12N Main Board, FX-401 Main Board, FX-4017-12N Main Board
53335b9d-0b43-4bec-b459-b1e19514dd0e | NFPA 170 SMOKE DETECTOR |  |  | North | Farenhyt |  | Smoke Detector |  |  |  | Module | TRUE | IDP-PHOTO-R-W | ++ | White, low-profile intelligent photoelectric sensor, remote test capable, for use with DNR/DNRW | 1 | 0.0002 | 0.0045 |  |  |  |  | FALSE | TRUE |  |  |  |  | #FFFF0000 | FA-NFPA 170 SMOKE DETECTOR | 1 | FALSE | FALSE | FALSE | 1408 | [13 empty] | FALSE | [5 empty] | DESKTOP-7EIEB7A\acont | 2023-02-27 07:10 | THOR\acont | 2024-09-08 17:27 | Cloned from Silent Knight SK-PHOTO-R-W | [Farenhyt, Silent Knight] [SLC MODULES SENSORS] [*] [#2 SHARED ADDR ¦ SENSORS] CO1224TR w/ IDP-MINIMON, CO1224TR w/ IDP-MONITOR, DNR w/IDP-PHOTO-R-W (C), DNR w/SK-PHOTO-R-W (C), DNRW w/IDP-PHOTO-R-W (C), DNRW w/SK-PHOTO-R-W (C), HFS-D (C), HFS-P (C), HFS [Farenhyt] [SLC IDP SENSORS] [*] [#4 TYPE ADDR ¦ SENSORS] DNR w/IDP-PHOTO-R-W (C), DNRW w/IDP-PHOTO-R-W (C), IDP-ACCLIMATE (C), IDP-BEAM (C), IDP-DUCT-W w/IDP-PHOTO-R-W (C), IDP-FIRE-CO-W w/B200S-LF-WH (C), IDP-FIRE-CO-W w/B200S-WH (C), IDP-FIRE-CO-W w/B
1d2ed51d-36ee-4c20-bef4-b1e9aaf32341 |  |  |  | North | Gamewell FCI |  | Hardware |  |  |  | Hardware | TRUE | FCI-DR-C4BR | ++ | Large Battery Backbox, Blank door, lock & keys, for backbox accepting 3 chassis, Black). | 1 | [6 empty] | FALSE | [5 empty] | #FFFFFFFF |  |  | FALSE | FALSE | FALSE | [14 empty] | FALSE | [7 empty] | THOR\acont | 2024-10-09 10:48
447f14dd-4a22-4715-8b12-b1fb486be408 |  |  |  | North | Advanced |  | Hardware |  |  |  | Hardware | TRUE | Mxp-517 | ++ | 2 Position Key Switch Assembly - Un-Trapped | 1 | [6 empty] | TRUE | [5 empty] | #FFFFFFFF |  |  | FALSE | FALSE | FALSE | [20 empty] | DESKTOP-7EIEB7A\acont | 2023-02-13 07:19 | THOR\acont | 2024-10-09 10:48 | Cloned from Advanced Mxp-515 CLONED
a212b8d9-8683-4846-b3c2-b1ffbc0abb62 | NFPA 170 SPEAKER STROBE CEILING |  |  | North | Edwards |  | Speaker/Strobe |  |  |  | Module | TRUE | GCSVHWN |  | Speaker/Strobe, Ceiling, White, None, High CD | 1 | [6 empty] | FALSE | TRUE |  |  |  |  | #FF0070C0 | FA-NFPA 170 SPEAKER STROBE CEILING | 1 | FALSE | FALSE | FALSE | 2020 | [13 empty] | FALSE |  |  | C |  |  | THOR\acont | 2024-09-17 12:35 | THOR\acont | 2024-10-09 10:48 | Cloned from Edwards GCSVHRF CLONED CLONED CLONED CLONED CLONED CLONED CLONED | [Edwards, Kidde] [AUDIO 25v] [25V AUDIO] EGCSRF (C), EGCSRN (C), EGCSVHRF (C), EGCSVHRF-FR (C), EGCSVHRF-SP (C), EGCSVHRN (C), EGCSVHWA (C), EGCSVHWF (C), EGCSVHWF-FR (C), EGCSVHWF-SP (C), EGCSVHWN (C), EGCSVRF (C), EGCSVRN (C), EGCSVWA (C), EGC [Edwards, Kidde] [AUDIO 70.7v] [70V AUDIO] EGCSRF (C), EGCSRN (C), EGCSVHRF (C), EGCSVHRF-FR (C), EGCSVHRF-SP (C), EGCSVHRN (C), EGCSVHWA (C), EGCSVHWF (C), EGCSVHWF-FR (C), EGCSVHWF-SP (C), EGCSVHWN (C), EGCSVRF (C), EGCSVRN (C), EGCSVWA (C), E [Edwards, Kidde] [NAC] [24 FWR] EGCSVHRF (C), EGCSVHRF-FR (C), EGCSVHRF-SP (C), EGCSVHRN (C), EGCSVHWA (C), EGCSVHWF (C), EGCSVHWF-FR (C), EGCSVHWF-SP (C), EGCSVHWN (C), EGCVHRF (C), EGCVHRF-FR (C), EGCVHRF-SP (C), EGCVHRN (C), EGCVHWA (C), [Edwards, Kidde] [NAC] [24 VDC] EGCSVHRF (C), EGCSVHRF-FR (C), EGCSVHRF-SP (C), EGCSVHRN (C), EGCSVHWA (C), EGCSVHWF (C), EGCSVHWF-FR (C), EGCSVHWF-SP (C), EGCSVHWN (C), EGCVHRF (C), EGCVHRF-FR (C), EGCVHRF-SP (C), EGCVHRN (C), EGCVHWA (C),
9b97e138-8bdb-4c75-a50c-b2006a0c48f9 |  |  |  | North | Edwards |  | Cards & Components |  |  |  | Card | TRUE | 33-30436A |  | ASD Input Relay Card | 1 | [6 empty] | TRUE | [5 empty] | #FFFFFFFF |  |  | FALSE | FALSE | FALSE | [14 empty] | FALSE | [7 empty] | THOR\acont | 2024-10-09 10:48
cceda826-2dbb-438b-9243-b201c13855df | NFPA 170 HEAT DETECTOR |  |  | North | System Sensor |  | Heat Detector |  |  |  | Module | TRUE | 5604 | ++ | 194 °F (90° C) fixed temperature. | 1 | [6 empty] | FALSE | TRUE |  |  |  |  | #FFFF0000 | FA-NFPA 170 HEAT DETECTOR | 1 | FALSE | FALSE | FALSE | 1403 | [13 empty] | FALSE |  |  | 194° |  |  | AULAPTOP-PC\Aulaptop | 2019-11-25 12:42 | THOR\acont | 2024-09-08 17:27 | Cloned from Notifier 5604 | [Chemtronics, Firelite, MIRCOM, Notifier, System Sensor] [IDC] 01 [*] [IDC 2-WIRE ++] 1151 (C), 1151EIS (C), 1400 (C), 1451 (C), 1451DH (C), 1451DHHT (C), 2100AT (C), 2100S (C), 2100TR (C), 2100TS (C), 2151 w/B110LP (C), 2151 w/B116LP (C), 2151 w/B401 (C
4d245d8e-50ed-4a02-a824-b201c3c00ccd | NFPA 170 ADDRESSABLE INPUT OUTPUT |  |  | North | Apollo |  | Addressable Module |  |  |  | Module | FALSE | D900-CTRL I/O |  | ADDRESSABLE CONTROL MODULE FAN SHUT OFF | 1 | 0.0006 | 0.0006 |  |  |  |  | FALSE | [5 empty] | #FFFF0000 | FA-NFPA 170 ADDRESSABLE INPUT OUTPUT | 1 | FALSE | FALSE | FALSE | 1200 | [13 empty] | FALSE |  |  | F |  |  |  |  | THOR\acont | 2024-09-08 17:27 |  | [Apollo] [SLC APOLLO MODULES/SENSORS] [#3] 55000-830ADV, 55000-831ADV, AX-APS2-F1, AX-APS2-F2, D900-CTRL I/O [Advanced, Apollo] [SLC APOLLO MODULES SENSORS] [*] [#1 SHARED ADDR ¦ MODULES] 45681-800 (C), 45681-805 (C), 55000-001 (C), 55000-002 (C), 55000-005 (C), 55000-006 (C), 55000-009 (C), 55000-010 (C), 55000-765 (C), 55000-790ADV, 55000-805ADV, 55000-806ADV
71a36b9a-f155-4e5b-8979-b204a4de2876 |  |  |  | North | Siemens | [5 empty] | Module | TRUE | EA-35 | 599-021035 | 1 40 MOD ENCLOSURE KIT/EA-35 KIT 1 EB-35 BACKBOX 1 ED-35 DOOR RAIL KIT FOR THE EK-35 KIT | 1 | [12 empty] | #FFFFFFFF |  |  | FALSE | FALSE | FALSE | [20 empty] | DESKTOP-7SAL8M7\acont | 2019-08-13 09:04 | THOR\acont | 2024-10-09 10:48
c57f0787-d2b8-419e-b9bc-b2098845bb45 | NFPA 170 SMOKE CO DETECTOR |  |  | North | Gamewell FCI |  | Smoke/CO Detector |  |  |  | Module | TRUE | MCS-COP3 w/B200S-IV | + | Intelligent multi-criteria photo/CO, bright white, Velociti w/ Intelligent sounder base, ivory, UL listed | 1 | 0.0002 | 0.0045 |  |  |  |  | FALSE | TRUE | FLUSH |  | 4" SQ. DEEP | 3 "O" PLASTER RING | #FFFF0000 | FA-NFPA 170 SMOKE CO DETECTOR | 1 | FALSE | FALSE | FALSE | 1407 | [13 empty] | FALSE |  |  | S |  |  | DESKTOP-7SAL8M7\acont | 2020-11-19 16:20 | THOR\acont | 2024-09-08 17:27 | Cloned from Gamewell MCS-COP3 w/B200S-WH | [Gamewell FCI] [AUX POWER] MCS-CO3 w/B200S-IV (C), MCS-CO3 w/B200S-WH (C), MCS-COF3 w/B200S-WH (C), MCS-COP3 w/B200S-IV (C), MCS-COP3 w/B200S-WH (C) [Gamewell FCI] [SLC SENSORS] [*] [#4 TYPE ADDR ¦ SENSORS] ADPF (C), ASD-PL2F w/B200S-LF-WH (C), ASD-PL2F w/B210LP (C), ASD-PL2FR (C), ASD-PL3 w/B200S-LF-WH (C), ASD-PL3 w/B200SR-LF-WH (C), ASD-PL3 w/B200SR-WH (C), ASD-PL3 w/B224BI-WH (C), ASD-PL3 w/B224R
a8f465e6-c772-4471-9150-b20b04ef88d2 |  |  |  | North | Edwards |  | Hardware |  |  |  | Hardware | TRUE | SIGA-TS4 |  | Trim Skirt / Ring, 4" Box | 1 | [6 empty] | FALSE | [5 empty] | #FFFFFFFF |  |  | FALSE | FALSE | FALSE | [14 empty] | FALSE | [7 empty] | THOR\acont | 2024-10-09 10:48
b1b815cf-3743-4778-a4b0-b21ac0214da8 |  |  |  | North | Edwards |  | Cards & Components |  |  |  | Card | TRUE | 3-EVDVRA |  | Driver Module, 24 LEDs, 12 Switches /w cable for 3 party ann. | 1 | 0.005 | 0.005 |  |  |  |  | TRUE | [5 empty] | #FFFFFFFF |  |  | FALSE | FALSE | FALSE | [14 empty] | FALSE | [7 empty] | THOR\acont | 2024-10-09 10:48
be27d6e6-bfb3-4b02-8492-b21b8a0a4ba3 | NFPA 170 FIRE ALARM CONTROL UNIT | RISER FACP |  | North | Silent Knight |  | Fire Alarm Control Unit |  |  |  | Assembly | TRUE | 6820EVS | ++ | Intelligent Fire Alarm Control Panel with Communicator w/Emergency Voice System | 1 | [6 empty] | FALSE |  |  |  | 21.6” W x 28.1” H x 5.1” D (54.9cm W x 71.4cm H x 13.0cm D) |  | #FFFF0000 | FA-NFPA 170 FIRE ALARM CONTROL UNIT | 1 | FALSE | FALSE | FALSE | 202 | [8 empty] | 7,12,18,35 |  | 18 |  |  | TRUE | [5 empty] | DESKTOP-7EIEB7A\acont | 2022-11-07 15:50 | THOR\acont | 2024-09-08 17:27 | Cloned from Silent Knight 6820
a6a49a22-6f86-4572-8cdf-b21bb6925297 | NFPA 170 STROBE CEILING |  |  | North | Edwards |  | Strobe |  |  |  | Module | TRUE | GCVHWN |  | Strobe, running man, white, None, high cd | 1 | [6 empty] | FALSE | TRUE |  |  |  |  | #FF0070C0 | FA-NFPA 170 STROBE CEILING | 1 | FALSE | FALSE | FALSE | 2022 | [13 empty] | FALSE |  |  | C |  |  | THOR\acont | 2024-09-17 12:33 | THOR\acont | 2024-10-09 10:48 | Cloned from Edwards GCVHRF CLONED CLONED CLONED CLONED CLONED CLONED | [Edwards, Kidde] [NAC] [24 VDC] EGCSVHRF (C), EGCSVHRF-FR (C), EGCSVHRF-SP (C), EGCSVHRN (C), EGCSVHWA (C), EGCSVHWF (C), EGCSVHWF-FR (C), EGCSVHWF-SP (C), EGCSVHWN (C), EGCVHRF (C), EGCVHRF-FR (C), EGCVHRF-SP (C), EGCVHRN (C), EGCVHWA (C), [Edwards, Kidde] [NAC] [24 FWR] EGCSVHRF (C), EGCSVHRF-FR (C), EGCSVHRF-SP (C), EGCSVHRN (C), EGCSVHWA (C), EGCSVHWF (C), EGCSVHWF-FR (C), EGCSVHWF-SP (C), EGCSVHWN (C), EGCVHRF (C), EGCVHRF-FR (C), EGCVHRF-SP (C), EGCVHRN (C), EGCVHWA (C),
6e830a81-5165-4207-87b5-b2298282c3a8 | NFPA 170 FIRE ALARM CONTROL UNIT | RISER FACP |  | North | Hochiki |  | Fire Alarm Control Unit |  |  |  | Assembly | TRUE | LA103K3-40 |  | FireNET L@TITUDE Analog Addressable Fire Alarm Control Panel, 4 Slot Standard Enclosure, 10.25 A Auto Voltage, 6-Loop Panel Module, Hochiki Protocol, Network Module, and Media Gateway™, Gray, 48 Zone LEDs | 1 | [6 empty] | FALSE |  |  | *Refer to Install Sheet | 16.5in (W) x 23.2in (H) x 6in (D) | KM5FCRD (Optional Semi-Flush Mounting Kit) | #FFFF0000 | FA-NFPA 170 FIRE ALARM CONTROL UNIT | 1 | FALSE | FALSE | FALSE | 202 | [8 empty] | 7,12,18,28 |  |  | 10.25 |  | TRUE | [5 empty] | DESKTOP-7SAL8M7\acont | 2019-12-04 15:59 | THOR\acont | 2024-09-08 17:27 | Cloned from Hochiki LA103K1-40
610ba529-a012-48ac-b513-b236ce64722b |  |  |  | North | Siemens | [5 empty] | Module | TRUE | DA-X3SR | 500-095022 | DUCT RELAY MODULE (INTELLIGENT) | 1 | [12 empty] | #FFFFFFFF |  |  | FALSE | FALSE | FALSE | [20 empty] | DESKTOP-7SAL8M7\acont | 2019-08-13 09:04 | THOR\acont | 2024-10-09 10:48
3a5d0776-8707-4321-8d59-b23bbbca3685 |  |  |  | North | Siemens |  | Cards & Components |  |  |  | Card | TRUE | EBA2004-A1 | S54400-B137-A1 | Booster amplifier main board(100W) Main board of an EBA2001 booster amplifier. Consists of a single board with two 50 Watt amplifiers, an integral battery charger, and removable terminal blocks for all field wiring. Max Alarm Current | 1 | 0.12 | 5.6 |  |  |  |  | TRUE | [5 empty] | #FFFFFFFF |  |  | FALSE | FALSE | FALSE | [12 empty] | 6.5 | 100 | [6 empty] | AULAPTOP-PC\Aulaptop | 2019-04-21 03:27 | THOR\acont | 2024-10-09 10:48 | Cloned from Siemens New Part CLONED CLONED CLONED | [Monaco Enterprises, Siemens] [AUDIO 25v, AUDIO 70.7v] [AUDIO INPUT] 703-243-01, EBA2004-A1 | [Monaco Enterprises, Siemens] 703-243-01, EBA2004-A1 [Monaco Enterprises, Siemens] 703-243-01, EBA2004-A1
72737b29-e1f2-40d7-a38a-b23cc621a500 |  |  |  | North | Rath Area of Refuge | Area of Refuge | Cards & Components |  |  |  | Card | TRUE | 2500-205B MAIN CARD |  | SmartRescue Base Station Main Card | 1 | [6 empty] | TRUE | [5 empty] | #FFFFFFFF |  |  | FALSE | FALSE | FALSE | [14 empty] | FALSE | [5 empty] | THOR\acont | 2025-02-12 11:29 |  |  | Cloned from Rath Area of Refuge 2500-205FM MAIN CARD | [Rath Area of Refuge] [AUX POWER] [*] 2100-956RR, 2100-956RR MAIN CARD, 2100-956RR MAIN CARD-2, 2100-956SR, 2100-958NSR, 2100-984LR, 2500-205B MAIN CARD, 2500-205FM MAIN CARD, 2500-205PSS MAIN CARD, 2500-210B MAIN CARD, 2500-210FM MAIN CARD, 2500-UPSMONI [Rath Area of Refuge] [IDC] 01 2500-12RCF MAIN CARD, 2500-16RCF MAIN CARD, 2500-205B MAIN CARD, 2500-205FM MAIN CARD, 2500-205PSS MAIN CARD, 2500-210B MAIN CARD, 2500-210FM MAIN CARD, 2500-210PSS MAIN CARD, 2500-28RCF MAIN CARD, 2500-56XNC, 2500-56XRC, 2 | [Rath Area of Refuge] 2500-205B MAIN CARD, 2500-205FM MAIN CARD, 2500-205PSS MAIN CARD
dcdb98a0-b0cd-4f6a-9c94-b2419fb2030f |  |  |  | North | EDCO |  | Cards & Components |  |  |  | Card | TRUE | PCB1B |  | Base for PC642C | 1 | [6 empty] | TRUE | [5 empty] | #FFFFFFFF |  |  | FALSE | FALSE | FALSE | [14 empty] | FALSE | [7 empty] | THOR\acont | 2024-10-09 10:48
c97a391a-d761-4a75-ac68-b242c1290801 |  |  |  | North | WINLAND | Environmental |  |  |  |  | Module | TRUE | EA400-24 |  |  | 1 | [12 empty] | #FFFFFFFF |  |  | FALSE | FALSE | FALSE | [17 empty] | CO, NO2 |  |  | DESKTOP-7EIEB7A\acont | 2023-04-20 12:39 | THOR\acont | 2024-10-09 10:48 |  | [WINLAND] [IDC] [#3 ZONE] EA400-12, EA400-24 [WINLAND] [IDC] [#4 ZONE] EA400-12, EA400-24 [WINLAND] [IDC] [#1 ZONE] EA400-12, EA400-24 [WINLAND] [IDC] [#2 ZONE] EA400-12, EA400-24 [WINLAND] [AUX POWER] [*] [24VDC] EA400-12, EA400-24
c519b414-57aa-4e08-b985-b24b325edb05 | NFPA 170 GAS DETECTOR |  |  | North | Kidde |  | Gas Detection |  |  |  | Module | TRUE | KI-COD w/KI-IB BASE | ++ | Intelligent Carbon Monoxide Detector | 1 | 3.2e-05 | 3.2e-05 |  |  |  |  | FALSE | TRUE |  |  |  |  | #FFFF0000 | FA-NFPA 170 GAS DETECTOR | 1 | FALSE | FALSE | FALSE | 1408 | [13 empty] | FALSE | [5 empty] | DESKTOP-7SAL8M7\acont | 2020-01-02 08:26 | THOR\acont | 2024-10-08 16:26 | Cloned from Edwards SIGA-COD w/SIGA-IB BASE | [Edwards, Kidde] [SLC EST SENSORS] 01 [*] [EST3, iO1000] DS-HFS (C), DS-PS (C), FX-HD w/IB4U BASE, FX-HD w/RB4U BASE, FX-HD w/SB4U BASE, FX-HD w/SB4U-LF BASE, FX-HD wB4U BASE, FX-PD w/B4U BASE (C), FX-PD w/IB4U BASE (C), FX-PD w/SB4U BASE (C), FX-PD w/SB [Kidde] [SLC EST MODULES SENSORS] [*] [#2 SHARED ADDR ¦ SENSORS] DS-HFS (C), DS-PS (C), FX-HD w/IB4U BASE, FX-HD w/RB4U BASE, FX-HD w/SB4U BASE, FX-HD w/SB4U-LF BASE, FX-HD wB4U BASE, FX-PD w/B4U BASE (C), FX-PD w/IB4U BASE (C), FX-PD w/SB4U BASE (C), FX [Kidde] [SLC EST SENSORS] [*] [#4 TYPE ADDR ¦ SENSORS] DS-HFS (C), DS-PS (C), FX-HD w/IB4U BASE, FX-HD w/RB4U BASE, FX-HD w/SB4U BASE, FX-HD w/SB4U-LF BASE, FX-HD wB4U BASE, FX-PD w/B4U BASE (C), FX-PD w/IB4U BASE (C), FX-PD w/SB4U BASE (C), FX-PD w/SB4U [Edwards, Kidde] [SLC EST MODULES/SENSORS] 01 [*] [iO64] DS-HFS (C), DS-PS (C), FX-HD w/IB4U BASE, FX-HD w/RB4U BASE, FX-HD w/SB4U BASE, FX-HD w/SB4U-LF BASE, FX-HD wB4U BASE, FX-PD w/B4U BASE (C), FX-PD w/IB4U BASE (C), FX-PD w/SB4U BASE (C), FX-PD w/SB
76e1f2f7-a3c9-4195-9d87-b24ba23e31ea | NFPA 170 FIRE ALARM CONTROL UNIT | RISER FACP |  | North | Siemens |  | Fire Alarm Control Unit |  |  |  | Assembly | TRUE | FC924-US | S54400-C15-A1 | 504-point system with 170W power supply and standard operator interface Consists of: One FCM2018-U3, one FP2011-U1, one FCI2017-U1 | 1 | [6 empty] | FALSE | [5 empty] | #FFFF0000 | FA-NFPA 170 FIRE ALARM CONTROL UNIT | 1 | FALSE | FALSE | FALSE | 202 | [8 empty] | 18,33,55,100 |  |  | 11.5 |  | TRUE | [7 empty] | THOR\acont | 2024-09-08 17:27
30f5b7e5-9e34-4bc0-8bc5-b251e7ab5b8f | NFPA 170 ADDRESSABLE INPUT MONITOR MODULE |  |  | North | Honeywell |  | Addressable Module |  |  |  | Module | TRUE | 5869 |  | Hold-Up Transmitter | 1 | [6 empty] | FALSE | [5 empty] | #FFFF0000 | FA-NFPA 170 ADDRESSABLE INPUT MONITOR MODULE | 1 | FALSE | FALSE | FALSE | 1408 | [13 empty] | FALSE |  |  | W |  |  | DESKTOP-7EIEB7A\acont | 2020-12-17 18:25 | THOR\acont | 2024-09-08 17:27 | Cloned from Honeywell 5817CB | [Honeywell, Resideo] [WIRELESS FIRE] 5800CMBOV, 5800CO, 5800PIR-COM, 5806W3 (C), 5808W3 (C), 5809, 5817CB, 5869, DF8M (C)
53eb6606-0a37-471b-aacf-b252b293492e | NFPA 170 SPEAKER WALL |  |  | North | Potter |  | Speaker |  |  |  | Module | TRUE | FASPK-WPR | + | Low Profile Speaker, Wall, Red, WP | 1 | [6 empty] | FALSE | FALSE |  |  |  |  | #FF0070C0 | FA-NFPA 170 SPEAKER WALL | 1 | FALSE | FALSE | FALSE | 2019 | [13 empty] | FALSE |  |  | WP |  |  | DESKTOP-7EIEB7A\acont | 2021-09-23 12:35 | THOR\acont | 2024-09-08 17:27 | Cloned from Potter FASPKR-WR | [Gentex, Hochiki, Potter] [AUDIO 25v] [25V AUDIO] CSPKSTR-24AR (C), CSPKSTR-24AW (C), CSPKSTR-24BR (C), CSPKSTR-24BW (C), CSPKSTR-24GR (C), CSPKSTR-24GW (C), CSPKSTR-24RR (C), CSPKSTR-24RW (C), FASPKR-R (C), FASPKR-W (C), FASPKR-WR, FASPKR-WW, FASPK-WPR, [Gentex, Hochiki, Potter] [AUDIO 70.7v] [70V AUDIO] CSPKSTR-24AR (C), CSPKSTR-24AW (C), CSPKSTR-24BR (C), CSPKSTR-24BW (C), CSPKSTR-24GR (C), CSPKSTR-24GW (C), CSPKSTR-24RR (C), CSPKSTR-24RW (C), FASPKR-R (C), FASPKR-W (C), FASPKR-WR, FASPKR-WW, FASPK-WP
2d37d7ff-f271-4187-966e-b25a4116ce3f | NFPA 170 NOTIFICATION CIRCUIT EXTENDER PANEL | RISER NAC |  | North | Siemens |  | Notification Circuit Extender Panel |  |  |  | Assembly | TRUE | PAD-5-6A-R | S54339-A16-A1 | Complete 6A PAD-5 Red Kit | 1 | [12 empty] | #FFFF0000 | FA-NFPA 170 NOTIFICATION CIRCUIT EXTENDER PANEL | 1 | FALSE | FALSE | FALSE | 212 | [8 empty] | 7,12,18,35 |  |  |  |  | TRUE | [5 empty] | DESKTOP-7SAL8M7\acont | 2019-08-13 09:04 | THOR\acont | 2024-09-08 17:27
82bd88a5-2f1f-4e01-b6cf-b25b377bb114 |  |  |  | North | Simplex |  | Cards & Components |  |  |  | Card | TRUE | 4100-2504 |  | CSG with IP Communicator | 1 | 0.125 | 0.125 |  |  |  |  | TRUE | [5 empty] | #FFFFFFFF |  |  | FALSE | FALSE | FALSE | [20 empty] | THOR\acont | 2025-02-04 12:18 | THOR\acont | 2025-02-04 12:20 | Cloned from Simplex 4100-CSG-PNP
5d38542e-fd00-42cb-8903-b2635b587ecd |  |  |  | North | Gamewell FCI |  | Hardware |  |  |  | Hardware | TRUE | AM-50 Plate | ++ | AM-50 Extender Plate | 1 | [6 empty] | TRUE | [5 empty] | #FFFFFFFF |  |  | FALSE | FALSE | FALSE | [20 empty] | DESKTOP-7EIEB7A\acont | 2022-08-29 12:38 | THOR\acont | 2024-10-09 10:48 | Cloned from Gamewell FCI E3-ILI-CPLATE
fb2e50dd-77e1-4d0d-8ced-b2637f99058d | CADGEN MOTION DETECTOR WALL |  |  | North | Bosch |  | Motion Detector |  |  |  | Module | TRUE | ISC-PDL1-WA18GB | ++ | Motion detector, anti-mask, 60ft (18m), No Relay | 1 | 0.018 | 0.026 |  |  | 12 |  | FALSE | [5 empty] | #FFFF0000 | FA-CADGEN MOTION DETECTOR WALL | 1 | FALSE | FALSE | FALSE | [14 empty] | FALSE | [7 empty] | THOR\acont | 2024-09-08 17:27 | Cloned from Bosch ISC-PDL1-WA18G | [BluePoint, Bosch, Honeywell] [AUX POWER] [*] [12VDC ++] BP01-302, BP01-303, D125B, D185, DS1101i, DS1102i, DS1103i, DS1108i, DS936 (C), DS9360 (C), DS936B (C), DS936-CHI (C), DS936-FRA (C), DS937 (C), DS9370 (C), DS9371 (C), DS939 (C), DS939-CHI (C), EN [Bosch, Optex] [IDC] 01 [INPUT] DS1101i, DS1102i, DS1103i, DS1108i, DS936 (C), DS9360 (C), DS936B (C), DS936-CHI (C), DS936-FRA (C), DS937 (C), DS9370 (C), DS9371 (C), DS939 (C), DS939-CHI (C), FX-360 (C), ISC-BDL2-W12G, ISC-BDL2-W12GE, ISC-BDL2-W12HE, I [Bosch, Optex] [ACCESS CONTROL INPUT] [*] [INPUT] DS1101i, DS1102i, DS1103i, DS1108i, DS936 (C), DS9360 (C), DS936B (C), DS936-CHI (C), DS936-FRA (C), DS937 (C), DS9370 (C), DS9371 (C), DS939 (C), DS939-CHI (C), FX-360 (C), ISC-BDL2-W12G, ISC-BDL2-W12GE,
0fd5e46a-a65e-48a2-8508-b26530133cb8 |  |  |  | North | Firelite |  | Cards & Components |  |  |  | Card | TRUE | ADM-24 | + | Annunciator Driver Module | 1 | 0.006 | 0.006 |  |  |  |  | TRUE | FALSE |  |  |  |  | #FFFFFFFF |  |  | FALSE | FALSE | FALSE | [14 empty] | FALSE | [5 empty] | AUGUSTXPS17-EUP\aucon | 2022-11-28 16:58 | THOR\acont | 2024-10-09 10:48 | Cloned from Firelite LDM-32F | [Firelite, Notifier] [RS-485] [DATA] ADM-24, ANN-SEC CARD, FDU-80 CARD, LCD2-80 MAIN CARD, LDM, LDM-32, LDM-32F, N-ANN-100, N-ANN-80, N-ANN-80C, N-ANN-80-W, N-ANN-I/O, N-ANN-LED, N-ANN-LED-R, N-ANN-RLED, N-ANN-RLED-R, N-ANN-RLY, N-ANN-S/PG, RLD [Firelite, Notifier] [AUX POWER] [*] ADM-24, LDM, LDM-32, LDM-32F, N-ANN-100, N-ANN-80, N-ANN-80C, N-ANN-80-W, N-ANN-I/O, N-ANN-LED, N-ANN-LED-R, N-ANN-RLED, N-ANN-RLED-R, N-ANN-RLY, N-ANN-S/PG, RLD, RZA-5F | [Firelite] ADM-24
746d0ffd-8c47-4554-aeeb-b26befe2b52e | NFPA 170 DUCT SMOKE DETECTOR |  |  | North | Monaco Enterprises |  | Duct Smoke Detector |  |  |  | Module | TRUE | 723-369-00 |  | DETECTOR,SYSTEM:DUCT,PHOTOELECTRIC,CONVENTIONAL,2WIRE,24VDC | 1 | [6 empty] | FALSE | TRUE |  |  |  |  | #FFFF0000 | FA-NFPA 170 DUCT SMOKE DETECTOR | 1 | FALSE | FALSE | FALSE | 1400 | [13 empty] | FALSE | [5 empty] | DESKTOP-7SAL8M7\acont | 2020-02-23 09:52 | THOR\acont | 2024-09-08 17:27 | Cloned from MIRCOM D2 | [EAS, Firelite, Kidde, KNOX, Monaco Enterprises, Potter, System Sensor, Thermotech] [IDC] 01 2HS, 2HSR, 302-AW-135 (C), 3200, 3261, 3270, 3502, 4401, 4403, 4430, 4432, 4505, 4534, 5000H, 5000HR, 721-127-00 (C), 722-123-00 (C), 723-369-00 (C), BG-12LO, I3
22b8fe51-a00d-4bc2-868d-b27195220030 | CADGEN CARD READER |  |  | North | HID | Security/Access Control | Card Reader |  |  |  | Module | TRUE | R40 | ++ | iCLASS SE Reader, Single Gang Mount | 1 | 0.065 | 0.2 |  |  | 16 |  | FALSE | [5 empty] | #FFFF0000 | FA-CADGEN CARD READER | 1 | FALSE | FALSE | FALSE | 5000 | [13 empty] | FALSE | [5 empty] | DESKTOP-7EIEB7A\acont | 2023-01-27 07:27 | THOR\acont | 2024-09-08 17:27 | Cloned from HID R15 | [HID, Identive] [CARD READER INPUT] [*] [ALL DEVICES ++] 20, 20K, 40, 40K, 8216ABP00dk, R10, R15, R40, R90, RK40, RP40
0697fe7f-215a-401c-9b0f-b277893c3d2e | NFPA 170 SPEAKER WALL |  |  | North | Edwards |  | Speaker |  |  |  | Module | TRUE | WGSWF | ++ | Outdoor rated speaker, wall, white, fire | 1 | [6 empty] | FALSE | FALSE |  |  |  |  | #FF0070C0 | FA-NFPA 170 SPEAKER WALL | 1 | FALSE | FALSE | FALSE | 2021 | [13 empty] | FALSE |  |  | WP |  |  | THOR\acont | 2024-04-09 09:04 | THOR\acont | 2024-09-08 17:27 | Cloned from Edwards WGSRF CLONED CLONED CLONED CLONED | [Edwards, Hochiki, Kidde] [AUDIO 25v] [25V AUDIO] EG4SRF, EG4SRN, EG4SVRF, EG4SVRN, EG4SVWA, EG4SVWF, EG4SVWN, EG4SWA, EG4SWF, EG4SWN, G4SRF, G4SRN, G4SVRF, G4SVRN, G4SVWA, G4SVWF, G4SVWN, G4SWA, G4SWF, G4SWN, WGSRA, WGSRF, WGSRF-FR, WGSRF-SP, WGSRN, WGS [Edwards, Hochiki, Kidde] [AUDIO 70.7v] [70V AUDIO] EG4SRF, EG4SRN, EG4SVRF, EG4SVRN, EG4SVWA, EG4SVWF, EG4SVWN, EG4SWA, EG4SWF, EG4SWN, G4SRF, G4SRN, G4SVRF, G4SVRN, G4SVWA, G4SVWF, G4SVWN, G4SWA, G4SWF, G4SWN, WGSRA, WGSRF, WGSRF-FR, WGSRF-SP, WGSRN, W
501e5d47-d71c-4eef-94a4-b278ab86e0eb | NFPA 170 REMOTE ANNUNCIATOR | RISER ANNUNCIATOR |  | North | Silent Knight |  | Remote Annunciator |  |  |  | Module | TRUE | RA-1000 | ++ | Remote Annunciator. Four line LCD annunciator with 20 characters per line. Gray. | 1 | 0.02 | 0.025 |  |  |  |  | FALSE | [5 empty] | #FFFF0000 | FA-NFPA 170 REMOTE ANNUNCIATOR | 1 | FALSE | FALSE | FALSE | 255 | [13 empty] | FALSE | [5 empty] | DESKTOP-7EIEB7A\acont | 2023-02-24 15:12 | THOR\acont | 2024-09-08 17:27 | Cloned from Farenhyt RA-1000 | [Silent Knight] [SBUS] [*] [SBUS ++] 5635R, 5635W, 5815XL, 5860, 5860R, 5865-3, 5865-4, 6815, 6855, 6860, EVS-LOC, EVS-RCU, RA-100, RA-1000, RA-1000R, RA-2000, SK-5210, SK-5217
c01af7d3-9fdd-4cef-aeb5-b27ae585399c | NFPA 170 HORN STROBE |  |  | North | Siemens |  | Horn/Strobe |  |  |  | Module | TRUE | AS-MC-R | 500-636010 | AS HORN MULTI CANDELA RED | 1 | [12 empty] | #FF0070C0 | FA-NFPA 170 HORN STROBE | 1 | FALSE | FALSE | FALSE | 2012 | [19 empty] | DESKTOP-7SAL8M7\acont | 2019-08-13 09:04 | THOR\acont | 2024-09-08 17:27 | B,T | [Siemens] [NAC] [DC, HIGH DB] AS-MC-R, AS-MC-W
23bbf001-2d31-4390-90d3-b2817a62e42b |  |  |  | North | GRI PRODUCTS | Security/Access Control |  |  |  |  | Module | TRUE | 8080-T |  |  | 1 | [12 empty] | #FFFFFFFF |  |  | FALSE | FALSE | FALSE | [20 empty] | THOR\acont | 2024-03-12 21:43 | THOR\acont | 2024-10-09 10:48
bebe8fd8-040c-4914-a762-b2886a674739 | NFPA 170 DOOR HOLDER |  |  | North | Hochiki |  | Door Holder |  |  |  | Module | TRUE | DH24120FPC |  | RSG Door Holder, Flush Mount, Chrome Finish, 24V | 1 | 0.02 | 0.02 |  |  |  |  | FALSE |  | FLUSH | *Refer to Install Sheet | SINGLE GANG | 1-GANG | #FFFF0000 | FA-NFPA 170 DOOR HOLDER | 1 | FALSE | FALSE | FALSE | 2500 |  |  | 3550-0028:0210 | [10 empty] | FALSE | [5 empty] | DESKTOP-7SAL8M7\acont | 2019-12-02 11:08 | THOR\acont | 2024-09-08 17:27 | Cloned from System Sensor FM998 | [Bosch, Generic, Hochiki, N/A, Notifier, Potter, Rixson, RSG, Silent Knight, System Sensor] [RELAY] [DOOR RELEASE] 110VAC DOOR HOLDER, ADI_K7-998TRI689, D370, D370C, DH Series, DH(1224)FPC, DH(1224)GPC, DH(1224)RPC, DH(1224)SPC, DH(24120)FPC, DH(24120)GP [ASSA ABLOY, Bosch, Hochiki, N/A, Notifier, Potter, Rixson, RSG, Silent Knight, System Sensor] [AUX POWER] [DOOR RELEASE] 7200, ADI_K7-998TRI689, D370, D370C, DH Series, DH(1224)FPC, DH(1224)GPC, DH(1224)RPC, DH(1224)SPC, DH(24120)FPC, DH(24120)GPC, DH(2 [Bosch, Hochiki, N/A, Notifier, Potter, Rixson, RSG, Silent Knight, System Sensor] [AUX POWER] [DOOR RELEASE] ADI_K7-998TRI689, D370, D370C, DH Series, DH(1224)FPC, DH(1224)GPC, DH(1224)RPC, DH(1224)SPC, DH(24120)FPC, DH(24120)GPC, DH(24120)GPC2, DH(2412
a64dc30a-f095-4d3f-8599-b28e9b2987d9 | NFPA 170 HORN STROBE |  |  | North | Gentex |  | Horn/Strobe |  |  |  | Module | TRUE | GECG24PWR | + | GEC3 Colored Lens Horn/Strobe, Selectable Candela Low Profile, Wall, Red, Plain, Green Lens | 1 | 0 | 0.31 |  |  |  |  | FALSE | FALSE |  |  |  |  | #FF0070C0 | FA-NFPA 170 HORN STROBE | 1 | FALSE | FALSE | FALSE | 2023 | [13 empty] | FALSE | [5 empty] | DESKTOP-7EIEB7A\acont | 2021-11-04 10:40 | THOR\acont | 2024-09-08 17:27 | Cloned from Gentex GESG24PWR | [Gentex] [NAC] [UL MAX, Temp 3 2400Hz, High] GECB24PWR, GECB24PWW, GECG24PWR, GECG24PWW, GECR24PWR, GECR24PWW
97bf22ec-5a7d-4a87-9035-b292e8f25ff2 | NFPA 170 SMOKE HEAT DETECTOR |  |  | North | Kidde |  | Smoke/Heat Detector |  |  |  | Module | TRUE | KIR-PHD w/KI-RB BASE | ++ | Intelligent Multisensor Smoke and Heat Detector | 1 | 5.1e-05 | 6.8e-05 |  |  |  |  | FALSE | TRUE |  |  |  |  | #FFFF0000 | FA-NFPA 170 SMOKE HEAT DETECTOR | 1 | FALSE | FALSE | FALSE | 1408 | [13 empty] | FALSE | [5 empty] | DESKTOP-7EIEB7A\acont | 2023-05-24 19:04 | THOR\acont | 2024-09-08 17:27 | Cloned from Kidde KI-PHD w/KI-RB BASE | [Kidde] [SLC EST MODULES SENSORS] [*] [#2 SHARED ADDR ¦ SENSORS] DS-HFS (C), DS-PS (C), FX-HD w/IB4U BASE, FX-HD w/RB4U BASE, FX-HD w/SB4U BASE, FX-HD w/SB4U-LF BASE, FX-HD wB4U BASE, FX-PD w/B4U BASE (C), FX-PD w/IB4U BASE (C), FX-PD w/SB4U BASE (C), FX [Edwards, Kidde] [SLC EST SENSORS] 01 [*] [EST3, iO1000] DS-HFS (C), DS-PS (C), FX-HD w/IB4U BASE, FX-HD w/RB4U BASE, FX-HD w/SB4U BASE, FX-HD w/SB4U-LF BASE, FX-HD wB4U BASE, FX-PD w/B4U BASE (C), FX-PD w/IB4U BASE (C), FX-PD w/SB4U BASE (C), FX-PD w/SB [Edwards, Kidde] [SLC EST MODULES/SENSORS] 01 [*] [iO64] DS-HFS (C), DS-PS (C), FX-HD w/IB4U BASE, FX-HD w/RB4U BASE, FX-HD w/SB4U BASE, FX-HD w/SB4U-LF BASE, FX-HD wB4U BASE, FX-PD w/B4U BASE (C), FX-PD w/IB4U BASE (C), FX-PD w/SB4U BASE (C), FX-PD w/SB [Kidde] [SLC EST SENSORS] [*] [#4 TYPE ADDR ¦ SENSORS] DS-HFS (C), DS-PS (C), FX-HD w/IB4U BASE, FX-HD w/RB4U BASE, FX-HD w/SB4U BASE, FX-HD w/SB4U-LF BASE, FX-HD wB4U BASE, FX-PD w/B4U BASE (C), FX-PD w/IB4U BASE (C), FX-PD w/SB4U BASE (C), FX-PD w/SB4U
a1ba6850-f165-4af2-af99-b29560999e8b |  |  |  | North | Notifier |  | Hardware |  |  |  | Hardware | TRUE | BAT-121000 | + | (1) 12V 100 AH BATTERY | 1 | [6 empty] | FALSE | [5 empty] | #FFFFFFFF |  |  | FALSE | FALSE | FALSE | [14 empty] | FALSE | [5 empty] | DESKTOP-7EIEB7A\acont | 2021-04-06 17:06 | THOR\acont | 2024-10-09 10:48 | Cloned from Power Sonic PS-121000
4b240769-c3d9-4464-af1e-b2975e1dee26 | NFPA 170 HORN STROBE |  |  | North | Kidde |  | Horn/Strobe |  |  |  | Module | TRUE | WG4WN-HVMC |  | Outdoor rated horn-strobe, white without marking, clear lens | 1 | 0 | 0.393 |  |  |  |  | FALSE | [5 empty] | #FF0070C0 | FA-NFPA 170 HORN STROBE | 1 | FALSE | FALSE | FALSE | 2012 | [13 empty] | FALSE |  |  | WP |  |  | DESKTOP-7EIEB7A\acont | 2022-01-05 12:33 | THOR\acont | 2024-09-08 17:27 | Cloned from Edwards WG4WN-HVMC | [Edwards, Kidde] [NAC] [16 VDC, CONTINUOUS] WG4RF-HVMC, WG4RF-HVMC (C) (C), WG4RN-HVMC, WG4RN-HVMC (C) (C), WG4WF-HVMC, WG4WF-HVMC (C) (C), WG4WN-HVMC, WG4WN-HVMC (C) (C) [Edwards, Kidde] [NAC] [16 VFWR, CONTINUOUS] WG4RF-HVMC, WG4RF-HVMC (C) (C), WG4RN-HVMC, WG4RN-HVMC (C) (C), WG4WF-HVMC, WG4WF-HVMC (C) (C), WG4WN-HVMC, WG4WN-HVMC (C) (C) [Edwards, Kidde] [NAC] [24 VDC, CONTINUOUS] WG4RF-HVMC, WG4RF-HVMC (C) (C), WG4RN-HVMC, WG4RN-HVMC (C) (C), WG4WF-HVMC, WG4WF-HVMC (C) (C), WG4WN-HVMC, WG4WN-HVMC (C) (C)
b32a2746-3181-412f-9adf-b2976213aa7d | NFPA 170 SPEAKER STROBE CEILING |  |  | North | Edwards |  | Speaker/Strobe |  |  |  | Module | TRUE | GCWA-S7VMHA |  | 70V Speaker/Strobe white, ALERT, High cd, amber | 1 | 0 | 0.342 |  |  |  |  | FALSE | TRUE |  |  |  |  | #FF0070C0 | FA-NFPA 170 SPEAKER STROBE CEILING | 1 | FALSE | FALSE | FALSE | 2020 | [13 empty] | FALSE |  |  | C |  |  |  |  | THOR\acont | 2024-09-08 17:27 |  | [Edwards, Kidde] [AUDIO 70.7v] [70V AUDIO] G4F-S7, G4F-S7V1575, G4F-S7VM, G4HFRF-S7, G4HFRF-S7VMC, G4HFRN-S7, G4HFRN-S7VMC, G4HFWA-S7, G4HFWA-S7VMA, G4HFWA-S7VMC, G4HFWF-S7, G4HFWF-S7VMC, G4HFWN-S7, G4HFWN-S7VMA, G4HFWN-S7VMB, G4HFWN-S7VMC, G4RF-S7, G4RF [Edwards, Kidde] [NAC] [24 VDC] EGCF-S2VMH (C), EGCF-VMH (C), GCF-S2VMH (C), GCF-S7VMH (C), GCF-VMH (C), GCHFRF-S2VMCH (C), GCHFRF-S7VMCH (C), GCHFRN-S2VMCH (C), GCHFRN-S7VMCH (C), GCHFWA-S2VMAH (C), GCHFWA-S2VMCH (C), GCHFWA-S7VMAH (C), GCHFWA-S7VMCH (C [Edwards, Kidde] [NAC] [16 VDC] EGCF-S2VMH (C), EGCF-VMH (C), GCF-S2VMH (C), GCF-S7VMH (C), GCF-VMH (C), GCHFRF-S2VMCH (C), GCHFRF-S7VMCH (C), GCHFRN-S2VMCH (C), GCHFRN-S7VMCH (C), GCHFWA-S2VMAH (C), GCHFWA-S2VMCH (C), GCHFWA-S7VMAH (C), GCHFWA-S7VMCH (C
26478376-f9d9-47ba-99b8-b2a4f64a01e4 |  |  |  | North | Potter |  | Cards & Components |  |  |  | Card | TRUE | PVC-SLC | + | Switch LED Card | 1 | 0.0002 | 0.016 |  |  |  |  | TRUE | [5 empty] | #FFFFFFFF |  |  | FALSE | FALSE | FALSE | [20 empty] | DESKTOP-7SAL8M7\acont | 2020-11-03 16:06 | THOR\acont | 2024-10-09 10:48 | Cloned from Hochiki FNV-SLC
f99b07f5-282e-49c4-ba3b-b2b146846e63 | NFPA 170 END OF LINE DEVICE |  |  | North | System Sensor |  | End-of-Line Device |  |  |  | Module | TRUE | EOLR-12VDC | F | EOL RESISTOR | 1 | [6 empty] | FALSE | FALSE |  |  |  |  | #FFFF0000 | FA-NFPA 170 END OF LINE DEVICE | 1 | FALSE | FALSE | FALSE | 5050 | [13 empty] | FALSE | [7 empty] | THOR\acont | 2024-09-08 17:27
9b7a07b2-d4f8-40ba-9855-b2b4963fab0f | NFPA 170 MANUAL PULL |  |  | North | Siemens |  | Manual Station |  |  |  | Module | TRUE | HMS-SP | S54321-A6-A1 | SINGLE ACTION MANUAL STATION PORTUGESE TEXT) | 1 | [12 empty] | #FFFF0000 | FA-NFPA 170 MANUAL PULL | 1 | FALSE | FALSE | FALSE | 957 | [19 empty] | DESKTOP-7SAL8M7\acont | 2019-08-13 09:04 | THOR\acont | 2024-09-08 17:27 |  | [Siemens] [SLC MODULES SENSORS] [*] [#1 SHARED ADDR ¦ MODULES] AD-11P (C), FDBZ492 w/OP921 (C), FDBZ492-HR w/FDO421 (C), FDBZ492-HR w/OP921 (C), FDBZ492-R (C), FDCIO422, HCP, HCP-Z, HFPO-11, HFPT-11, HMS-D, HMS-DE, HMS-DP, HMS-DZ, HMS-S, HMS-SA, HMS-SE,
731ba619-df40-49ce-ac07-b2cf08111134 | NFPA 170 HORN STROBE CEILING |  |  | North | Autocall |  | Horn/Strobe |  |  |  | Module | TRUE | A49AVH-APPLC-O | + | Audible/Visible Notification Appliances, Weatherproof Ceiling Mount Multi-Candela Horn/Strobe, Specify Cover | 1 | 0 | 0 |  |  |  |  | TRUE | TRUE |  |  |  |  | #FF0070C0 | FA-NFPA 170 HORN STROBE CEILING | 1 | FALSE | FALSE | FALSE | 2013 | [16 empty] | C, WP |  |  | DESKTOP-7EIEB7A\acont | 2022-02-21 13:53 | THOR\acont | 2024-09-08 17:27 | Cloned from Autocall A49AVH-APPLC | [Autocall, Simplex] [IDNac] [23VDC, STEADY HIGH] 49AVH-APPLC-O (C), 49AVH-APPLC-O-BA (C), A49AVH-APPLC-O (C), A49AVH-APPLC-O-BA (C)
c7828dde-9d46-47fd-84f6-b2d99795e188 | NFPA 170 SMOKE DETECTOR |  |  | North | Notifier |  | Smoke Detector |  |  |  | Module | TRUE | FSP-851 w/B200S-LF | ++ | DETECTOR, SMOKE, ADDRESSABLE PHOTO w/SOUNDER BASE, LOW FREQUENCY | 1 | 0.0003 | 0.0065 |  |  |  |  | FALSE | TRUE | FLUSH |  | 4" SQ. DEEP | 3 "O" PLASTER RING | #FFFF0000 | FA-NFPA 170 SMOKE DETECTOR | 1 | FALSE | FALSE | FALSE | 1408 |  |  | 7272-0028:0206 | [10 empty] | FALSE |  |  | LF¦SB |  |  |  |  | THOR\acont | 2024-09-08 17:27 | 20191121 AC Detector with base | [Honeywell, Notifier, System Sensor] [SLC SENSORS] [*] [#4 TYPE ADDR ¦ SENSORS] 2251B (C), 2251-COPTIR (C), 2251-COPTIR w/B200S-WH (C), 2251TB (C), 2251TMB (C), 5251B (C), 5251B-WP (C), 5251H (C), 5251RB (C), 5251RB-WP (C), 7251 (C), 7251DH (C), DH200LP [Notifier] [AUX POWER] [16VDC, HIGH VOLUME] B200S-LF-WH, FCO-851 w/B200S-LF (C), FCO-951 w/B200S-LF-WH (C), FPC-951 w/B200S-LF-IV (C), FPC-951 w/B200S-LF-WH (C), FPTI-951 w/B200S-LF-IV (C), FPTI-951 w/B200S-LF-WH (C), FSCO-951 w/B200S-LF-IV (C), FSCO-951 [Notifier] [AUX POWER] [16VDC, LOW VOLUME] B200S-LF-WH, FCO-851 w/B200S-LF (C), FCO-951 w/B200S-LF-WH (C), FPC-951 w/B200S-LF-IV (C), FPC-951 w/B200S-LF-WH (C), FPTI-951 w/B200S-LF-IV (C), FPTI-951 w/B200S-LF-WH (C), FSCO-951 w/B200S-LF-IV (C), FSCO-951 [Honeywell, Notifier, System Sensor] [SLC MODULES SENSORS] [*] [#2 SHARED ADDR ¦ SENSORS] 2251B (C), 2251-COPTIR (C), 2251-COPTIR w/B200S-WH (C), 2251TB (C), 2251TMB (C), 5251B (C), 5251B-WP (C), 5251H (C), 5251RB (C), 5251RB-WP (C), 7251 (C), 7251DH (C)
8f4e8749-ed9e-48f9-95f9-b2db910952f9 |  |  |  | North | Notifier |  | Cards & Components |  |  |  | Card | TRUE | NFC-50WBU (Backup Only) | + | Expander Card for ECC-50BDA Remote Amplifier for 50/100 Watt Back Up Operation | 1 | 0.04 | 0.11 |  |  |  |  | TRUE | FALSE |  |  |  |  | #FFFFFFFF |  |  | FALSE | FALSE | FALSE | [14 empty] | FALSE | [5 empty] | DESKTOP-7SAL8M7\acont | 2019-10-02 17:27 | THOR\acont | 2024-10-09 10:48
4f2189e5-0e53-4781-8c60-b2df333d011e | NFPA 170 TEMPERATURE SEPERVISORY SWITCH |  |  | North | Potter |  | Temperature Switch |  |  |  | Module | TRUE | RTS-C | + | Normally Closed Room Temperature Switch | 1 | [6 empty] | FALSE | [5 empty] | #FFFF0000 | FA-NFPA 170 TEMPERATURE SEPERVISORY SWITCH | 1 | FALSE | FALSE | FALSE | [14 empty] | FALSE |  |  | RT |  |  | DESKTOP-7EIEB7A\acont | 2022-01-20 17:41 | THOR\acont | 2024-09-08 17:27 | Cloned from Potter RTS-O | [Notifier, Potter] [IDC] 01 CF-135EWT, CF-135MP, CF-135W, CF-165MP, CF-165W, CF-200EWT, CF-200MP, CF-200W, CF-285MP, CF-285W, CPS-24 w/SB, CR-135EWT, CR-135MP, CR-135W, CR-165MP, CR-165W, CR-200EWT, CR-200MP, CR-200W, DSD-P (C), P32-1T, PS40 Series, PS40 [Potter] [IDC] 06 [Alarm] 5000-103 (Controller) (C), RTS-C, RTS-O, WRX-R
02cdcf70-dc13-4590-a048-b2f129dda6b9 |  |  |  | North | Elmdene |  | Cards & Components |  |  |  | Card | TRUE | STX2410 Main Board | + | Fire Alarm Power Supply Main Board | 1 |  |  | 10 |  |  |  | TRUE | FALSE |  |  |  |  | #FFFFFFFF |  |  | FALSE | FALSE | FALSE | [14 empty] | FALSE | [5 empty] | DESKTOP-7EIEB7A\acont | 2023-02-13 10:32 | THOR\acont | 2024-10-09 10:48 | Cloned from Elmdene STX2405 Main Board | [Elmdene] [NAC Trigger] STX2401 Main Board, STX2402 Main Board, STX2405 Main Board, STX2410 Main Board [Elmdene] [IDC] 02 [BATTERY] STX2401 Main Board, STX2402 Main Board, STX2405 Main Board, STX2410 Main Board [Elmdene] [IDC] 01 [AC FAIL] STX2401 Main Board, STX2402 Main Board, STX2405 Main Board, STX2410 Main Board | [Elmdene] STX2410 Main Board
e33799d1-e15d-415d-8581-b2f83407b0f6 | NFPA 170 SMOKE DETECTOR |  |  | North | Simplex |  | Smoke Detector |  |  |  | Module | TRUE | 4098-9714BA w/4098-9792BA | + | TrueAlarm Photoelectric Smoke Detector w/TrueAlarm Sensor Standard Base, Assembled in USA | 1 | 0.0008 | 0.001 |  |  |  |  | TRUE | TRUE |  |  |  |  | #FFFF0000 | FA-NFPA 170 SMOKE DETECTOR | 1 | FALSE | FALSE | FALSE | 1408 | [19 empty] | DESKTOP-7EIEB7A\acont | 2022-02-15 10:09 | THOR\acont | 2024-09-08 17:27 | Cloned from Autocall A4098-9714BA w/A4098-9792BA | [Autocall, Simplex] [IDNet] [SENSORS ++] 4098-9714 (C), 4098-9714 w/4098-9770 (C), 4098-9714 w/4098-9771 (C), 4098-9714 w/4098-9772 (C), 4098-9714 w/4098-9773 (C), 4098-9714 w/4098-9780 (C), 4098-9714 w/4098-9789 (C), 4098-9714 w/4098-9791 (C), 4098-9714
9c1cc9f4-4494-4fc0-8325-b2fcc6c1ffea |  |  |  | North | Edwards |  | Hardware |  |  |  | Hardware | TRUE | MN-HSBX1 |  | ECC Battery Extension enclosure (without batteries). Includes tamper switch, battery shelf and cabling. Can be mounted to the side or below the ECC primary battery enclosure. | 1 | [6 empty] | FALSE | [5 empty] | #FFFFFFFF |  |  | FALSE | FALSE | FALSE | [14 empty] | FALSE | [7 empty] | THOR\acont | 2024-10-09 10:48
0f5f16cd-97f9-4b3e-83eb-b2ffa0146a9f | NFPA 170 REMOTE ANNUNCIATOR | RISER ANNUNCIATOR |  | North | Firelite |  | Remote Annunciator |  |  |  | Module | TRUE | ANN-80 | + | Red 80 character LCD Annunciator | 1 | 0.015 | 0.04 |  |  |  |  | TRUE | FALSE |  |  |  |  | #FFFF0000 | FA-NFPA 170 REMOTE ANNUNCIATOR | 1 | FALSE | FALSE | FALSE | 255 | [13 empty] | FALSE | [5 empty] | DESKTOP-7SAL8M7\acont | 2019-02-18 18:00 | THOR\acont | 2024-09-08 17:27 | Cloned from Firelite ANN-100 | [Farenhyt, Firelite, Gamewell FCI] [RS-485] ANN-100, ANN-80, ANN-80-W, ANN-I/O, ANN-I/O LED, ANN-LC, ANN-LED, ANN-RLED, ANN-RLY, ANN-S/PG, GFANN-80, GFANN-80-W, VW-DIS-D, W-DIS-D [ADT Unimode, Eaton Wheelock, Farenhyt, Firelite, Gamewell FCI, Monaco Enterprises, Notifier, Potter, Secutron, Silent Knight] [AUX POWER] [*] 790-012-00, ACM-16ATF, ACM-30, ACM-32AF, ACM-48A, ACM-8RF, ADT-LCD-80, AEM-16ATF, AEM-32AF, AFM-16AF, AFM-16ATF
3b6928a5-4193-4c6a-ab41-b30224cf63bb | NFPA 170 EM SPEAKER STROBE WALL |  |  | North | Siemens |  | Speaker/Strobe |  |  |  | Module | TRUE | SET-AMC-W-MNS-ALERT | S54301-Z75-A1+ | MNS Amber Speaker Strobe, multi Candela: Wall Mount, White − ‘ALERT’ | 1 | [12 empty] | #FF0070C0 | FA-NFPA 170 EM SPEAKER STROBE WALL | 1 | FALSE | FALSE | FALSE | 2006 | [19 empty] | DESKTOP-7SAL8M7\acont | 2019-08-13 09:04 | THOR\acont | 2024-09-08 17:27 | B,T | [Siemens] [AUDIO 25v] [25V AUDIO] SET-AMC-CR-MNS-ALERT (C), SET-AMC-CW-MNS-ALERT (C), SET-AMC-R-MNS-ALERT, SET-AMC-W-MNS-ALERT, SET-CMC-CR-MNS-ALERT (C), SET-CMC-CW-MNS-ALERT (C), SET-CMC-R-MNS-ALERT, SET-CMC-W-MNS-ALERT, SET-CR (C), SET-CW (C), SET-HMC- [Siemens] [NAC] [VFWR CEILING] SET-AMC-CR-MNS-ALERT (C), SET-AMC-CW-MNS-ALERT (C), SET-AMC-R-MNS-ALERT, SET-AMC-W-MNS-ALERT, ST-AMC-CR-MNS-ALRT (C), ST-AMC-CW-MNS-ALRT (C), ST-AMC-RETRO-R-MNS, ST-AMC-RETRO-W-MNS, ST-AMC-R-MNS-ALERT, ST-AMC-W-MNS-ALERT [Siemens] [NAC] [VFWR WALL] SET-AMC-CR-MNS-ALERT (C), SET-AMC-CW-MNS-ALERT (C), SET-AMC-R-MNS-ALERT, SET-AMC-W-MNS-ALERT, ST-AMC-CR-MNS-ALRT (C), ST-AMC-CW-MNS-ALRT (C), ST-AMC-RETRO-R-MNS, ST-AMC-RETRO-W-MNS, ST-AMC-R-MNS-ALERT, ST-AMC-W-MNS-ALERT [Siemens] [NAC] [VDC WALL] SET-AMC-CR-MNS-ALERT (C), SET-AMC-CW-MNS-ALERT (C), SET-AMC-R-MNS-ALERT, SET-AMC-W-MNS-ALERT, ST-AMC-CR-MNS-ALRT (C), ST-AMC-CW-MNS-ALRT (C), ST-AMC-RETRO-R-MNS, ST-AMC-RETRO-W-MNS, ST-AMC-R-MNS-ALERT, ST-AMC-W-MNS-ALERT [Siemens] [NAC] [VDC CEILING] SET-AMC-CR-MNS-ALERT (C), SET-AMC-CW-MNS-ALERT (C), SET-AMC-R-MNS-ALERT, SET-AMC-W-MNS-ALERT, ST-AMC-CR-MNS-ALRT (C), ST-AMC-CW-MNS-ALRT (C), ST-AMC-RETRO-R-MNS, ST-AMC-RETRO-W-MNS, ST-AMC-R-MNS-ALERT, ST-AMC-W-MNS-ALERT [Siemens] [AUDIO 70.7v] [70V AUDIO] SET-AMC-CR-MNS-ALERT (C), SET-AMC-CW-MNS-ALERT (C), SET-AMC-R-MNS-ALERT, SET-AMC-W-MNS-ALERT, SET-CMC-CR-MNS-ALERT (C), SET-CMC-CW-MNS-ALERT (C), SET-CMC-R-MNS-ALERT, SET-CMC-W-MNS-ALERT, SET-CR (C), SET-CW (C), SET-HM
51d2c4e8-e249-4bf5-8f09-b302c3e3066a | NFPA 170 DOOR HOLDER |  |  | North | Edwards |  | Door Holder |  |  |  | Module | TRUE | 1501-AQN5 |  | Single, Floor Mount, 24Vac/dc or 120Vac | 1 | 0.015 | [5 empty] | FALSE | [5 empty] | #FFFF0000 | FA-NFPA 170 DOOR HOLDER | 1 | FALSE | FALSE | FALSE | 2500 | [13 empty] | FALSE | [7 empty] | THOR\acont | 2024-09-08 17:27 |  | [Edwards, Kidde, LCN] [AUX POWER] 1501-AQN5, 1504-AQN5, 1505-AQN5, 1508-AQN5, 1509-AQN5, 2310ME, 3130SE, 4040SE, 4310 HSA, 4310ME, 4410 HSA, SEM7830, SEM7840, SEM7850
7a58fea2-9dda-4159-858f-b304ce0bb3c5 | NFPA 170 HORN |  |  | North | Edwards |  | Horn |  |  |  | Module | TRUE | G4LFWF-H | + | Low Frequency(520hz) horn, White, FIRE | 1 | 0 | 0.16 |  |  |  |  | FALSE | [5 empty] | #FF0070C0 | FA-NFPA 170 HORN | 1 | FALSE | FALSE | FALSE | 2021 | [13 empty] | FALSE |  |  | LF |  |  |  |  | THOR\acont | 2024-09-08 17:27 |  | [Edwards, Kidde] [NAC] [24 VFWR, TEMPORAL HIGH DB] G4LFRF-H, G4LFRN-H, G4LFWF-H, G4LFWN-H [Edwards, Kidde] [NAC] [16 VFWR, TEMPORAL LOW DB] G4LFRF-H, G4LFRN-H, G4LFWF-H, G4LFWN-H [Edwards, Kidde] [NAC] [24 VDC, TEMPORAL LOW DB] G4LFRF-H, G4LFRN-H, G4LFWF-H, G4LFWN-H [Edwards, Kidde] [NAC] [16 VDC, TEMPORAL HIGH DB] G4LFRF-H, G4LFRN-H, G4LFWF-H, G4LFWN-H [Edwards, Kidde] [NAC] [16 VFWR, TEMPORAL HIGH DB] G4LFRF-H, G4LFRN-H, G4LFWF-H, G4LFWN-H [Edwards, Kidde] [NAC] [16 VDC, CONTINUOUS HIGH DB] G4LFRF-H, G4LFRN-H, G4LFWF-H, G4LFWN-H [Edwards, Kidde] [NAC] [16 VFWR, CONTINUOUS LOW DB] G4LFRF-H, G4LFRN-H, G4LFWF-H, G4LFWN-H [Edwards, Kidde] [NAC] [24 VDC, CONTINUOUS HIGH DB] G4LFRF-H, G4LFRN-H, G4LFWF-H, G4LFWN-H [Edwards, Kidde] [NAC] [24 VFWR, CONTINUOUS HIGH DB] G4LFRF-H, G4LFRN-H, G4LFWF-H, G4LFWN-H [Edwards, Kidde] [NAC] [16 VDC, CONTINUOUS LOW DB] G4LFRF-H, G4LFRN-H, G4LFWF-H, G4LFWN-H [Edwards, Kidde] [NAC] [24 VDC, CONTINUOUS LOW DB] G4LFRF-H, G4LFRN-H, G4LFWF-H, G4LFWN-H [Edwards, Kidde] [NAC] [24 VFWR, CONTINUOUS LOW DB] G4LFRF-H, G4LFRN-H, G4LFWF-H, G4LFWN-H [Edwards, Kidde] [NAC] [24 VDC, TEMPORAL HIGH DB] G4LFRF-H, G4LFRN-H, G4LFWF-H, G4LFWN-H [Edwards, Kidde] [NAC] [16 VDC, TEMPORAL HIGH DB] G4LFRF-H, G4LFRN-H, G4LFWF-H, G4LFWN-H [Edwards, Kidde] [NAC] [16 VDC, CONTINUOUS LOW DB] G4LFRF-H, G4LFRN-H, G4LFWF-H, G4LFWN-H [Edwards, Kidde] [NAC] [16 VDC, TEMPORAL LOW DB] G4LFRF-H, G4LFRN-H, G4LFWF-H, G4LFWN-H [Edwards, Kidde] [NAC] [16 VFWR, CONTINUOUS HIGH DB] G4LFRF-H, G4LFRN-H, G4LFWF-H, G4LFWN-H [Edwards, Kidde] [NAC] [24 VFWR, TEMPORAL LOW DB] G4LFRF-H, G4LFRN-H, G4LFWF-H, G4LFWN-H
99664790-d2c7-459c-ad07-b30defb99bf5 | NFPA 170 SPEAKER STROBE |  |  | North | Eaton Wheelock |  | Speaker/Strobe |  |  |  | Module | TRUE | ET70WP-2475W-FW w/IOB-R |  | Speaker/Strobe, wall, 24 VDC, WP, white weatherproof w/red backbox | 1 | 0 | 0.155 |  |  |  |  | FALSE | FALSE |  |  |  |  | #FF0070C0 | FA-NFPA 170 SPEAKER STROBE | 1 | FALSE | FALSE | FALSE | 2019 | [13 empty] | FALSE |  |  | WP |  |  | DESKTOP-7EIEB7A\acont | 2022-04-22 11:42 | THOR\acont | 2024-09-08 17:27 | Cloned from Eaton Wheelock ET70WP-2475W-FW w/IOB-W | [Eaton Wheelock, Hochiki] [NAC] [UL 1638 @ 77°F] ET70WP-2475W-FR, ET70WP-2475W-FR w/IOB-R, ET70WP-2475W-FR w/WFP-R, ET70WP-2475W-FW, ET70WP-2475W-FW w/IOB-R, ET70WP-2475W-FW w/IOB-W, ET70WP-2475W-FW w/WFP-W [Eaton Wheelock, Hochiki] [AUDIO 70.7v] [70V AUDIO] ET70WP-24115C-FR (C), ET70WP-24115C-FW (C), ET70WP-24135C-FR (C), ET70WP-24135C-FW (C), ET70WP-24135W-FR (C), ET70WP-24135W-FW (C), ET70WP-24177C-FR (C), ET70WP-24177C-FW (C), ET70WP-24185W-FR, ET70WP-2 [Eaton Wheelock, Hochiki] [AUDIO 25v] [25V AUDIO] ET70WP-24115C-FR (C), ET70WP-24115C-FW (C), ET70WP-24135C-FR (C), ET70WP-24135C-FW (C), ET70WP-24135W-FR (C), ET70WP-24135W-FW (C), ET70WP-24177C-FR (C), ET70WP-24177C-FW (C), ET70WP-24185W-FR, ET70WP-241 [Eaton Wheelock, Hochiki] [NAC] [UL 1971] ET70WP-2475W-FR, ET70WP-2475W-FR w/IOB-R, ET70WP-2475W-FR w/WFP-R, ET70WP-2475W-FW, ET70WP-2475W-FW w/IOB-R, ET70WP-2475W-FW w/IOB-W, ET70WP-2475W-FW w/WFP-W
c174b7bd-1115-49d3-9bcf-b30eb6955040 | NFPA 170 LOW TEMPERATURE SWITCH |  |  | North | Block Definition Only |  | Temperature Switch |  |  |  | Module | TRUE | NFPA 170 LOW TEMPERATURE SWITCH |  | NFPA 170 LOW TEMPERATURE SWITCH | 1 | [12 empty] | #FFFF0000 | FA-NFPA 170 LOW TEMPERATURE SWITCH | 1 | FALSE | FALSE | FALSE | 909 | [19 empty] | AULAPTOP-PC\Aulaptop | 2020-03-26 07:41 | THOR\acont | 2024-09-08 17:27
1a54d1b7-3714-4f43-88b1-b31b5c3d304c | NFPA 170 STROBE WALL |  |  | North | Autocall |  | Strobe |  |  |  | Module | TRUE | A49VO-APPLW-BA | + | Visible Notification Appliances, Wall Mount Multi-Candela Strobes, Assembled in USA | 1 | 0 | 0 |  |  |  |  | TRUE | [5 empty] | #FF0070C0 | FA-NFPA 170 STROBE WALL | 1 | FALSE | FALSE | FALSE | 2023 | [19 empty] | DESKTOP-7EIEB7A\acont | 2021-11-14 11:20 | THOR\acont | 2024-09-08 17:27 | Cloned from Autocall A49VO-APPLW | [Autocall, Simplex] [IDNac] [23VDC] 49HFV-APPLW, 49HFV-APPLW-BA, 49SV-APPLW, 49SV-APPLW-BA, 49VO-APPLW, 49VO-APPLW-BA, A49HFV-APPLW, A49HFV-APPLW-BA, A49SV-APPLW, A49SV-APPLW-BA, A49VO-APPLW, A49VO-APPLW-BA
98960c03-b0a0-4298-8167-b31f6a3d7434 | NFPA 170 FIRE ALARM CONTROL UNIT | RISER FACP |  | North | Siemens |  | Fire Alarm Control Unit |  |  |  | Assembly | TRUE | MXL |  | ASSEMBLY, Fire Alarm Control Panel, Addressable | 1 | [6 empty] | FALSE | [5 empty] | #FFFF0000 | FA-NFPA 170 FIRE ALARM CONTROL UNIT | 1 | FALSE | FALSE | FALSE | 202 | [8 empty] | 7,12,18 |  |  |  |  | TRUE | [7 empty] | THOR\acont | 2024-09-08 17:27
50feb59c-eb40-4949-aecb-b324b71f4ec8 | NFPA 170 DUCT SMOKE DETECTOR |  |  | North | Gamewell FCI |  | Duct Smoke Detector |  |  |  | Module | TRUE | DNR w/ASD-PL3 | + | Intelligent duct detector housing, non-relay w/ASD-PL3 | 1 | 0.0002 | 0.0045 |  |  |  |  | FALSE | TRUE | FLUSH |  | N/A | N/A | #FFFF0000 | FA-NFPA 170 DUCT SMOKE DETECTOR | 1 | FALSE | FALSE | FALSE | 1400 |  |  | 3242-1653:0209 | [10 empty] | FALSE | [5 empty] | DESKTOP-7EIEB7A\acont | 2021-03-02 09:17 | THOR\acont | 2024-09-08 17:27 | Cloned from Gamewell DNR w/ASD-PL3R | [Gamewell FCI] [SLC MODULES SENSORS] [*] [#2 SHARED ADDR ¦ SENSORS] ADPF (C), ASD-PL2F w/B200S-LF-WH (C), ASD-PL2F w/B210LP (C), ASD-PL2FR (C), ASD-PL3 w/B200S-LF-WH (C), ASD-PL3 w/B200SR-LF-WH (C), ASD-PL3 w/B200SR-WH (C), ASD-PL3 w/B224BI-WH (C), ASD-P [Gamewell FCI] [SLC SENSORS] [*] [#4 TYPE ADDR ¦ SENSORS] ADPF (C), ASD-PL2F w/B200S-LF-WH (C), ASD-PL2F w/B210LP (C), ASD-PL2FR (C), ASD-PL3 w/B200S-LF-WH (C), ASD-PL3 w/B200SR-LF-WH (C), ASD-PL3 w/B200SR-WH (C), ASD-PL3 w/B224BI-WH (C), ASD-PL3 w/B224R | [Gamewell FCI] DNR w/ASD-PL3
55f5887b-baa6-42d6-9365-b3299774497e | CADGEN DOOR CONTACT |  |  | North | NASCOM | Security/Access Control | Door Contact |  |  |  | Module | TRUE | D CONTACT | NONE | STANLEY DOOR CONTACT | 1 | [6 empty] | TRUE | [5 empty] | #FFFF0000 | FA-CADGEN DOOR CONTACT | 1 | FALSE | FALSE | FALSE | [17 empty] | D |  |  | DESKTOP-7SAL8M7\acont | 2019-07-08 11:21 | THOR\acont | 2024-09-08 17:27 |  | [NASCOM] [ACCESS CONTROL INPUT] [*] C CONTACT, D CONTACT, N1178CGSHK/STO36W1, N200AU/ST036, N200AU/ST036 x 2 [NASCOM] [IDC] 02 C CONTACT, D CONTACT, N1178CGSHK/STO36W1, N200AU/ST036, N200AU/ST036 x 2 [NASCOM] [IDC] 01 [INPUT] C CONTACT, D CONTACT, MET-200, MET-200 AR, MET-201B, MET-201B AR, MET-202C, MET-202C AR, MET-202C AR-WP18, MET-204C, MET-204C AR, N1178CGSHK/STO36W1, N200AU/ST036, N200AU/ST036 x 2, N505AUTMC, N707AU/M, N707AU/ST, N707AU/STATS, [NASCOM] [ACCESS CONTROL INPUT] [*] [INPUT] C CONTACT, D CONTACT, MET-200, MET-200 AR, MET-201B, MET-201B AR, MET-202C, MET-202C AR, MET-202C AR-WP18, MET-204C, MET-204C AR, N1178CGSHK/STO36W1, N200AU/ST036, N200AU/ST036 x 2, N505AUTMC, N707AU/M, N707AU/
5968e5bc-db64-49c8-934a-b3313d724f97 | NFPA 170 ADDRESSABLE OUTPUT MODULE |  |  | North | Kidde |  | Addressable Control/Relay |  |  |  | Module | TRUE | GSA-MCRR |  | Signature polarity reversal relay module, UIO plug-in | 1 | 0.0001 | 0.0001 |  |  |  |  | FALSE | [5 empty] | #FFFF0000 | FA-NFPA 170 ADDRESSABLE OUTPUT MODULE | 1 | FALSE | FALSE | FALSE | 1100 | [13 empty] | FALSE | [5 empty] | AULAPTOP-PC\Aulaptop | 2018-09-03 13:55 | THOR\acont | 2024-09-08 17:27 |  | [Edwards, Kidde] [SLC EST MODULES] 04 [*] [EST3, iO1000 ] FX-RLY, GSA-CR, GSA-CRH, GSA-CRR, GSA-MCR, GSA-MCRR, SIGA-CR, SIGA-CR2, SIGA-CRH, SIGA-CRR, SIGA-MCR, SIGA-MCRR [Kidde] [SLC EST MODULES SENSORS] [*] [#1 SHARED ADDR ¦ MODULES] 76-330002-101, 84-330002-001, FX-270, FX-278, FX-2WIRE, FX-IDC1A, FX-IDC1B, FX-IDC2B, FX-IDCWS, FX-ISO, FX-NAC, FX-RLY, GSA-CC1, GSA-CC1S, GSA-CC2, GSA-CR, GSA-CRH, GSA-CRR, GSA-CT1, GSA-CT [Edwards, Kidde] [SLC EST MODULES/SENSORS] 05 [*] [iO64] FX-ISO, FX-RLY, GSA-CR, GSA-CRH, GSA-CRR, GSA-MCR, GSA-MCRR, SIGA-CR, SIGA-CR2, SIGA-CRH, SIGA-CRR, SIGA-MCR, SIGA-MCRR [Kidde] [SLC EST MODULES] [*] [#3 TYPE ADDR ¦ MODULES] 76-330002-101, 84-330002-001, FX-270, FX-278, FX-2WIRE, FX-IDC1A, FX-IDC1B, FX-IDC2B, FX-IDCWS, FX-ISO, FX-NAC, FX-RLY, GSA-CC1, GSA-CC1S, GSA-CC2, GSA-CR, GSA-CRH, GSA-CRR, GSA-CT1, GSA-CT2, GSA-IO,
19c96668-3c3a-472a-ac9a-b331fbfb2160 | NFPA 170 MANUAL PULL |  |  | North | Simplex |  | Manual Station |  |  |  | Module | TRUE | 2099-9103 | ++ | Non-Coded, Non-Addressable Manual Station, Double Action | 1 | [6 empty] | FALSE | TRUE | Flush | Single gang box 2-1/2" deep 4" square box, 2-1/8" (54 mm) minimum | 5" H x 3-3/4" W x 1" D (127 mm x 95 mm x 25 mm) |  | #FFFF0000 | FA-NFPA 170 MANUAL PULL | 1 | FALSE | FALSE | FALSE | 1408 | [13 empty] | FALSE |  |  | SBP |  |  | DESKTOP-7EIEB7A\acont | 2023-03-07 06:38 | THOR\acont | 2024-09-08 17:27 | Cloned from Simplex 2099-9101 | [Autocall, Simplex] [IDC] 01 2098-9201 (C), 2098-9202 (C), 2098-9203 (C), 2098-9208 (C), 2098-9576 (C), 2099-9101 (C), 2099-9102 (C), 2099-9103 (C), 2099-9104 (C), 2099-9105 (C), 2099-9107 (C), 2099-9108 (C), 2099-9754 (C), 2099-9755 (C), 2099-9756 (C),
297e7551-33fa-4a7b-b451-b3341bfbab1f |  |  |  | North | Silent Knight |  | Cards & Components |  |  |  | Card | TRUE | EVS-INT50W |  | PANEL COMPONENT, INTELLIGENT 50 WATT INTERNAL AMPLIFIER | 1 | 0.052 | 2.9 |  |  |  |  | TRUE | [5 empty] | #FFFFFFFF |  |  | FALSE | FALSE | FALSE | [14 empty] | FALSE | [7 empty] | THOR\acont | 2024-10-09 10:48 |  | [Silent Knight, Stanley Security Solutions] [SBUS] [SBUS ++] 5496 Main Board, 5895XL Main Board, EVS-100W MAIN BOARD, EVS-125W MAIN BOARD, EVS-50W MAIN BOARD, EVS-INT50W, VIP-50 Main Board [Silent Knight, Stanley Security Solutions] [VBUS] EVS-100W MAIN BOARD, EVS-125W MAIN BOARD, EVS-50W MAIN BOARD, EVS-INT50W, EVS-LOC, EVS-RCU, VIP-50 Main Board | [Farenhyt, Silent Knight] ECS-INT50W, EVS-INT50W
96af8b01-5b5f-4bcd-b981-b33cb08cfbb6 | NFPA 170 STROBE WALL |  |  | North | Potter |  | Strobe |  |  |  | Module | TRUE | CSLP-24WA-WP |  | Strobe, Wall, White, Amber, Outdoor, Low Profile | 1 | 0 | 0.164 |  |  |  |  | FALSE | FALSE |  |  |  |  | #FF0070C0 | FA-NFPA 170 STROBE WALL | 1 | FALSE | FALSE | FALSE | 2023 | [13 empty] | FALSE | [7 empty] | THOR\acont | 2024-09-08 17:27 |  | [Potter] [NAC] [UL MAX, HIGH DB] CS-24A-WP, CS-24WA-WP, CSLP-24A-WP, CSLP-24WA-WP
60b06c22-7a71-40b0-95b6-b33d6aff6f3b | NFPA 170 HORN |  |  | North | System Sensor |  | Horn |  |  |  | Module | TRUE | HRK | + | Horn, Red, Outdoor | 1 | 0 | 0.047 |  |  |  |  | FALSE | [5 empty] | #FF0070C0 | FA-NFPA 170 HORN | 1 | FALSE | FALSE | FALSE | 2010 | [13 empty] | FALSE |  |  | WP |  |  | DESKTOP-7EIEB7A\acont | 2021-05-05 14:29 | THOR\acont | 2024-09-08 17:27 | Cloned from System Sensor HRL | [System Sensor] [NAC] [VFWR, TEMPORAL HIGH] HRK [System Sensor] [NAC] [VDC, TEMPORAL HIGH] HRK
5093cf37-8f9d-4494-aeea-b340b170cb85 | NFPA 170 AMPLIFIER RACK | RISER AMP |  | North | Kidde |  | Amplifier |  |  |  | Assembly | TRUE | ANS25MDG2 |  | 25W Audio Notification Panel, Gray | 1 | 0.18 | 1 |  |  |  |  | FALSE | [5 empty] | #FFFF0000 | FA-NFPA 170 AMPLIFIER RACK | 1 | FALSE | FALSE | FALSE | 300 | [8 empty] | 7,12,18 |  |  |  |  | TRUE | [5 empty] | DESKTOP-7SAL8M7\acont | 2020-01-02 07:17 | THOR\acont | 2024-09-08 17:27 | Cloned from Edwards ANS25MDG2
a6691335-5944-4a58-b216-b3418fb2bf4b | NFPA 170 SPEAKER STROBE CEILING |  |  | North | Eaton Wheelock |  | Speaker/Strobe |  |  |  | Module | TRUE | ET70WP-24115C-FR |  | Speaker/Strobe, ceiling, 24 VDC, 115CD, WP, red | 1 | 0 | 0.155 |  |  |  |  | FALSE | TRUE |  |  |  |  | #FF0070C0 | FA-NFPA 170 SPEAKER STROBE CEILING | 1 | FALSE | FALSE | FALSE | 2021 | [13 empty] | FALSE |  |  | WP |  |  | DESKTOP-7EIEB7A\acont | 2022-01-24 06:11 | THOR\acont | 2024-09-08 17:27 | Cloned from Eaton Wheelock ET70WP-24177C-FR | [Eaton Wheelock, Hochiki] [AUDIO 70.7v] [70V AUDIO] ET70WP-24115C-FR (C), ET70WP-24115C-FW (C), ET70WP-24135C-FR (C), ET70WP-24135C-FW (C), ET70WP-24135W-FR (C), ET70WP-24135W-FW (C), ET70WP-24177C-FR (C), ET70WP-24177C-FW (C), ET70WP-24185W-FR, ET70WP-2 [Eaton Wheelock, Hochiki] [AUDIO 25v] [25V AUDIO] ET70WP-24115C-FR (C), ET70WP-24115C-FW (C), ET70WP-24135C-FR (C), ET70WP-24135C-FW (C), ET70WP-24135W-FR (C), ET70WP-24135W-FW (C), ET70WP-24177C-FR (C), ET70WP-24177C-FW (C), ET70WP-24185W-FR, ET70WP-241 [Eaton Wheelock] [NAC] ET70WP-24115C-FR (C), ET70WP-24115C-FW (C)
8713d087-2158-4926-87a4-b3426896d38f |  |  |  | North | Siemens |  | Cards & Components |  |  |  | Card | TRUE | LED Zone | ++ | LED Zone | 1 | 0.001 | 0.001 |  |  |  |  | TRUE | [5 empty] | #FFFFFFFF |  |  | FALSE | FALSE | FALSE | [20 empty] | DESKTOP-7EIEB7A\acont | 2022-09-12 09:54 | THOR\acont | 2024-10-09 10:48 | Cloned from Siemens FCM2018-U3 |  | [Siemens] Bell Follower, FCM2018-U2, FCM2018-U3, LED Zone, LED Zone for FCM2019-U3, NAC Load
0983d6fb-d4cf-4b70-93c2-b34aa455f235 | NFPA 170 HORN STROBE CEILING |  |  | North | Edwards |  | Horn/Strobe |  |  |  | Module | TRUE | GC-HDVMH |  | Temporal Horn-Strobe, running man, white, 95, 115, 150, 177 cd | 1 | 0 | 0.341 |  |  |  |  | FALSE | TRUE |  |  |  |  | #FF0070C0 | FA-NFPA 170 HORN STROBE CEILING | 1 | FALSE | FALSE | FALSE | 2013 | [13 empty] | FALSE |  |  | C |  |  |  |  | THOR\acont | 2024-09-08 17:27 |  | [Edwards, Kidde] [NAC] [16 VDC, HIGH DB] EGCF-HDVMH (C), GCF-HDVMH (C), GC-HDVMH (C), GCWA-HDVMHA (C), GCWA-HDVMHB (C), GCWA-HDVMHC (C), GCWA-HDVMHG (C), GCWA-HDVMHR (C), GCWN-HDVMHA (C), GCWN-HDVMHB (C), GCWN-HDVMHC (C), GCWN-HDVMHG (C), GCWN-HDVMHR (C) [Edwards, Kidde] [NAC] [16 VDC, LOW DB] EGCF-HDVMH (C), GCF-HDVMH (C), GC-HDVMH (C), GCWA-HDVMHA (C), GCWA-HDVMHB (C), GCWA-HDVMHC (C), GCWA-HDVMHG (C), GCWA-HDVMHR (C), GCWN-HDVMHA (C), GCWN-HDVMHB (C), GCWN-HDVMHC (C), GCWN-HDVMHG (C), GCWN-HDVMHR (C) [Edwards, Kidde] [NAC] [24 VDC, LOW DB] EGCF-HDVMH (C), GCF-HDVMH (C), GC-HDVMH (C), GCWA-HDVMHA (C), GCWA-HDVMHB (C), GCWA-HDVMHC (C), GCWA-HDVMHG (C), GCWA-HDVMHR (C), GCWN-HDVMHA (C), GCWN-HDVMHB (C), GCWN-HDVMHC (C), GCWN-HDVMHG (C), GCWN-HDVMHR (C) [Edwards, Kidde] [NAC] [24 VDC, HIGH DB] EGCF-HDVMH (C), GCF-HDVMH (C), GC-HDVMH (C), GCWA-HDVMHA (C), GCWA-HDVMHB (C), GCWA-HDVMHC (C), GCWA-HDVMHG (C), GCWA-HDVMHR (C), GCWN-HDVMHA (C), GCWN-HDVMHB (C), GCWN-HDVMHC (C), GCWN-HDVMHG (C), GCWN-HDVMHR (C)
76cde5d0-f103-4872-9911-b34e5c3b8f55 |  |  |  | North | Siemens |  | Hardware |  |  |  | Hardware | TRUE | FCA2033-U1 | S54400-P154-A1 | License Key (S1) for remote access remote view remote operation | 1 | [12 empty] | #FFFFFFFF |  |  | FALSE | FALSE | FALSE | [20 empty] | AULAPTOP-PC\Aulaptop | 2019-04-20 11:42 | THOR\acont | 2024-10-09 10:48
e55d8bd5-cf42-4349-95ad-b3574e7f0b4b | NFPA 170 STROBE WALL |  |  | North | Federal Signal |  | Strobe |  |  |  | Module | TRUE | 191XL-S024R |  | Flashing LED Hazardous Location Warning Light, Surface Mount, Red | 1 | 0 | 0.38 |  |  |  |  | FALSE | [5 empty] | #FF0070C0 | FA-NFPA 170 STROBE WALL | 1 | FALSE | FALSE | FALSE | 2023 | [13 empty] | FALSE |  |  | HZ |  |  | DESKTOP-7SAL8M7\acont | 2020-11-17 10:31 | THOR\acont | 2024-09-08 17:27 | Cloned from Federal Signal 191XL-S024G | [Federal Signal] [NAC] [24 VDC] 191XL-024A, 191XL-024B, 191XL-024C, 191XL-024G, 191XL-024R, 191XL-S024A, 191XL-S024B, 191XL-S024C, 191XL-S024G, 191XL-S024R
52d23051-22f5-4bfc-8642-b3594cbe4091 | NFPA 170 VALVE SUPERVISORY SWITCH |  |  | North | Potter |  | Valve Supervisory Switch |  |  |  | Module | TRUE | CSS-25 | ++ | CoilKeeper Solenoid Supervisory Switch | 1 | 0.02 | 0.04 |  |  |  |  | FALSE |  |  | UV and impact resistant polycarbonate | 4.38” W x 4.00” H x 1.90” D |  | #FFFF0000 | FA-NFPA 170 VALVE SUPERVISORY SWITCH | 1 | FALSE | FALSE | FALSE | 1701 | [13 empty] | FALSE | [5 empty] | THOR\acont | 2024-01-05 12:45 | THOR\acont | 2024-09-08 17:27 | Cloned from Potter CSS-10 | [Potter] [AUX POWER] [#2 INPUT TYPE] CSS-10, CSS-25 [Potter] [IDC] 09 [MONITOR] CSS-10, CSS-25 [Potter] [AUX POWER] [*] [#1 INPUT TYPE] CSS-10, CSS-25 [Potter] [AUX POWER, RELEASING] [*] [INPUT TYPE] CSS-10, CSS-25
f8e8f4e6-75c4-485f-9c51-b3643616aace |  |  |  | North | Bosch | [5 empty] | Module | TRUE | UML-193-90 | * | 19 HIGH PERFORMANCE HD LED VIDEO MONITOR | 1 | [12 empty] | #FFFFFFFF |  |  | FALSE | FALSE | FALSE | [20 empty] | DESKTOP-7EIEB7A\acont | 2021-08-13 06:25 | THOR\acont | 2024-10-09 10:48
be5bb05d-fe1c-47cd-b74b-b3663cd03bcd | NFPA 170 FIRE ALARM CONTROL UNIT | RISER FACP |  | North | Hochiki |  | Fire Alarm Control Unit |  |  |  | Assembly | TRUE | LA103K4-44 |  | FireNET L@TITUDE Analog Addressable Fire Alarm Control Panel, 4 Slot Standard Enclosure, 10.25 A Auto Voltage, 8-Loop Panel Module, Hochiki Protocol, Network Module, and Media Gateway™, Gray, Printer / 48 Zone LEDs | 1 | [6 empty] | FALSE |  |  | *Refer to Install Sheet | 16.5in (W) x 23.2in (H) x 6in (D) | KM5FCRD (Optional Semi-Flush Mounting Kit) | #FFFF0000 | FA-NFPA 170 FIRE ALARM CONTROL UNIT | 1 | FALSE | FALSE | FALSE | 202 | [8 empty] | 7,12,18,28 |  |  | 10.25 |  | TRUE | [5 empty] | DESKTOP-7SAL8M7\acont | 2019-12-04 15:59 | THOR\acont | 2024-09-08 17:27 | Cloned from Hochiki LA103K1-44 CLONED
a186a033-02af-46ce-9adf-b36a410140b2 | NFPA 170 STROBE WALL |  |  | North | Edwards |  | Strobe |  |  |  | Module | TRUE | 105DHISTC-FC |  | Explosionproof Strobe | 1 |  | 10.8 |  |  |  |  | TRUE | [5 empty] | #FF0070C0 | FA-NFPA 170 STROBE WALL | 1 | FALSE | FALSE | FALSE | [20 empty] | OFFICE-ALIENWIN\AugWin7 | 2021-09-08 09:58 | THOR\acont | 2024-09-08 17:27 |  | [Edwards] [NAC] [*] 105DHISTC-FC
f68cd747-d423-4823-beef-b36bb1ce9471 | NFPA 170 NOTIFICATION CIRCUIT EXTENDER PANEL | RISER NAC |  | North | Firelite |  | Notification Circuit Extender Panel |  |  |  | Assembly | TRUE | HPFF8 | + | 8 AMP Fire Alarm Power Supply | 1 | [6 empty] | FALSE | [5 empty] | #FFFF0000 | FA-NFPA 170 NOTIFICATION CIRCUIT EXTENDER PANEL | 1 | FALSE | FALSE | FALSE | 212 | [8 empty] | 7,12,18,26 |  |  | 8 |  | TRUE | [5 empty] | DESKTOP-7SAL8M7\acont | 2020-06-09 15:32 | THOR\acont | 2024-09-08 17:27 | Cloned from Notifier HPFF8
3a601bd9-7cf8-4a22-8bab-b36ca433fc26 | NFPA 170 HEAT DETECTOR |  |  | North | Firelite |  | Heat Detector |  |  |  | Module | TRUE | W-H355 | + | Addressable Wireless Fixed-Temperature (135 Degrees) Heat Detector | 1 | [6 empty] | FALSE | [5 empty] | #FFFF0000 | FA-NFPA 170 HEAT DETECTOR | 1 | FALSE | FALSE | FALSE | 1403 | [13 empty] | FALSE |  |  | W |  |  |  |  | THOR\acont | 2024-09-08 17:27 | 20191121 AC Detector without base | [Farenhyt, Firelite, Gamewell FCI, Notifier, Silent Knight] [SWIFT MESH DEVICES] 01 FWH-200FIX135, FWH-200ROR135, FW-MM, FW-RM, NBG-12WL, WAM-MM, WAM-RC, W-BG12LX, W-CRF, W-H355, W-H355R, WIDP-HEAT w/B210W, WIDP-HEAT-ROR w/B210W, WIDP-MONITOR, WIDP-PULL- [Firelite, System Sensor] [SLC MODULES SENSORS] [*] [#2 SHARED ADDR ¦ SENSORS] AD355 w/B200SR-LF-WH (C), AD355 w/B200SR-WH (C), AD355 w/B210LP (C), AD355 w/B224BI-WH (C), AD355 w/B224RB-WH (C), AD355 w/B501 (C), BEAM355 (C), BEAM355S (C), CP355 w/B200SR- [Firelite, System Sensor] [SLC SENSORS] [*] [#4 TYPE ADDR ¦ SENSORS] AD355 w/B200SR-LF-WH (C), AD355 w/B200SR-WH (C), AD355 w/B210LP (C), AD355 w/B224BI-WH (C), AD355 w/B224RB-WH (C), AD355 w/B501 (C), BEAM355 (C), BEAM355S (C), CP355 w/B200SR-WH (C), CP
7fc260c6-5608-4ffd-a2ec-b370dfedbcf2 |  |  |  | North | Edwards |  | Hardware |  |  |  | Hardware | TRUE | FW-10S |  | Ten Seat Web Client (Requires FW V1.6 (or later) and FW-1S) | 1 | [6 empty] | FALSE | [5 empty] | #FFFFFFFF |  |  | FALSE | FALSE | FALSE | [14 empty] | FALSE | [7 empty] | THOR\acont | 2024-10-09 10:48
d2dd380a-5ebd-49e3-886c-b37344781cfa |  |  |  | North | NAPCO |  | Cards & Components |  |  |  | Card | TRUE | GEMC-128MB | + | Assembly Main Board | 1 | [6 empty] | TRUE | [5 empty] | #FFFFFFFF |  |  | FALSE | FALSE | FALSE | [20 empty] | DESKTOP-7SAL8M7\acont | 2020-02-13 06:28 | THOR\acont | 2024-10-09 10:48 | Cloned from NAPCO GEMC-255MB | [NAPCO] [VAC ] FL-255FACP Main Board, FL-32FACP Main Board, FL-FACP-LTE Main Board, FL-X2-32 Main Board, GEM-ACM1D Main Board, GEMC-128MB, GEMC-12V2APS-CF Main Board, GEMC-12V2APS-R Main Board, GEMC-255MB, GEMC-32MB, GEMC-96MB, GEMC-NAC6 Main Board, GEMC | [NAPCO] GEMC-128MB, GEMC-255MB
072bb9a2-46c1-452c-86aa-b37526856fc8 | NFPA 170 SMOKE HEAT DETECTOR |  |  | North | Potter |  | Smoke/Heat Detector |  |  |  | Module | TRUE | PAD100-PHD w/PAD100-SB (Split) | + | Photoelectric Smoke/Heat Detector with 6" Base with One Form-C Relay Contact | 1 | 0.0005 | 0.0005 |  |  |  |  | FALSE | TRUE |  |  |  |  | #FFFF0000 | FA-NFPA 170 SMOKE HEAT DETECTOR | 1 | FALSE | FALSE | FALSE | 1411 | [13 empty] | FALSE |  |  | SB |  |  | THOR\acont | 2025-02-13 08:09 |  |  | Cloned from Potter PAD100-PHD w/PAD100-SB | [Potter] [AUX POWER] PAD100-CD w/PAD100-SB, PAD100-HD w/PAD100-SB, PAD100-PD w/PAD100-SB (C), PAD100-PHD w/PAD100-SB (C), PAD100-PHD w/PAD100-SB (Split) (C), PAD200-PCD (C), PAD200-PCD (Split) (C), PAD200-PCD w/PAD100-SB (C), PAD200-PCD w/PAD100-SB (Spli [Potter] [SLC PAD] [*] [#2 SHARED ADDR ¦ SENSORS] PAD100-CD w/PAD100-4DB, PAD100-CD w/PAD100-6DB, PAD100-CD w/PAD100-IB, PAD100-CD w/PAD100-LFSB, PAD100-CD w/PAD100-RB, PAD100-CD w/PAD100-SB, PAD100-CD w/PAD100-SPKB, PAD100-DUCT (C), PAD100-DUCTR (C), PA
afdfac50-4637-4c97-b438-b380f7d77111 | NFPA 170 FIRE ALARM CONTROL UNIT | RISER FACP |  | North | Hochiki |  | Fire Alarm Control Unit |  |  |  | Assembly | TRUE | LA203K3-10 |  | FireNET L@TITUDE Analog Addressable Fire Alarm Control Panel, 4 Slot Standard Plex-Door Enclosure, 10.25 A Auto Voltage, 6-Loop Panel Module, Hochiki Protocol, Network Module, and Media Gateway™, Red, 48 Zone LEDs | 1 | [6 empty] | FALSE |  |  | *Refer to Install Sheet | 16.5in (W) x 23.2in (H) x 6in (D) | KM5FCRD (Optional Semi-Flush Mounting Kit) | #FFFF0000 | FA-NFPA 170 FIRE ALARM CONTROL UNIT | 1 | FALSE | FALSE | FALSE | 202 | [8 empty] | 7,12,18,28 |  |  | 10.25 |  | TRUE | [5 empty] | DESKTOP-7SAL8M7\acont | 2019-12-03 07:04 | THOR\acont | 2024-09-08 17:27 | Cloned from Hochiki LA203K1-10 CLONED
37da050a-1d89-496b-9071-b385a58bf84a | NFPA 170 SPEAKER STROBE CEILING |  |  | North | Gentex |  | Speaker/Strobe |  |  |  | Module | TRUE | SSPK24CLPR |  | Speaker/Strobe, 24 VDC, Ceiling Mount, Red, Fire | 1 | 0 | 0.12 |  |  |  |  | FALSE | TRUE |  |  |  |  | #FF0070C0 | FA-NFPA 170 SPEAKER STROBE CEILING | 1 | FALSE | FALSE | FALSE | 2020 | [13 empty] | FALSE |  |  | C |  |  |  |  | THOR\acont | 2024-09-08 17:27 |  | [Gentex, Hochiki, Potter] [AUDIO 25v] [25V AUDIO] CSPKSTR-24AR (C), CSPKSTR-24AW (C), CSPKSTR-24BR (C), CSPKSTR-24BW (C), CSPKSTR-24GR (C), CSPKSTR-24GW (C), CSPKSTR-24RR (C), CSPKSTR-24RW (C), FASPKR-R (C), FASPKR-W (C), FASPKR-WR, FASPKR-WW, FASPK-WPR, [Gentex, Hochiki] [NAC] [UL MAX] HSSPK24CLPPR (C), HSSPK24CLPPW (C), HSSPK24CLPR (C), HSSPK24CLPW (C), SSPK24CLPAR (C), SSPK24CLPAW (C), SSPK24CLPR (C), SSPK24CLPW (C) [Gentex, Hochiki, Potter] [AUDIO 70.7v] [70V AUDIO] CSPKSTR-24AR (C), CSPKSTR-24AW (C), CSPKSTR-24BR (C), CSPKSTR-24BW (C), CSPKSTR-24GR (C), CSPKSTR-24GW (C), CSPKSTR-24RR (C), CSPKSTR-24RW (C), FASPKR-R (C), FASPKR-W (C), FASPKR-WR, FASPKR-WW, FASPK-WP
c3d55fc1-7bc8-4f54-9ca5-b3872f2fc010 |  |  |  | North | Altronix |  | Cards & Components |  |  |  | Card | TRUE | AL802ULADA Main Board | + | Fire Alarm Power Supply Main Board | 1 | 0.09 | 0.175 |  |  |  |  | TRUE | FALSE |  |  |  |  | #FFFFFFFF |  |  | FALSE | FALSE | FALSE | [14 empty] | FALSE | [7 empty] | THOR\acont | 2024-10-09 10:48 |  | [Altronix, Gamewell FCI, Honeywell] [NAC Trigger] AL1002ULADA Main Board, AL602ULADA Main Board, AL802ULADA Main Board, HPF24S6 Main Board, HPF24S8 Main Board | [Altronix] AL1002ULADA Main Board, AL602ULADA Main Board, AL802ULADA Main Board
1716ed9d-a4be-4aca-b622-b3892a3588e5 |  |  |  | North | Bosch | [5 empty] | Module | TRUE | D1640 | * | Transformer plug-in, 16V 40VA 0000166892 | 1 | [12 empty] | #FFFFFFFF |  |  | FALSE | FALSE | FALSE | [20 empty] | DESKTOP-7SAL8M7\acont | 2019-07-09 06:44 | THOR\acont | 2024-10-09 10:48
79a79e79-7422-4371-acbb-b38ca4ad631e | NFPA 170 SPEAKER STROBE CEILING |  |  | North | Edwards |  | Speaker/Strobe |  |  |  | Module | TRUE | GCWA-S2VMA |  | 25V Speaker/Strobe white, ALERT, Standard cd, amber | 1 | 0 | 0.318 |  |  |  |  | FALSE | TRUE |  |  |  |  | #FF0070C0 | FA-NFPA 170 SPEAKER STROBE CEILING | 1 | FALSE | FALSE | FALSE | 2020 | [13 empty] | FALSE |  |  | C |  |  |  |  | THOR\acont | 2024-09-08 17:27 |  | [Edwards, Kidde] [NAC] [16 VDC] EGCFR-VM (C), EGCF-VM (C), GCFR-S7VM (C), GCFR-VM (C), GCF-S2VM (C), GCF-S7VM (C), GCF-VM (C), GCHFRF-S2VMC (C), GCHFRF-S7VMC (C), GCHFRN-S2VMC (C), GCHFRN-S7VMC (C), GCHFWA-S2VMA (C), GCHFWA-S2VMC (C), GCHFWA-S7VMA (C), G [Edwards, Kidde] [AUDIO 25v] [25V AUDIO] EGCF-S2VMH (C), G4F-S2, G4F-S2V1575, G4F-S2VM, G4HFRF-S2, G4HFRF-S2VMC, G4HFRN-S2, G4HFRN-S2VMC, G4HFWA-S2, G4HFWA-S2VMA, G4HFWA-S2VMC, G4HFWF-S2, G4HFWF-S2VMC, G4HFWN-S2, G4HFWN-S2VMA, G4HFWN-S2VMC, G4RF-S2, G4RF [Edwards, Kidde] [NAC] [24 VDC] EGCFR-VM (C), EGCF-VM (C), GCFR-S7VM (C), GCFR-VM (C), GCF-S2VM (C), GCF-S7VM (C), GCF-VM (C), GCHFRF-S2VMC (C), GCHFRF-S7VMC (C), GCHFRN-S2VMC (C), GCHFRN-S7VMC (C), GCHFWA-S2VMA (C), GCHFWA-S2VMC (C), GCHFWA-S7VMA (C), G
c2d9eadb-a31e-4017-930b-b398def717a4 | NFPA 170 DGP |  |  | North | Notifier |  | Hardware |  |  |  | Hardware | TRUE | CAB-BM |  | For use with “B” sized cabinets in Marine applications. See DN-60688 for more information. | 1 | [6 empty] | FALSE | [5 empty] | #FFFF0000 | FA-NFPA 170 DGP | 1 | FALSE | FALSE | FALSE | [9 empty] | 7,12,18 |  |  |  |  | TRUE | [5 empty] | DESKTOP-7EIEB7A\acont | 2021-04-01 15:03 | THOR\acont | 2024-09-08 17:27 | Cloned from Notifier ADP-4B
b28a1e08-66af-476c-aacd-b39b2aeed4d3 | NFPA 170 HEAT DETECTOR |  |  | North | MIRCOM |  | Heat Detector |  |  |  | Module | TRUE | MIX-5351AP w/B300-6 | ++ | Intelligent Heat Detector, Fixed Temperature, White - UL, 6" Flanged mounting base | 1 | 0.0002 | 0.0045 |  |  |  |  | FALSE | TRUE |  |  |  |  | #FFFF0000 | FA-NFPA 170 HEAT DETECTOR | 1 | FALSE | FALSE | FALSE | 1403 | [13 empty] | FALSE |  |  | 135° FT |  |  | DESKTOP-7EIEB7A\acont | 2023-05-25 09:29 | THOR\acont | 2024-09-08 17:27 | Cloned from MIRCOM MIX-5351AP w/B210LP | [MIRCOM] [SLC MODULES SENSORS] [*] [#2 SHARED ADDR ¦ SENSORS] DNR w/MIX-2251BR (C), DNR w/MIX-2351RAP (C), MIX-1251AP w/B200SR-LF-WH (C), MIX-1251AP w/B200SR-WH (C), MIX-1251AP w/B210LP (C), MIX-1251AP w/B224RB-WH (C), MIX-1251AP w/B501 (C), MIX-1251B w/ [MIRCOM] [SLC SENSORS] [*] [#4 TYPE ADDR ¦ SENSORS] DNR w/MIX-2251BR (C), DNR w/MIX-2351RAP (C), MIX-1251AP w/B200SR-LF-WH (C), MIX-1251AP w/B200SR-WH (C), MIX-1251AP w/B210LP (C), MIX-1251AP w/B224RB-WH (C), MIX-1251AP w/B501 (C), MIX-1251B w/B200SR-LF-
1d89becb-7493-407b-8e08-b39c353e6605 | NFPA 170 GRAPHIC ANNUNCIATOR PANEL | RISER ANNUNCIATOR |  | North | Edwards |  | Graphic Annunciator |  |  |  | Module | TRUE | FSCS-1 |  | Smoke Ctrl Graphic Annunciator 17.5"w x10.5"h viewing area | 1 | [6 empty] | FALSE | [5 empty] | #FFFF0000 | FA-NFPA 170 GRAPHIC ANNUNCIATOR PANEL | 1 | FALSE | FALSE | FALSE | 256 | [13 empty] | FALSE | [7 empty] | THOR\acont | 2024-09-08 17:27
63989278-e14a-4bc5-9c16-b39ea78d5120 |  |  |  | North | Kidde |  | Cards & Components |  |  |  | Card | TRUE | APS10A MB |  | 10 Amp Booster Power Supply | 1 | [6 empty] | TRUE | [5 empty] | #FFFFFFFF |  |  | FALSE | FALSE | FALSE | [14 empty] | FALSE | [5 empty] | DESKTOP-7SAL8M7\acont | 2020-01-02 07:57 | THOR\acont | 2024-10-09 10:48 | Cloned from Edwards APS10A
fbf07930-9270-446c-9022-b3a186649208 | NFPA 170 HEAT DETECTOR BEACON SOUNDER |  |  | North | Siemens |  | Heat Detector |  |  |  | Module | TRUE | HI722/FDSB226-WW/FDB228 | ++ | Heat Detector (static+RoR) with Short Circuit Isolator (supplied with Sounder VAD Base) 71…96 dB (A) High = O-4-15 Medium = C-3-12 Low = O-2.5-6.5 | 1 | 0.0002 | 0.0002 | [10 empty] | #FFFF0000 | FA-NFPA 170 HEAT DETECTOR BEACON SOUNDER | 1 | FALSE | FALSE | FALSE | [17 empty] | FT |  |  | DESKTOP-7EIEB7A\acont | 2021-11-19 10:16 | THOR\acont | 2024-09-08 17:27 |  | [Siemens] [C-NET] [#2 BEACON WHITE HIGH, #2 BEACON WHITE INDICATOR, #2 BEACON WHITE LOW, #2 BEACON WHITE MED] FDSB226-WW/FDB228/FDBZ298, FDSB227-WW/FDB228/FDBZ298, HI720/FDSB226-WW/FDB228, HI720/FDSB227-WW/FDB228, HI722//FDSB227-WW/FDB228, HI722/FDSB226- [Siemens] [C-NET] [*] [#1 DETECTOR] FDBZ290/OOH740/DB721/FDBZ290-AA, FDL241-9/FDLB291/DLR1191, HI720/DB721, HI720/DBS720, HI720/FDSB226-WW/FDB228, HI720/FDSB227-WW/FDB228, HI722//FDSB227-WW/FDB228, HI722/DB721, HI722/DBS720, HI722/FDSB226-WW/FDB228, OH72 [Siemens] [C-NET] [#2 TONE/VOICE] FDSB226-WW/FDB228/FDBZ298, FDSB227-WW/FDB228/FDBZ298, HI720/FDSB226-WW/FDB228, HI720/FDSB227-WW/FDB228, HI722//FDSB227-WW/FDB228, HI722/FDSB226-WW/FDB228, OH720/FDSB226-WW/FDB228, OH720/FDSB227-WW/FDB228, OOH740/FDSB226- [Siemens] [C-NET] [#2 BEACON/SOUNDER WHITE HIGH, #2 BEACON/SOUNDER WHITE INDICATOR, #2 BEACON/SOUNDER WHITE LOW, #2 BEACON/SOUNDER WHITE MED] FDSB226-WW/FDB228/FDBZ298, HI720/FDSB226-WW/FDB228, HI722/FDSB226-WW/FDB228, OH720/FDSB226-WW/FDB228, OOH740/FDS
d1d6849e-91d5-4332-9930-b3a903e3823e |  |  |  | North | Edwards |  | Cards & Components |  |  |  | Card | TRUE | FSP1004G-2 Mainboard |  | Mainboard for FSP1004G-2 assembly | 1 | 0.145 | 0.25 |  |  |  |  | TRUE | [5 empty] | #FFFFFFFF |  |  | FALSE | FALSE | FALSE | [14 empty] | FALSE | [7 empty] | THOR\acont | 2024-10-09 10:48 |  | [Edwards, Kidde, Macurco] [IDC] [#1 ALARM] 2IDC, 76-600000-001 Main Board, 76-800xxx-xxx Main Board, 77-600000-901 Main Board, 84-732001-901 Main Board, DVP-120 Mainboard, EST1-2Z Mainboard, FSP1004G Mainboard, FSP1004G-2 Mainboard, FSP1004GD Mainboard, [Edwards, Kidde, Macurco] [IDC] [#2 TROUBLE] 2IDC, 76-600000-001 Main Board, 76-800xxx-xxx Main Board, 77-600000-901 Main Board, 84-732001-901 Main Board, DVP-120 Mainboard, EST1-2Z Mainboard, FSP1004G Mainboard, FSP1004G-2 Mainboard, FSP1004GD Mainboard [Edwards, Kidde] [VAC ] 2IDC, 76-600000-001 Main Board, 76-800xxx-xxx Main Board, 77-600000-901 Main Board, 84-732001-901 Main Board, APS10A Mainboard, APS6A Mainboard, BPS10A Mainboard, BPS10A/230 Mainboard, BPS6A Mainboard, BPS6A/230 Mainboard, EST1-2Z [Edwards, Kidde, Macurco] [IDC] [#3 SUPERVISORY] 2IDC, 76-600000-001 Main Board, 76-800xxx-xxx Main Board, 77-600000-901 Main Board, 84-732001-901 Main Board, DVP-120 Mainboard, EST1-2Z Mainboard, FSP1004G Mainboard, FSP1004G-2 Mainboard, FSP1004GD Mainb | [Edwards] FSP1004G Mainboard, FSP1004G-2 Mainboard, FSP1004GD Mainboard, FSP1004R Mainboard, FSP1004RD Mainboard [Edwards, Kidde] FSP1004G Mainboard, FSP1004G-2 Mainboard, FSP1004GD Mainboard, FSP1004R Mainboard, FSP1004RD Mainboard, FSP302G Mainboard, FSP302G-2 Mainboard, FSP302GD Mainboard, FSP302R Mainboard, FSP302RD Mainboard, FSP502G Mainboard, FSP502G-2 Mainbo [Edwards] FSP1004G-2 Mainboard [Edwards] FSP1004G Mainboard, FSP1004G-2 Mainboard, FSP1004GD Mainboard, FSP1004R Mainboard, FSP1004RD Mainboard
a649723e-09a7-433e-ba0f-b3ac6ac7d1d9 | NFPA 170 HORN STROBE |  |  | North | Edwards |  | Horn/Strobe |  |  |  | Module | TRUE | 757-7A-TW |  | 15/75cdWC Strobe, Horn 97 dbA Avg., White | 1 | [6 empty] | FALSE | [5 empty] | #FF0070C0 | FA-NFPA 170 HORN STROBE | 1 | FALSE | FALSE | FALSE | 2012 | [13 empty] | FALSE | [7 empty] | THOR\acont | 2024-09-08 17:27 |  | [Edwards, Kidde] [NAC] [16 VFWR, HIGH] 757-7A-RS25, 757-7A-RS25W, 757-7A-RS70, 757-7A-RS70W, 757-7A-SS25, 757-7A-SS25W, 757-7A-SS70, 757-7A-SS70W, 757-7A-T, 757-7A-TW, INT-7A-RS25, INT-7A-RS25W, INT-7A-RS70, INT-7A-RS70W [Edwards, Kidde] [NAC] [16 VDC, HIGH] 757-7A-RS25, 757-7A-RS25W, 757-7A-RS70, 757-7A-RS70W, 757-7A-SS25, 757-7A-SS25W, 757-7A-SS70, 757-7A-SS70W, 757-7A-T, 757-7A-TW, INT-7A-RS25, INT-7A-RS25W, INT-7A-RS70, INT-7A-RS70W
4283559d-d16f-491d-9abb-b3ac6f16a356 |  |  |  | North | Autocall |  | Cards & Components |  |  |  | Card | TRUE | A100-6047 |  | Building Network Interface Card (BNIC) | 1 | 0.291 | 0.291 |  |  |  |  | TRUE | [5 empty] | #FFFFFFFF |  |  | FALSE | FALSE | FALSE | [20 empty] | DESKTOP-0D6CQVA\lousc | 2019-07-06 11:38 | THOR\acont | 2024-10-09 10:48 | Cloned from AutoCall A100-6304
dca6cb74-2561-447c-bb8f-b3ad3b78e4e1 | NFPA 170 ADDRESSABLE OUTPUT MODULE |  |  | North | Firelite |  | Addressable Control/Relay |  |  |  | Module | TRUE | CRF-300-6 | + | Six-relay control module | 6 | 0.032 | 0.00145 |  |  |  |  | TRUE | FALSE |  |  |  |  | #FFFF0000 | FA-NFPA 170 ADDRESSABLE OUTPUT MODULE | 1 | FALSE | FALSE | FALSE | 1100 | [13 empty] | FALSE |  |  | RM, 6 |  |  |  |  | THOR\acont | 2024-09-08 17:27 |  | [Firelite] [SLC MODULES/SENSORS] [*] [#05 ++] CMF-300-6, CRF-300-6, MMF-300-10, MMF-302-6 [Firelite] [IDC] 10 ANN-RLY, CRF-300-6 [Firelite] [SLC MODULES] [*] [#04 ++] CMF-300-6, CRF-300-6, MMF-300-10, MMF-302-6 [Firelite] [SLC MODULES/SENSORS] [*] [#04 ++] CMF-300-6, CRF-300-6, MMF-300-10, MMF-302-6 [Firelite] [SLC MODULES] [*] [#06 ++] CMF-300-6, CRF-300-6, MMF-300-10, MMF-302-6 [Firelite] [IDC] 06 ACM-8RF, ANN-RLY, CRF-300-6 [Firelite] [SLC MODULES] [*] [#03 ++] CMF-300-6, CRF-300-6, MMF-300-10, MMF-302-6, W-GATE [Firelite] [SLC MODULES] [*] [#02 ++] CDRM-300, CMF-300-6, CRF-300-6, MDF-300, MMF-300-10, MMF-302-6, W-GATE [Firelite] [IDC] 05 ACM-8RF, ANN-RLY, CRF-300-6 [Firelite] [IDC] 04 ACM-8RF, ANN-RLY, CRF-300-6, ES-1000X MAIN BOARD, ES-200X MAIN BOARD with PWRMOD24, ES-200X MAIN BOARD without PWRMOD24, ES-50X Main Board, ES-50XP Main Board [Firelite] [IDC] 03 ACM-8RF, ANN-RLY, CDRM-300, CRF-300-6, ES-1000X MAIN BOARD, ES-200X MAIN BOARD with PWRMOD24, ES-200X MAIN BOARD without PWRMOD24, ES-50X Main Board, ES-50XP Main Board [Firelite] [SLC MODULES/SENSORS] [*] [#06 ++] CMF-300-6, CRF-300-6, MMF-300-10, MMF-302-6 [Firelite] [IDC] 02 ACM-8RF, ANN-RLY, CDRM-300, CRF-300, CRF-300-6, ES-1000X MAIN BOARD, ES-200X MAIN BOARD with PWRMOD24, ES-200X MAIN BOARD without PWRMOD24, ES-50X Main Board, ES-50XP Main Board [Firelite] [SLC MODULES] [*] [#3 TYPE ADDR ¦ MODULES] BG-12LX, BG-12LXSP, CDRM-300, CMF-300, CMF-300-6, CRF-300, CRF-300-6, MDF-300, MMF-300, MMF-300-10, MMF-301, MMF-302, MMF-302-6, WAV-CRL, WAV-CWL, WAV-RL, WAV-WL, W-BG12LX, W-CRF, W-GATE, W-MMF, W-SYN [Firelite] [IDC] 07 ACM-8RF, ANN-RLY, CRF-300-6 [Firelite] [SLC MODULES] [*] [#05 ++] CMF-300-6, CRF-300-6, MMF-300-10, MMF-302-6 [Firelite] [SLC MODULES/SENSORS] [*] [#03 ++] CMF-300-6, CRF-300-6, MMF-300-10, MMF-302-6, W-GATE [Firelite] [SLC MODULES SENSORS] [*] [#1 SHARED ADDR ¦ MODULES] BG-12LX, BG-12LXSP, CDRM-300, CMF-300, CMF-300-6, CRF-300, CRF-300-6, MDF-300, MMF-300, MMF-300-10, MMF-301, MMF-302, MMF-302-6, WAV-CRL, WAV-CWL, WAV-RL, WAV-WL, W-BG12LX, W-CRF, W-DIS-D, W [Firelite] [SLC MODULES/SENSORS] [*] [#02 ++] CDRM-300, CMF-300-6, CRF-300-6, MDF-300, MMF-300-10, MMF-302-6, W-GATE
4208c9ea-4c70-406c-ac48-b3ad651d8683 | SAMPLING PORT2 |  |  | North | Xtralis |  | Air Sampling Detection |  |  |  | Module | TRUE | EWFD |  | Sampling Point 400 Sq. Ft. | 1 | [6 empty] | FALSE | [5 empty] | #FFFF0000 | FA-SAMPLING PORT2 | 1 | FALSE | FALSE | FALSE | 5010 | [13 empty] | FALSE |  |  | 400 sqft |  |  | THOR\acont | 2024-12-10 13:37 |  |  | Cloned from Xtralis VEWFD | [Xtralis] [AIR SAMPLING] [Pipe] EWFD
bf51a0f5-1d36-46ed-b0f3-b3b468341bbe |  |  |  | North | Siemens | [5 empty] | Module | TRUE | ISI-1 | 500-694270 | INTRIN. SAFE ISOLATION BARRIER | 1 | [12 empty] | #FFFFFFFF |  |  | FALSE | FALSE | FALSE | [20 empty] | DESKTOP-7SAL8M7\acont | 2019-08-13 09:04 | THOR\acont | 2024-10-09 10:48
ca54daaf-569b-4e46-821c-b3b4e309c600 | NFPA 170 STROBE WALL |  |  | North | Edwards |  | Strobe |  |  |  | Module | TRUE | G4ERN-A |  | Strobe Expander, Red, no markings, amber | 1 | 0 | 0.294 |  |  |  |  | FALSE | [5 empty] | #FF0070C0 | FA-NFPA 170 STROBE WALL | 1 | FALSE | FALSE | FALSE | 2023 | [13 empty] | FALSE | [7 empty] | THOR\acont | 2024-09-08 17:27 |  | [Edwards, Kidde] [NAC] [16 VDC] G4ERA-A, G4ERA-B, G4ERA-G, G4ERA-R, G4ERF-C, G4ERN-A, G4ERN-B, G4ERN-C, G4ERN-G, G4ERN-R, G4EWA-A, G4EWA-B, G4EWA-G, G4EWA-R, G4EWF-C, G4EWN-A, G4EWN-B, G4EWN-C, G4EWN-G, G4EWN-R, G4F-S2V1575, G4F-S2VM, G4F-S7V1575, G4F-S7 [Edwards, Kidde] [NAC] [24 VDC] G4ERA-A, G4ERA-B, G4ERA-G, G4ERA-R, G4ERF-C, G4ERN-A, G4ERN-B, G4ERN-C, G4ERN-G, G4ERN-R, G4EWA-A, G4EWA-B, G4EWA-G, G4EWA-R, G4EWF-C, G4EWN-A, G4EWN-B, G4EWN-C, G4EWN-G, G4EWN-R, G4F-S2V1575, G4F-S2VM, G4F-S7V1575, G4F-S7
1d294e7e-f01c-4f4d-8352-b3b7798b8876 |  |  |  | North | Bosch | [5 empty] | Module | TRUE | AEC-AEC21-EXT1 | * | AEC2.1 Extension Enclosure with PSU1 0000066495 | 1 | [12 empty] | #FFFFFFFF |  |  | FALSE | FALSE | FALSE | [20 empty] | DESKTOP-7EIEB7A\acont | 2021-08-13 06:25 | THOR\acont | 2024-10-09 10:48
8259722e-f3d7-4481-92f7-b3b881594818 | NFPA 170 SMOKE DETECTOR |  |  | North | Edwards |  | Smoke Detector |  |  |  | Module | TRUE | 23901-00 |  | Prism - Beam Detector | 1 | [6 empty] | FALSE | TRUE |  |  |  |  | #FFFF0000 | FA-NFPA 170 SMOKE DETECTOR | 1 | FALSE | FALSE | FALSE | 1408 | [13 empty] | FALSE | [7 empty] | THOR\acont | 2024-09-08 17:27 | 20191121 AC Detector without base
6accdbf8-d589-4333-b33c-b3bb07385f56 | NFPA 170 SMOKE DETECTOR |  |  | North | Firelite |  | Smoke Detector |  |  |  | Module | TRUE | SD365CO w/B300-6 | + | Advanced multi-criteria fire/CO detector, LiteSpeed®, white, Standard Base | 1 | 0.0002 | 0.0045 |  |  |  |  | FALSE | TRUE |  |  |  |  | #FFFF0000 | FA-NFPA 170 SMOKE DETECTOR | 1 | FALSE | FALSE | FALSE | 1408 | [13 empty] | FALSE |  |  | CO |  |  | DESKTOP-7SAL8M7\acont | 2020-11-05 08:36 | THOR\acont | 2024-09-08 17:27 | Cloned from Firelite SD365 w/B300-6 | [Firelite, System Sensor] [SLC MODULES SENSORS] [*] [#2 SHARED ADDR ¦ SENSORS] AD355 w/B200SR-LF-WH (C), AD355 w/B200SR-WH (C), AD355 w/B210LP (C), AD355 w/B224BI-WH (C), AD355 w/B224RB-WH (C), AD355 w/B501 (C), BEAM355 (C), BEAM355S (C), CP355 w/B200SR- [Firelite, System Sensor] [SLC SENSORS] [*] [#4 TYPE ADDR ¦ SENSORS] AD355 w/B200SR-LF-WH (C), AD355 w/B200SR-WH (C), AD355 w/B210LP (C), AD355 w/B224BI-WH (C), AD355 w/B224RB-WH (C), AD355 w/B501 (C), BEAM355 (C), BEAM355S (C), CP355 w/B200SR-WH (C), CP
473c709a-995c-48ec-b5a0-b3c175d8d072 |  |  |  | North | Kidde |  | Cards & Components |  |  |  | Card | TRUE | VM-NOC |  | Network Option Card, RS485, Class B and Class A wiring. | 1 | [6 empty] | TRUE | [5 empty] | #FFFFFFFF |  |  | FALSE | FALSE | FALSE | [14 empty] | FALSE | [7 empty] | THOR\acont | 2024-10-09 10:48
cf67fcf8-1365-48d3-9678-b3c8dd7d80d6 | NFPA 170 STROBE WALL |  |  | North | Autocall |  | Strobe |  |  |  | Module | TRUE | A4906-9107 | + | Multi-candela strobe, Wall Mount, Fire, White, Amber Lens | 1 | 0 | 0 |  |  |  |  | TRUE | [5 empty] | #FF0070C0 | FA-NFPA 170 STROBE WALL | 1 | FALSE | FALSE | FALSE | 2023 | [19 empty] | DESKTOP-EUPOT3B\aucon | 2022-01-13 05:10 | THOR\acont | 2024-09-08 17:27 | Cloned from Autocall A4906-9103 | [Autocall, Simplex] [NAC] [MAX] 4906-9107, 4906-9108, A4906-9107, A4906-9108
6d881bd9-6217-4f39-8fd0-b3d1ba90f2ae |  |  |  | North | Edwards |  | Hardware |  |  |  | Hardware | TRUE | 3-TAMP |  | Cabinet Tamper Switch | 1 | [12 empty] | #FFFFFFFF |  |  | FALSE | FALSE | FALSE | [22 empty] | THOR\acont | 2024-10-09 10:48
352f16df-aea7-4570-b976-b3d67a2b9373 | NFPA 170 HEAT DETECTOR |  |  | North | System Sensor |  | Heat Detector |  |  |  | Module | TRUE | 5251B-WP | ++ | Thermal Sensor, fixed temperature, Weatherproof | 1 | 0.0003 | 0.0065 |  |  |  |  | FALSE | TRUE |  |  |  |  | #FFFF0000 | FA-NFPA 170 HEAT DETECTOR | 1 | FALSE | FALSE | FALSE | 1403 | [13 empty] | FALSE |  |  | F |  |  | DESKTOP-7SAL8M7\acont | 2020-05-20 08:40 | THOR\acont | 2024-09-08 17:27 | Cloned from Notifier 5251B | [Honeywell, Notifier, System Sensor] [SLC SENSORS] [*] [#4 TYPE ADDR ¦ SENSORS] 2251B (C), 2251-COPTIR (C), 2251-COPTIR w/B200S-WH (C), 2251TB (C), 2251TMB (C), 5251B (C), 5251B-WP (C), 5251H (C), 5251RB (C), 5251RB-WP (C), 7251 (C), 7251DH (C), DH200LP [Honeywell, Notifier, System Sensor] [SLC MODULES SENSORS] [*] [#2 SHARED ADDR ¦ SENSORS] 2251B (C), 2251-COPTIR (C), 2251-COPTIR w/B200S-WH (C), 2251TB (C), 2251TMB (C), 5251B (C), 5251B-WP (C), 5251H (C), 5251RB (C), 5251RB-WP (C), 7251 (C), 7251DH (C)
97ac3f73-adc2-40e1-8ba7-b3df66bf07ca | NFPA 170 STROBE WALL |  |  | North | Edwards |  | Strobe |  |  |  | Module | TRUE | CS405-7A-T |  | Outdoor Strobe, 15/75cd, Red, Terminals | 1 | 0 | 0.15 |  |  |  |  | FALSE | FALSE |  |  |  |  | #FF0070C0 | FA-NFPA 170 STROBE WALL | 1 | FALSE | FALSE | FALSE | 2023 | [13 empty] | FALSE | [7 empty] | THOR\acont | 2024-09-08 17:27 |  | [Edwards] [NAC] [24 VFWR] 405-7A-T, 405-7A-TW, CS405-7A-T [Edwards] [NAC] [24 VDC] 405-7A-T, 405-7A-TW, CS405-7A-T
2bf1435b-d98d-4a30-93ae-b3e2a4193967 | NFPA 170 EM STROBE WALL |  |  | North | Block Definition Only |  | Strobe |  |  |  | Module | TRUE | NFPA 170 EM STROBE WALL |  | NFPA 170 EM STROBE WALL | 1 | [12 empty] | #FF0070C0 | FA-NFPA 170 EM STROBE WALL | 1 | FALSE | FALSE | FALSE | 2008 | [19 empty] | AULAPTOP-PC\Aulaptop | 2020-03-26 07:41 | THOR\acont | 2024-09-08 17:27
8018fd8b-2b0b-4ad6-8309-b3e503b26cb2 | NFPA 170 FIRE ALARM CONTROL UNIT | RISER FACP |  | North | Hochiki |  | Fire Alarm Control Unit |  |  |  | Assembly | TRUE | LA803K1-44 |  | FireNET L@TITUDE Analog Addressable Fire Alarm Control Panel, 8 Slot Standard Plex-Door Enclosure, 10.25 A Auto Voltage, 2-Loop Panel Module, Hochiki Protocol, Network Module, and Media Gateway™, Gray, Printer / 48 Zone LEDs | 1 | [6 empty] | FALSE |  |  | *Refer to Install Sheet | 16.5in (W) x 23.2in (H) x 6in (D) | KM5FCRD (Optional Semi-Flush Mounting Kit) | #FFFF0000 | FA-NFPA 170 FIRE ALARM CONTROL UNIT | 1 | FALSE | FALSE | FALSE | 202 | [8 empty] | 7,12,18,28,33,40 |  |  | 10.25 |  | TRUE | [5 empty] | DESKTOP-GHR3H5U\Anthony | 2019-11-27 07:23 | THOR\acont | 2024-09-08 17:27
d78902a0-f96b-4a86-a472-b3e5f1bd4125 |  |  |  | North | Monaco Enterprises |  | Cards & Components |  |  |  | Card | TRUE | 326-M00-01 |  | MAAP-X standard message card—8 MNS, 1 fire, for 9 total pre-recorded messages. These are summaries, not the full-message text; voice gender is female for all messages:Message 1 Emergency, evacuate to designated areaMessage 2 Bomb threat, evacuate at nearest exitMessage 3 Severe weather warningMessage 4 Intruder, follow designated pre-planMessage 5 Shelter in-placeMessage 6 Emergency, use alternate exitMessage 7 Emergency has endedMessage 8 Test of Monaco Mass Notification SystemMessage 9 Fire emergency, leave by nearest exit | 1 | [6 empty] | TRUE | [5 empty] | #FFFFFFFF |  |  | FALSE | FALSE | FALSE | [20 empty] | AULAPTOP-PC\Aulaptop | 2019-04-20 03:50 | THOR\acont | 2024-10-09 10:48
826260e6-c6b6-4027-bba8-b3eb37917590 | NFPA 170 HORN STROBE |  |  | North | Monaco Enterprises |  | Horn/Strobe |  |  |  | Module | TRUE | 580-087-00 |  | SPEAKER/STROBE:15-115 CANDELA,1/4 TO 2 WATT,WITH BACKBOX,WHITE,SQUARE | 1 | 0 | 0.181 |  |  |  |  | FALSE | FALSE |  |  |  |  | #FF0070C0 | FA-NFPA 170 HORN STROBE | 1 | FALSE | FALSE | FALSE | 2012 | [13 empty] | FALSE | [5 empty] | DESKTOP-7SAL8M7\acont | 2020-03-02 16:38 | THOR\acont | 2024-09-08 17:27 | Cloned from System Sensor SPSWK | [Monaco Enterprises] [AUDIO 25v] [25V AUDIO] 580-086-01, 580-087-00, 580-088-00 [Monaco Enterprises] [NAC] 580-086-01, 580-087-00, 580-088-00 [Monaco Enterprises] [AUDIO 70.7v] [70V AUDIO] 580-086-01, 580-087-00, 580-088-00
25568e7d-99d6-4a1d-8306-b3f0e0a5ee92 | CADGEN DOOR CONTACT |  |  | North | NASCOM |  | Door Contact |  |  |  | Module | TRUE | MET-202C | ++ | Surface Mount Armored Commercial Type W/Wire Leads or Armored Cable | 1 |  |  |  |  | 1.5 | [7 empty] | #FFFF0000 | FA-CADGEN DOOR CONTACT | 1 | FALSE | FALSE | FALSE | [17 empty] | REX |  |  | DESKTOP-7EIEB7A\acont | 2023-01-30 11:17 | THOR\acont | 2024-09-08 17:27 | Cloned from NASCOM MET-201B | [NASCOM] [ACCESS CONTROL INPUT] [*] [INPUT] C CONTACT, D CONTACT, MET-200, MET-200 AR, MET-201B, MET-201B AR, MET-202C, MET-202C AR, MET-202C AR-WP18, MET-204C, MET-204C AR, N1178CGSHK/STO36W1, N200AU/ST036, N200AU/ST036 x 2, N505AUTMC, N707AU/M, N707AU/ [NASCOM] [IDC] 01 [INPUT] C CONTACT, D CONTACT, MET-200, MET-200 AR, MET-201B, MET-201B AR, MET-202C, MET-202C AR, MET-202C AR-WP18, MET-204C, MET-204C AR, N1178CGSHK/STO36W1, N200AU/ST036, N200AU/ST036 x 2, N505AUTMC, N707AU/M, N707AU/ST, N707AU/STATS,
bf9172c5-1d1c-44ea-b878-b3f2d5b4a386 | NFPA 170 HEAT DETECTOR |  |  | North | Gamewell FCI |  | Heat Detector |  |  |  | Module | TRUE | ATD-L3R-IV w/B224BI-IV | + | Thermal heat detector, 135°F rate of rise, ivory, Velociti/CLIP w/ Isolator base, ivory | 1 | 0.0002 | 0.0045 |  |  |  |  | FALSE | TRUE | FLUSH |  | 4" SQ. DEEP | 3 "O" PLASTER RING | #FFFF0000 | FA-NFPA 170 HEAT DETECTOR | 1 | FALSE | FALSE | FALSE | 1403 | [13 empty] | FALSE |  |  | 135°, I |  |  | DESKTOP-7SAL8M7\acont | 2019-05-06 10:45 | THOR\acont | 2024-09-08 17:27 | 20191121 AC Detector with base | [Gamewell FCI] [SLC SENSORS] [*] [#4 TYPE ADDR ¦ SENSORS] ADPF (C), ASD-PL2F w/B200S-LF-WH (C), ASD-PL2F w/B210LP (C), ASD-PL2FR (C), ASD-PL3 w/B200S-LF-WH (C), ASD-PL3 w/B200SR-LF-WH (C), ASD-PL3 w/B200SR-WH (C), ASD-PL3 w/B224BI-WH (C), ASD-PL3 w/B224R [Gamewell FCI] [SLC MODULES SENSORS] [*] [#2 SHARED ADDR ¦ SENSORS] ADPF (C), ASD-PL2F w/B200S-LF-WH (C), ASD-PL2F w/B210LP (C), ASD-PL2FR (C), ASD-PL3 w/B200S-LF-WH (C), ASD-PL3 w/B200SR-LF-WH (C), ASD-PL3 w/B200SR-WH (C), ASD-PL3 w/B224BI-WH (C), ASD-P
793e4263-8461-4cad-9dcd-b3f51b653cc7 | NFPA 170 HORN STROBE |  |  | North | Siemens |  | Horn/Strobe |  |  |  | Module | TRUE | SLFSSWR-F | S54329-F60-A1 | SLFSSWR-F LFS/ST,WALL,RED,FIRE | 1 | [12 empty] | #FF0070C0 | FA-NFPA 170 HORN STROBE | 1 | FALSE | FALSE | FALSE | 2012 | [19 empty] | DESKTOP-7SAL8M7\acont | 2019-08-13 09:04 | THOR\acont | 2024-09-08 17:27 |  | [Siemens] [NAC] [DC CONTINUOUS] SLFSSWR-AL, SLFSSWR-CO, SLFSSWR-F, SLFSSWR-N, SLFSSWW-AL, SLFSSWW-CO, SLFSSWW-F, SLFSSWW-N
247f69a1-a075-4d08-947e-b3f79ec52385 | NFPA 170 SPEAKER STROBE CEILING |  |  | North | Edwards |  | Speaker/Strobe |  |  |  | Module | TRUE | 965-3A-8SW |  | 30cd Strobe, 8" Square Cone, 70V .5, 1, 2, 4w | 1 | [6 empty] | FALSE | TRUE |  |  |  |  | #FF0070C0 | FA-NFPA 170 SPEAKER STROBE CEILING | 1 | FALSE | FALSE | FALSE | 2020 | [13 empty] | FALSE |  |  | C |  |  |  |  | THOR\acont | 2024-09-08 17:27
69c645f3-96a5-4a4c-a86c-b3fb9ef80d8f | NFPA 170 END OF LINE DEVICE |  |  | North | Protectowire |  | Cards & Components |  |  |  | Card | TRUE | FireSystem 2000 Main Board (FS2002) | + | 2 Zone Fire Alarm Control Panel Main Board | 1 | 0.057 | 0.1 |  |  |  |  | TRUE | FALSE |  |  |  |  | #FFFF0000 | FA-NFPA 170 END OF LINE DEVICE | 1 | FALSE | FALSE | FALSE | [14 empty] | FALSE | [5 empty] | DESKTOP-7EIEB7A\acont | 2020-12-11 08:58 | THOR\acont | 2024-09-08 17:27 | Cloned from Firelite MS-10UD Main Board | [Protectowire] [IDC] [#2 TROUBLE] FireSystem 2000 Main Board (FS2002), FireSystem 2000 Main Board (FS2004) [Protectowire] [IDC] [#3 SUPERVISORY] FireSystem 2000 Main Board (FS2002), FireSystem 2000 Main Board (FS2004) [Protectowire] [IDC] [#1 ALARM] FireSystem 2000 Main Board (FS2002), FireSystem 2000 Main Board (FS2004) | [Protectowire] FireSystem 2000 Main Board (FS2002)
3073c4b7-bb96-4fa4-98ff-b3fdcd239c25 |  |  |  | North | System Sensor |  | Cards & Components |  |  |  | Card | TRUE | B501BHT | ++ | Sounder/Base assembly - Temporal Tone | 1 | 0.001 | 0.015 |  |  |  |  | TRUE | FALSE |  |  |  |  | #FFFFFFFF |  |  | FALSE | FALSE | FALSE | [14 empty] | FALSE | [7 empty] | THOR\acont | 2024-10-09 10:48
47dbda6c-b55e-42b6-9c6a-b404645eebd9 | NFPA 170 FIRE ALARM CONTROL UNIT | RISER FACP |  | North | Autocall |  | Fire Alarm Control Unit |  |  |  | Assembly | TRUE | A010-9421 | ++ | Basic control unit with 2x40 Operator Interface, (1) Two-loop isolated IDNet2 Communications Channel and (1) Four-loop Isolated IDNet 2+2 Communications Channel Module, Class A or Class B operation, with support for up to 500 addressable IDNet points, Red | 1 | [6 empty] | TRUE | [5 empty] | #FFFF0000 | FA-NFPA 170 FIRE ALARM CONTROL UNIT | 1 | FALSE | FALSE | FALSE | 202 | [8 empty] | 7,12,18,33,50 |  |  |  |  | TRUE | [5 empty] | DESKTOP-7EIEB7A\acont | 2023-03-29 11:44 | THOR\acont | 2024-09-08 17:27 | Cloned from Autocall A010-9421 - obsolete
b09152da-d59f-4ac5-82f5-b404cdb3b47a | NFPA 170 VALVE SUPERVISORY SWITCH |  |  | North | Potter |  | Valve Supervisory Switch |  |  |  | Module | TRUE | VS | + | CONTACT DEVICE | 1 | [6 empty] | FALSE | [5 empty] | #FFFF0000 | FA-NFPA 170 VALVE SUPERVISORY SWITCH | 1 | FALSE | FALSE | FALSE | 916 | [13 empty] | FALSE | [7 empty] | THOR\acont | 2024-09-08 17:27
4aa66b69-780d-4872-9b8e-b409909a0609 |  |  |  | North | Siemens |  | Hardware |  |  |  | Hardware | TRUE | ID-SP | 500-633028 | INNER DOOR SINGLE BLANK PLATE (2 PER PACKAGE) MOUNTS TO CAB/REMBOX INNER DOORS | 1 | [6 empty] | FALSE | [5 empty] | #FFFFFFFF |  |  | FALSE | FALSE | FALSE | [14 empty] | FALSE | [5 empty] | AULAPTOP-PC\Aulaptop | 2018-08-24 02:41 | THOR\acont | 2024-10-09 10:48 | Cloned from Siemens CLONED Part
e0c69a6a-54f0-4cc9-ba6d-b40b63800c8a | NFPA 170 SPEAKER WALL |  |  | North | Concealite |  | Speaker |  |  |  | Module | TRUE | FA900-W-ELSPKW | + | WALL SPEAKER, WHITE, FIRE | 1 | [6 empty] | TRUE | [5 empty] | #FF0070C0 | FA-NFPA 170 SPEAKER WALL | 1 | FALSE | FALSE | FALSE | 2020 | [19 empty] | THOR\acont | 2024-01-29 09:05 | THOR\acont | 2024-09-08 17:27 | Cloned from Eaton Wheelock ELSPKW | [Concealite, Eaton Wheelock] [AUDIO 70.7v] [70V AUDIO] ELSPKR, ELSPKR-AL, ELSPKRC (C), ELSPKRC-AL (C), ELSPKRC-N (C), ELSPKR-N, ELSPKW, ELSPKW-AL, ELSPKWC (C), ELSPKWC-AL (C), ELSPKWC-N (C), ELSPKW-N, ELSPSTR, ELSPSTR-AL, ELSPSTRC (C), ELSPSTRC-AL (C), E [Concealite, Eaton Wheelock] [AUDIO 25v] [25V AUDIO] ELSPKR, ELSPKR-AL, ELSPKRC (C), ELSPKRC-AL (C), ELSPKRC-N (C), ELSPKR-N, ELSPKW, ELSPKW-AL, ELSPKWC (C), ELSPKWC-AL (C), ELSPKWC-N (C), ELSPKW-N, ELSPSTR, ELSPSTR-AL, ELSPSTRC (C), ELSPSTRC-AL (C), ELS [Concealite] [AUX POWER] [AUX] FA900-W-ELHNR, FA900-W-ELHSR, FA900-W-ELHSW, FA900-W-ELSPKR, FA900-W-ELSPKW, FA900-W-ELSPSTR, FA900-W-ELSPSTW, FA900-W-ELSTR, FA900-W-ELSTW, FAFX-C-ELHNWC (C), FAFX-C-ELHSRC (C), FAFX-C-ELHSWC (C), FAFX-C-ELSPKWC (C), FAFX-
ca735815-42f0-4a3b-b190-b40c4955de25 |  |  |  | North | Siemens | [5 empty] | Module | TRUE | 40/40U-112SF | S54430-F235-A1 | UV FLM DET WO1 75C 3/4" SS FM | 1 | [12 empty] | #FFFFFFFF |  |  | FALSE | FALSE | FALSE | [20 empty] | DESKTOP-7SAL8M7\acont | 2019-08-13 09:04 | THOR\acont | 2024-10-09 10:48
594df156-a8c2-4d92-874b-b40cca21c7df | NFPA 170 ADDRESSABLE INPUT MONITOR MODULE |  |  | North | MIRCOM |  | Addressable Module |  |  |  | Module | TRUE | MIX-4041 | + | Mini Dual Input Monitor Module | 2 | 0.002 | 0.0033 |  |  |  |  | FALSE | [5 empty] | #FFFF0000 | FA-NFPA 170 ADDRESSABLE INPUT MONITOR MODULE | 1 | FALSE | FALSE | FALSE | 1000 | [13 empty] | FALSE |  |  | 2 |  |  | DESKTOP-7EIEB7A\acont | 2022-05-17 09:16 | THOR\acont | 2024-09-08 17:27 | Cloned from MIRCOM MIX-4040 | [MIRCOM] [SLC MODULES] [*] [#3 TYPE ADDR ¦ MODULES] CR-6, CZ-6, IM-10, MIX-100P, MIX-100R, MIX-100S, MIX-101P, MIX-4040, MIX-4040M, MIX-4041, MIX-4045, MIX-4045-M, MIX-4046, MIX-M500DM, MIX-M500DMAP, MIX-M500FP, MIX-M500M, MIX-M500MAP, MIX-M500R, MIX-M50 [MIRCOM] [SLC MODULES SENSORS] [*] [#1 SHARED ADDR ¦ MODULES] CR-6, CZ-6, IM-10, MIX-100P, MIX-100R, MIX-100S, MIX-100X, MIX-101P, MIX-4040, MIX-4040M, MIX-4041, MIX-4045, MIX-4045-M, MIX-4046, MIX-M500DM, MIX-M500DMAP, MIX-M500FP, MIX-M500M, MIX-M500MAP [MIRCOM] [SLC MODULES] [#2 MODULES ++] MIX-4040, MIX-4041, MIX-4045, MIX-M500DM, MIX-M500DMAP, MS-710MPU MIX-4041 [MIRCOM] [SLC MODULES/SENSORS] [#2 MODULES ++] MIX-4040, MIX-4041, MIX-4045, MIX-M500DM, MIX-M500DMAP, MS-710MPU MIX-4041 | [MIRCOM] MIX-4040, MIX-4041, MS-710MPU MIX-4041
73648848-899a-4a40-88c0-b40f0c7c1b69 | NFPA 170 HORN STROBE |  |  | North | Edwards |  | Horn/Strobe |  |  |  | Module | TRUE | G4F-S7V1575 |  | 70V Speaker/Strobe, White, running man, FIRE, 15/75 cd | 1 | 0 | 0.078 |  |  |  |  | FALSE | [5 empty] | #FF0070C0 | FA-NFPA 170 HORN STROBE | 1 | FALSE | FALSE | FALSE | 2012 | [13 empty] | FALSE | [7 empty] | THOR\acont | 2024-09-08 17:27 |  | [Edwards, Kidde] [AUDIO 70.7v] [70V AUDIO] G4F-S7, G4F-S7V1575, G4F-S7VM, G4HFRF-S7, G4HFRF-S7VMC, G4HFRN-S7, G4HFRN-S7VMC, G4HFWA-S7, G4HFWA-S7VMA, G4HFWA-S7VMC, G4HFWF-S7, G4HFWF-S7VMC, G4HFWN-S7, G4HFWN-S7VMA, G4HFWN-S7VMB, G4HFWN-S7VMC, G4RF-S7, G4RF [Edwards, Kidde] [NAC] [24 VDC] G4ERA-A, G4ERA-B, G4ERA-G, G4ERA-R, G4ERF-C, G4ERN-A, G4ERN-B, G4ERN-C, G4ERN-G, G4ERN-R, G4EWA-A, G4EWA-B, G4EWA-G, G4EWA-R, G4EWF-C, G4EWN-A, G4EWN-B, G4EWN-C, G4EWN-G, G4EWN-R, G4F-S2V1575, G4F-S2VM, G4F-S7V1575, G4F-S7 [Edwards, Kidde] [NAC] [16 VDC] G4ERA-A, G4ERA-B, G4ERA-G, G4ERA-R, G4ERF-C, G4ERN-A, G4ERN-B, G4ERN-C, G4ERN-G, G4ERN-R, G4EWA-A, G4EWA-B, G4EWA-G, G4EWA-R, G4EWF-C, G4EWN-A, G4EWN-B, G4EWN-C, G4EWN-G, G4EWN-R, G4F-S2V1575, G4F-S2VM, G4F-S7V1575, G4F-S7
57155aa0-fe5b-4a5e-b1cf-b4126ce97f6a |  |  |  | North | Notifier |  | Hardware |  |  |  | Hardware | TRUE | DR-A4 |  | Door assembly, window, one tier, BLACK, 14.20 lbs. | 1 | [6 empty] | FALSE | [5 empty] | #FFFFFFFF |  |  | FALSE | FALSE | FALSE | [14 empty] | FALSE | [7 empty] | THOR\acont | 2024-10-09 10:48
044bb1fb-fc9c-4187-a1d3-b414e7203d58 | NFPA 170 HEAT DETECTOR |  |  | North | MIRCOM |  | Heat Detector |  |  |  | Module | TRUE | MIX-5351AP w/B200SR-WH | ++ | Intelligent Heat Detector, Fixed Temperature, White - UL, Sounder Base | 1 | 0.0002 | 0.0045 |  |  |  |  | FALSE | TRUE |  |  |  |  | #FFFF0000 | FA-NFPA 170 HEAT DETECTOR | 1 | FALSE | FALSE | FALSE | 1403 | [13 empty] | FALSE |  |  | 135° FT |  |  | DESKTOP-7EIEB7A\acont | 2023-05-25 09:26 | THOR\acont | 2024-09-08 17:27 | Cloned from MIRCOM MIX-5251AP w/B200SR | [MIRCOM] [SLC MODULES SENSORS] [*] [#2 SHARED ADDR ¦ SENSORS] DNR w/MIX-2251BR (C), DNR w/MIX-2351RAP (C), MIX-1251AP w/B200SR-LF-WH (C), MIX-1251AP w/B200SR-WH (C), MIX-1251AP w/B210LP (C), MIX-1251AP w/B224RB-WH (C), MIX-1251AP w/B501 (C), MIX-1251B w/ [MIRCOM, Monaco Enterprises] [AUX POWER] 721-121-00 w/B200SR-WH (C), 721-124-00 w/B200SR-WH (C), 722-121-00 w/B200SR-WH (C), 722-406-00 w/B200SR-WH (C), 723-345-00 w/B200SR-WH (C), 723-353-00 w/B200SR-WH (C), 723-361-00 w/B200SR-WH (C), MIX-1251AP w/B200 [MIRCOM] [SLC SENSORS] [*] [#4 TYPE ADDR ¦ SENSORS] DNR w/MIX-2251BR (C), DNR w/MIX-2351RAP (C), MIX-1251AP w/B200SR-LF-WH (C), MIX-1251AP w/B200SR-WH (C), MIX-1251AP w/B210LP (C), MIX-1251AP w/B224RB-WH (C), MIX-1251AP w/B501 (C), MIX-1251B w/B200SR-LF-
4debe7f0-a6b1-494d-9572-b419f62b28bf | NFPA 170 HORN |  |  | North | Siemens |  | Horn |  |  |  | Module | TRUE | S-15WR | 500-649494++ | SUPERVISED HORN LOUDSPEAKER RED | 1 | [12 empty] | #FF0070C0 | FA-NFPA 170 HORN | 1 | FALSE | FALSE | FALSE | 2010 | [19 empty] | DESKTOP-7SAL8M7\acont | 2019-08-13 09:04 | THOR\acont | 2024-09-08 17:27 | B,T | [Siemens] [AUDIO 70.7v] [70V AUDIO] S-15WR [Siemens] [AUDIO 25v] [25V AUDIO] S-15WR
6607ce1a-a622-447c-b924-b41b22456b8b | NFPA 170 REMOTE ANNUNCIATOR | RISER ANNUNCIATOR |  | North | Edwards |  | Remote Annunciator |  |  |  | Assembly | TRUE | RLED24R |  | LED Ann, Y/R LEDs for 24 zones, red | 1 | [6 empty] | FALSE | [5 empty] | #FFFF0000 | FA-NFPA 170 REMOTE ANNUNCIATOR | 1 | FALSE | FALSE | FALSE | 255 | [8 empty] | 7,12,18 |  |  |  |  | TRUE | [7 empty] | THOR\acont | 2024-09-08 17:27
c7c4cf49-355e-4ca9-9eeb-b4288875fa2f | NFPA 170 STROBE CEILING |  |  | North | Gentex |  | Strobe |  |  |  | Module | TRUE | GCS24PCW |  | GCS Series 24 Volt Ceiling Mount Selectable Strobe, White, Plain | 1 | 0 | 0.12 |  |  |  |  | FALSE | TRUE |  |  |  |  | #FF0070C0 | FA-NFPA 170 STROBE CEILING | 1 | FALSE | FALSE | FALSE | 2022 | [13 empty] | FALSE |  |  | C |  |  |  |  | THOR\acont | 2024-09-08 17:27 |  | [Gentex, Harrington, Hochiki] [NAC] [UL MAX] GCS24CR (C), GCS24CW (C), GCS24PCR (C), GCS24PCW (C), HCS24CR (C), HCS24CW (C), HCS24PCR (C), HCS24PCW (C), SSG4-24CR (C), SSG4-24CW (C) [Gentex, Harrington, Hochiki] [NAC] [24 VDC] GCS24CR (C), GCS24CW (C), GCS24PCR (C), GCS24PCW (C), HCS24CR (C), HCS24CW (C), HCS24PCR (C), HCS24PCW (C), SSG4-24CR (C), SSG4-24CW (C)
aab50983-1083-4d27-b287-b42c70ea2f04 | NFPA 170 AMPLIFIER RACK | RISER AMP |  | North | Evax |  | Amplifier |  |  |  | Assembly | TRUE | HMX-DP25 (70V) | + | Distributed Panel, Dual Channel, 25W | 1 | [6 empty] | FALSE | [5 empty] | #FFFF0000 | FA-NFPA 170 AMPLIFIER RACK | 1 | FALSE | FALSE | FALSE | 300 | [8 empty] | 7,12,18 |  |  |  | 25 | TRUE | [5 empty] | DESKTOP-7SAL8M7\acont | 2020-07-16 11:07 | THOR\acont | 2024-09-08 17:27 | Cloned from Hochiki FNVDP25 (70V)
b9ba9ee0-900f-4d67-bcbc-b4314824a0c2 |  |  |  | North | Edwards |  | Hardware |  |  |  | Hardware | TRUE | CM10905 |  | 3/4" Red ABS 45° Elbow | 1 | [6 empty] | FALSE | [5 empty] | #FFFFFFFF |  |  | FALSE | FALSE | FALSE | [14 empty] | FALSE | [7 empty] | THOR\acont | 2024-10-09 10:48
a5208cc8-ec69-4b4f-a403-b4319b6442dc |  |  |  | North | Potter | [5 empty] | Module | TRUE | PAV |  | Automatic Air Vent | 1 | [6 empty] | FALSE | [5 empty] | #FFFFFFFF |  |  | FALSE | FALSE | FALSE | [14 empty] | FALSE | [7 empty] | THOR\acont | 2024-10-09 10:48
b79910d7-59ee-455f-b1e9-b433838569a7 |  |  |  | North | Edwards |  | Hardware |  |  |  | Hardware | TRUE | CM10954 |  | 3/4" Red ABS Pipe Clip | 1 | [6 empty] | FALSE | [5 empty] | #FFFFFFFF |  |  | FALSE | FALSE | FALSE | [14 empty] | FALSE | [7 empty] | THOR\acont | 2024-10-09 10:48
63788b02-799b-4c8f-887c-b43b6c9dc535 |  |  |  | North | Ampac | [5 empty] | Card | TRUE | SP8X Base Card |  | Base Card for SP8X and SP16X Panels | 1 | [6 empty] | TRUE | [5 empty] | #FFFFFFFF |  |  | FALSE | FALSE | [21 empty] | XPS-17-9710\August | 2024-11-06 04:54 | XPS-17-9710\August | 2024-11-07 06:13
1585f960-b544-41c6-ad64-b43f95e3ccd2 | NFPA 170 WIRELESS CONTROL UNIT |  |  | North | Notifier |  | Wireless Control Unit |  |  |  | Module | TRUE | WAV-CWL | + | Wireless AV base, ceiling, white | 1 | [6 empty] | FALSE | [5 empty] | #FFFF0000 | FA-NFPA 170 WIRELESS CONTROL UNIT | 1 | FALSE | FALSE | FALSE | [14 empty] | FALSE |  |  | WAV-CWL |  |  | DESKTOP-7SAL8M7\acont | 2019-06-14 10:34 | THOR\acont | 2024-09-08 17:27 | Cloned from Firelite WAV-CWL | [Honeywell, Notifier, System Sensor] [SLC MODULES SENSORS] [*] [#1 SHARED ADDR ¦ MODULES] 30-3013 w/FMM-101, Q3013D, ACM-8R, ACPS-610, AMPS-24, AMPS-24E, EM-1M, EM-1MI, EM-1MM, EM-1MMI, EM-1R, EM-1RI, EM-1SR, EM-1SRI, FCM-1, FCM-1-REL, FD7044 MM-101, FDM [Honeywell, Notifier, System Sensor] [SLC MODULES] [*] [#3 TYPE ADDR ¦ MODULES] 30-3013 w/FMM-101, Q3013D, ACM-8R, ACPS-610, AMPS-24, AMPS-24E, EM-1M, EM-1MI, EM-1MM, EM-1MMI, EM-1R, EM-1RI, EM-1SR, EM-1SRI, FCM-1, FCM-1-REL, FD7044 MM-101, FDM-1, FDRM-1 [Farenhyt, Firelite, Gamewell FCI, Notifier, Silent Knight] [SWIFT MESH DEVICES] 03 WAV-CRL, WAV-CWL, WAV-RL, WAV-WL [Farenhyt, Firelite, Gamewell FCI, Notifier, Silent Knight, System Sensor] [SWIFT MESH DEVICES] 01 HRL-LF w/ WAV-RL, HWL-LF w/ WAV-WL, P2RL w/WAV-RL, P2RLED w/WAV-RL, P2RL-LF w/ WAV-RL, P2WL w/ WAV-WL, P2WLED w/ WAV-WL, P2WL-LF w/ WAV-WL, SRL w/ WAV-RL, | [Farenhyt, Firelite, Gamewell FCI, Notifier, Silent Knight] WAV-CRL, WAV-CWL, WAV-RL, WAV-WL
a26fccfd-0815-4dc4-ba47-b4436f64f914 |  |  |  | North | Siemens |  | Cards & Components |  |  |  | Card | TRUE | VTO2001-U3 | S54400-C60-A2 | Option module (24 switches) Cerberus PRO switch module used on FV922/FV924 to add manual voice control. Up to four VTO2001-U3s can be supported on a single panel enclosure row. | 1 | 0.017 | 0.143 |  |  |  |  | TRUE | [5 empty] | #FFFFFFFF |  |  | FALSE | FALSE | FALSE | [20 empty] | AULAPTOP-PC\Aulaptop | 2019-04-20 20:32 | THOR\acont | 2024-10-09 10:48 | 16mA (standby) 143mA (active)
4d1fa600-11d0-4ba0-aea7-b444addb1c41 | NFPA 170 STROBE WALL |  |  | North | Edwards |  | Strobe |  |  |  | Module | TRUE | 405-6A-TW |  | 60cdW, 30cdC Strobe, White, Terminals | 1 | [6 empty] | FALSE | FALSE |  |  |  |  | #FF0070C0 | FA-NFPA 170 STROBE WALL | 1 | FALSE | FALSE | FALSE | 2023 | [13 empty] | FALSE |  |  | C |  |  |  |  | THOR\acont | 2024-09-08 17:27 |  | [Edwards] [NAC] [24 VDC] 405-6A-T, 405-6A-TW [Edwards] [NAC] [24 VFWR] 405-6A-T, 405-6A-TW
b4f1741c-29d3-48b4-acb5-b447032e2636 |  |  |  | North | Edwards |  | Hardware |  |  |  | Hardware | TRUE | MN-TPBLK1 |  | TP Series Single circuit breaker lockout kit | 1 | [6 empty] | FALSE | [5 empty] | #FFFFFFFF |  |  | FALSE | FALSE | FALSE | [14 empty] | FALSE | [7 empty] | THOR\acont | 2024-10-09 10:48
f9022e2d-a6bc-4a11-9bfb-b45268730a83 | NFPA 170 SMOKE DETECTOR |  |  | North | Edwards |  | Smoke Detector |  |  |  | Module | TRUE | EC2-OS w/EC2-RB BASE | + | Smoke detector, photoelectric, two-wire | 1 | 8.8e-05 | 0.06 |  |  |  |  | FALSE | TRUE |  |  |  |  | #FFFF0000 | FA-NFPA 170 SMOKE DETECTOR | 1 | FALSE | FALSE | FALSE | 1408 | [13 empty] | FALSE | [5 empty] | DESKTOP-7EIEB7A\acont | 2022-07-19 07:25 | THOR\acont | 2024-10-08 14:46 | Cloned from Edwards SIGA-PD w/SIGA-RB BASE | [Edwards] [IDC] 01 [*] EC2-H w/EC2-RB BASE (C), EC2-H w/EC2-RB4 BASE (C), EC2-H w/EC2-SB BASE (C), EC2-H w/EC2-SB4 BASE (C), EC2-OS w/EC2-RB BASE (C), EC2-OS w/EC2-RB4 BASE (C), EC2-OS w/EC2-SB BASE (C), EC2-OS w/EC2-SB4 BASE (C), EC2-OSH w/EC2-RB BASE (
7fc67db1-0e52-4091-9b9f-b4526ecaac95 |  |  |  | North | Edwards |  | Hardware |  |  |  | Hardware | TRUE | 3-CAB24DRL-E |  | Red Door Assembly for 3-CAB21, EN-54 | 1 | [12 empty] | #FFFFFFFF |  |  | FALSE | FALSE | FALSE | [20 empty] | DESKTOP-7SAL8M7\acont | 2019-12-13 12:52 | THOR\acont | 2024-10-09 10:48
e14655f7-01fd-48ec-891d-b45aa10e28bd | NFPA 170 CELL COMM | RISER CELL COMM |  | North | DMP |  | Cellular Communicator |  |  |  | Module | TRUE | 263LTE-V5 (12V) |  | Cellular Communicator for Verizon LTE | 1 | 0.014 | 0.014 |  |  |  |  | FALSE | [5 empty] | #FFFF0000 | FA-NFPA 170 CELL COMM | 1 | FALSE | FALSE | FALSE | 251 | [13 empty] | FALSE | [5 empty] | DESKTOP-QGO6JOK\acont | 2022-03-17 10:27 | THOR\acont | 2024-09-08 17:27 | Cloned from DMP CellComSLCZ | [DMP, DSC, NAPCO] [DACT] 01 [DACT] 263LTE, 263LTE-A, 263LTE-V, 263LTE-V5 (12V), 3G3070-CF HSPA, CDMA-FIRE, CellComSLC, CellComSLCF, CellComSLCZ, DUALCOMNF-LV (12V), DUALCOMNF-LV (24V), TL300CF [DMP, DSC, Honeywell, NAPCO] [IDC] 01 [TROUBLE] 263LTE, 263LTE-A, 263LTE-V, 263LTE-V5 (12V), 3G3070-CF HSPA, CDMA-FIRE, CellComSLC, CellComSLCF, CellComSLCZ, DUALCOMNF-LV (12V), DUALCOMNF-LV (24V), HWF2A-COM Main Board, HWF2V-COM Main Board, IPGSM-4G, TL [DMP] [AUX POWER] [*] 263LTE, 263LTE-A, 263LTE-V, 263LTE-V5 (12V), DUALCOMNF-LV (12V), DUALCOMNF-LV (24V) | [DMP] 263LTE, 263LTE-A, 263LTE-V, 263LTE-V5 (12V)
b49a673d-5755-44b4-93d1-b45cee7d256e |  |  |  | North | Bosch | [5 empty] | Module | TRUE | D285DH | * | DUCT PHOTOELECTRIC SMOKE DETEC TOR | 1 | [12 empty] | #FFFFFFFF |  |  | FALSE | FALSE | FALSE | [20 empty] | DESKTOP-7EIEB7A\acont | 2021-08-13 06:25 | THOR\acont | 2024-10-09 10:48
a6374a6f-5b28-42aa-aa44-b4650dd31573 | NFPA 170 STROBE CEILING |  |  | North | Gentex |  | Strobe |  |  |  | Module | TRUE | GCSB24PCW |  | GCS Colored Lens, Selectable Candela, Ceiling, White, Plain, Blue Lens | 1 | 0 | 0.139 |  |  |  |  | FALSE | TRUE |  |  |  |  | #FF0070C0 | FA-NFPA 170 STROBE CEILING | 1 | FALSE | FALSE | FALSE | 2022 | [13 empty] | FALSE |  |  | C |  |  |  |  | THOR\acont | 2024-09-08 17:27 |  | [Gentex] [NAC] [UL MAX] GCSB24PCR (C), GCSB24PCW (C), GCSG24PCR (C), GCSG24PCW (C), GCSR24PCR (C), GCSR24PCW (C)
8d662f19-1476-411b-85bb-b469f396acdf | D12 |  |  | North | Consilium |  | Miscellaneous |  |  |  | Module | TRUE | 5200031-02B | ++ | MCP-A WP SCI Manual call point, Addressable incl. SCI for wet space IP67 | 1 | 0.00025 | 0.0025 |  |  | 30 |  | TRUE | [5 empty] | #FFFF0000 | FA-D12 | 1 | FALSE | FALSE | FALSE | [20 empty] | DESKTOP-7EIEB7A\acont | 2022-07-28 16:21 | THOR\acont | 2024-09-08 17:27 | Cloned from Consilium 5200030-02B | [Consilium] [SLC CONSILIUM] [*] [#1 SHARED ADDR ¦ ALL] 040000 + 5100774-00A, 040005 + 5100774-00A, 040020 + 5100776-00A + 5100774-00A, 040020 + 5200313-00A, 040030 + 5100776-00A + 5100774-00A, 040030 + 5200313-00A + 5100626-00B, 5101060-00A + 5100774-00A
8c4ea4d4-7a08-4761-b934-b46d0b559d3e |  |  |  | North | Bosch | [5 empty] | Module | TRUE | NPD-5001-POE-RO | * | ***(Ross)Midspan, 15W, single port, | 1 | [12 empty] | #FFFFFFFF |  |  | FALSE | FALSE | FALSE | [20 empty] | DESKTOP-7EIEB7A\acont | 2021-08-13 06:25 | THOR\acont | 2024-10-09 10:48
aef00a6c-2acc-4542-960a-b46f101e6dc9 | NFPA 170 SMOKE DETECTOR |  |  | North | Firelite |  | Smoke Detector |  |  |  | Module | TRUE | SD355 w/B210LP | + | White, Addressable photoelectric detector, Standard Base | 1 | 0.0003 | 0.0065 |  |  |  |  | FALSE | TRUE |  |  |  |  | #FFFF0000 | FA-NFPA 170 SMOKE DETECTOR | 1 | FALSE | FALSE | FALSE | 1408 | [13 empty] | FALSE | [5 empty] | DESKTOP-7SAL8M7\acont | 2019-03-28 06:22 | THOR\acont | 2024-09-08 17:27 | 20191121 AC Detector with base | [Firelite, System Sensor] [SLC SENSORS] [*] [#4 TYPE ADDR ¦ SENSORS] AD355 w/B200SR-LF-WH (C), AD355 w/B200SR-WH (C), AD355 w/B210LP (C), AD355 w/B224BI-WH (C), AD355 w/B224RB-WH (C), AD355 w/B501 (C), BEAM355 (C), BEAM355S (C), CP355 w/B200SR-WH (C), CP [Firelite, System Sensor] [SLC MODULES SENSORS] [*] [#2 SHARED ADDR ¦ SENSORS] AD355 w/B200SR-LF-WH (C), AD355 w/B200SR-WH (C), AD355 w/B210LP (C), AD355 w/B224BI-WH (C), AD355 w/B224RB-WH (C), AD355 w/B501 (C), BEAM355 (C), BEAM355S (C), CP355 w/B200SR-
0d2fc809-45d6-47e9-b3a9-b46faa390643 |  |  |  | North | Honeywell |  | Cards & Components |  |  |  | Card | TRUE | IPGSM-4G Main Board | + | Main Board | 1 | 0.21 | 0.29 |  |  |  |  | TRUE | FALSE |  |  |  |  | #FFFFFFFF |  |  | FALSE | FALSE | FALSE | [14 empty] | FALSE | [7 empty] | THOR\acont | 2024-10-09 10:48
9af1f5c6-4e82-41d5-a1bc-b472826b4c18 | EQUIPMENT ENCLOSURE |  |  | North | BluePoint |  | Enclosure |  |  |  | Module | TRUE | BP-BHE-B299 | ++ | HW POPEX Module | 1 | 0.035 | 0.035 |  |  | 12 | [7 empty] | #FFFF0000 | FA-EQUIPMENT ENCLOSURE | 1 | FALSE | FALSE | FALSE | [20 empty] | THOR\acont | 2024-04-12 14:29 | THOR\acont | 2024-09-08 17:27 | Cloned from Bosch B299 | [BluePoint, Bosch] [SDI2 BOSCH] [*] [ALL DEVICES ++] B208, B299, B308, B426, B450, B450-CHI, B450-M, B810, B820, B901, B915, B915I, B920, B921C, B925F, B926F, B930, B940W, B942, B942W, BP-BHE-B208A, BP-BHE-B299 | [BluePoint, Bosch] B299, BP-BHE-B299
476f8e42-9f44-4892-9fc0-b4732361eb0c | NFPA 170 LOCAL OPERATOR CONSOLE | RISER LOC |  | North | MIRCOM |  | Local Operator Console |  |  |  | Assembly | TRUE | FX-LOCR |  | LOCAL OPERATING CONSOLE ENCLOSURE FOR FXMNS(R), RED | 1 | [6 empty] | FALSE | [5 empty] | #FFFF0000 | FA-NFPA 170 LOCAL OPERATOR CONSOLE | 1 | FALSE | FALSE | FALSE | 301 | [8 empty] | 7,12,18 |  |  |  |  | TRUE | [7 empty] | THOR\acont | 2024-09-08 17:27
2f21ff29-bd4d-4c23-8a81-b4801de20bb5 | NFPA 170 FIRE ALARM CONTROL UNIT | RISER FACP |  | North | Autocall |  | Fire Alarm Control Unit |  |  |  | Assembly | TRUE | A2975-9442 | ++ | 4100ES Red 2 Bay Box with Glass Door and Dress Panel - Add Master Controller, Power Supply and other components as required using Assembly Editor | 1 | 0 | 0 |  |  |  |  | TRUE | [5 empty] | #FFFF0000 | FA-NFPA 170 FIRE ALARM CONTROL UNIT | 1 | FALSE | FALSE | FALSE | [9 empty] | 6.2,10,12.7,18,25,33,55 |  |  |  |  | TRUE | [5 empty] | DESKTOP-EUPOT3B\aucon | 2021-12-09 03:28 | THOR\acont | 2024-09-08 17:27 | Cloned from Autocall A2975-9441
05aaae22-0bfd-4c4f-a8ad-b4826d60fff8 | NFPA 170 FLAME DETECTOR |  |  | North | Detectors Incorporated |  | Flame Detector |  |  |  | Module | TRUE | D371 | ++ | UV/3-IR Multi -Spectrum Flame Detector in an explosion proof enclosure | 1 | 0.06 | 0.09 |  |  |  |  | FALSE | FALSE |  |  |  |  | #FFFF0000 | FA-NFPA 170 FLAME DETECTOR | 1 | FALSE | FALSE | FALSE | 1401 | [13 empty] | FALSE |  |  | XP |  |  | DESKTOP-7EIEB7A\acont | 2023-08-24 12:27 | THOR\acont | 2024-09-08 17:27 | Cloned from Detectors Incorporated D383 | [Detectors Incorporated] [AUX POWER] [*] [AUX INPUT ++] D371, D381, D383 [Detectors Incorporated] [IDC] [#2 AUXILIARY] D371, D381, D383 [Detectors Incorporated] [IDC] [#1 ALARM] D371, D381, D383 [Detectors Incorporated] [IDC] [#3 FAULT] D371, D381, D383
d2d85375-f5ac-447c-9e88-b48546ecc73e | NFPA 170 VOICE EVACUATION CONTROL UNIT |  |  | North | Potter |  | Voice Evac Control Unit |  |  |  | Assembly | TRUE | PVC-MP96/P | + | Master Panel, 96 Switch Control, Master Fire Phone | 1 | [6 empty] | FALSE | [5 empty] | #FFFF0000 | FA-NFPA 170 VOICE EVACUATION CONTROL UNIT | 1 | FALSE | FALSE | FALSE | 211 | [8 empty] | 7,12,18 |  |  |  |  | TRUE | [5 empty] | DESKTOP-7SAL8M7\acont | 2020-11-03 16:06 | THOR\acont | 2024-09-08 17:27 | Cloned from Hochiki FNVMP96/P
93153834-0d37-4109-b92d-b4871918dbff | NFPA 170 STROBE WALL |  |  | North | Edwards |  | Strobe |  |  |  | Module | TRUE | G1WA-VMA |  | Strobe, white, ALERT, A, B, C, D cd, amber lens | 1 | 0 | 0.255 |  |  |  |  | FALSE | [5 empty] | #FF0070C0 | FA-NFPA 170 STROBE WALL | 1 | FALSE | FALSE | FALSE | 2023 | [13 empty] | FALSE | [7 empty] | THOR\acont | 2024-09-08 17:27 |  | [EDCO, Edwards, Kidde] [NAC] [16 VDC] EG1F-V1575, EG1F-VM, G1F-V1575, G1F-VM, G1RF-V1575, G1RF-VM, G1R-VM, G1-VM, G1WA-VMA, G1WA-VMC, G1WN-VMA, G1WN-VMC, PN101 (C) [Edwards, Kidde] [NAC] [24 VDC] EG1F-V1575, EG1F-VM, G1F-V1575, G1F-VM, G1RF-V1575, G1RF-VM, G1R-VM, G1-VM, G1WA-VMA, G1WA-VMC, G1WN-VMA, G1WN-VMC
e4ee130e-15f6-4c97-8dc1-b4938a8426dc |  |  |  | North | Bosch | [5 empty] | Module | TRUE | VDA-PMT-DOME-RO | * | ***(Ross)PIPE MOUNT BRACKET FOR FLEXIDOME | 1 | [12 empty] | #FFFFFFFF |  |  | FALSE | FALSE | FALSE | [20 empty] | DESKTOP-7EIEB7A\acont | 2021-08-13 06:25 | THOR\acont | 2024-10-09 10:48
67780895-7981-4e94-b1f2-b496fe2f7769 | NFPA 170 SMOKE DETECTOR |  |  | North | Kidde |  | Smoke Detector |  |  |  | Module | TRUE | KIR-OSD w/KI-SB BASE | ++ | Intelligent Optical Rotary Addressed Smoke Detector with Standard Base | 1 | 4.3e-05 | 7e-05 |  |  |  |  | FALSE | TRUE |  |  |  |  | #FFFF0000 | FA-NFPA 170 SMOKE DETECTOR | 1 | FALSE | FALSE | FALSE | 1408 | [13 empty] | FALSE | [5 empty] | AUGUSTALIEN\aucon | 2023-04-05 11:19 | THOR\acont | 2024-10-09 10:48 | Cloned from Kidde KI-OSD w/KI-SB BASE | [Kidde] [SLC EST SENSORS] [*] [#4 TYPE ADDR ¦ SENSORS] DS-HFS (C), DS-PS (C), FX-HD w/IB4U BASE, FX-HD w/RB4U BASE, FX-HD w/SB4U BASE, FX-HD w/SB4U-LF BASE, FX-HD wB4U BASE, FX-PD w/B4U BASE (C), FX-PD w/IB4U BASE (C), FX-PD w/SB4U BASE (C), FX-PD w/SB4U [Edwards, Kidde] [SLC EST MODULES/SENSORS] 01 [*] [iO64] DS-HFS (C), DS-PS (C), FX-HD w/IB4U BASE, FX-HD w/RB4U BASE, FX-HD w/SB4U BASE, FX-HD w/SB4U-LF BASE, FX-HD wB4U BASE, FX-PD w/B4U BASE (C), FX-PD w/IB4U BASE (C), FX-PD w/SB4U BASE (C), FX-PD w/SB [Edwards, Kidde] [SLC EST SENSORS] 01 [*] [EST3, iO1000] DS-HFS (C), DS-PS (C), FX-HD w/IB4U BASE, FX-HD w/RB4U BASE, FX-HD w/SB4U BASE, FX-HD w/SB4U-LF BASE, FX-HD wB4U BASE, FX-PD w/B4U BASE (C), FX-PD w/IB4U BASE (C), FX-PD w/SB4U BASE (C), FX-PD w/SB [Kidde] [SLC EST MODULES SENSORS] [*] [#2 SHARED ADDR ¦ SENSORS] DS-HFS (C), DS-PS (C), FX-HD w/IB4U BASE, FX-HD w/RB4U BASE, FX-HD w/SB4U BASE, FX-HD w/SB4U-LF BASE, FX-HD wB4U BASE, FX-PD w/B4U BASE (C), FX-PD w/IB4U BASE (C), FX-PD w/SB4U BASE (C), FX
4063264e-5d4c-4b91-bd44-b497ad54cb73 | NFPA 170 FIRE ALARM CONTROL UNIT | RISER FACP |  | North | Silent Knight |  | Fire Alarm Control Unit |  |  |  | Assembly | TRUE | 6820 | ++ | Intelligent Fire Alarm Control Panel with Communicator | 1 | [6 empty] | FALSE |  |  |  | 16.4” W x 26.4” H x 4.1” D (41.66cm W x 67.06cm H x 10.41cm D) |  | #FFFF0000 | FA-NFPA 170 FIRE ALARM CONTROL UNIT | 1 | FALSE | FALSE | FALSE | 202 | [8 empty] | 7,12,18,35 |  | 18 |  |  | TRUE | [5 empty] | DESKTOP-7EIEB7A\acont | 2022-11-07 15:50 | THOR\acont | 2024-09-08 17:27 | Cloned from Silent Knight 6820 (SK)
e1deebe7-7946-487b-ac68-b49827559330 | NFPA 170 GAS DETECTOR |  |  | North | Gentex |  | Smoke/CO Detector |  |  |  | Module | FALSE | 918-0031-002 | SC | 120V Smoke CO Sensor | 1 | [6 empty] | FALSE | TRUE |  |  |  |  | #FFFF0000 | FA-NFPA 170 GAS DETECTOR | 1 | FALSE | FALSE | FALSE | 1408 | [13 empty] | FALSE |  |  | 120V |  |  | THOR\acont | 2024-12-23 15:38 | THOR\acont | 2024-12-23 15:39 | Cloned from Gentex 918-0036-002 | [BRK, Gentex, Kidde] [VAC ] [*] 21006378 (C), 21007624 (C), 7020BSL (C), 7030BSL (C), 900-CUAR (C), 9120 (C), 9120B (C), 917-0070-002 (C), 917-0071-002 (C), 917-0072-002 (C), 917-0073-002 (C), 917-0079-002 (C), 918-0030-002 (C), 918-0031-002 (C), 918-003 [BRK, First Alert, Gentex, Kidde] [SMOKE ALARM TANDEM] 21006378 (C), 21007624 (C), 7020BSL (C), 7030BSL (C), 900-CUAR (C), 9120 (C), 9120B (C), 917-0070-002 (C), 917-0071-002 (C), 917-0072-002 (C), 917-0073-002 (C), 917-0079-002 (C), 918-0030-002 (C), 91 | [BRK, First Alert, Generic, Gentex, Kidde, N/A] 120VAC SMOKE DETECTOR, 21006378, 21007624, 7020BSL, 7030BSL, 900-CUAR, 9120, 9120B, 9120F, 9120H, 9120HF, 9120T, 9120TF, 9123, 9123F, 9123H, 9123HF, 9123T, 9123TF, 917-0070-002, 917-0071-002, 917-0072-002, 9
caafc876-a925-40f2-b2de-b49830f5f7a3 |  |  |  | North | Siemens | [5 empty] | Module | TRUE | 40/40U-222SF | S54430-F259-A1 | UV FLM DET WO2 85C 3/4" SS FM | 1 | [12 empty] | #FFFFFFFF |  |  | FALSE | FALSE | FALSE | [20 empty] | DESKTOP-7SAL8M7\acont | 2019-08-13 09:04 | THOR\acont | 2024-10-09 10:48
d66e26a1-e175-4938-9302-b4999e1753e4 | NFPA 170 SMOKE DETECTOR |  |  | North | MIRCOM |  | Smoke Detector |  |  |  | Module | TRUE | MIX-3100 w/ MIX-2001HT |  | ADDRESSABLE PHOTOELECTRIC SMOKE DETECTOR w/ MIX-2001HT SOUNDER BASE | 1 | 0.0003 | 0.0003 |  |  |  |  | FALSE | TRUE |  |  |  |  | #FFFF0000 | FA-NFPA 170 SMOKE DETECTOR | 1 | FALSE | FALSE | FALSE | 1408 | [13 empty] | FALSE | [7 empty] | THOR\acont | 2024-09-08 17:27 | 20191121 AC Detector with base | [MIRCOM] [SLC SENSORS] [*] [#4 TYPE ADDR ¦ SENSORS] DNR w/MIX-2251BR (C), DNR w/MIX-2351RAP (C), MIX-1251AP w/B200SR-LF-WH (C), MIX-1251AP w/B200SR-WH (C), MIX-1251AP w/B210LP (C), MIX-1251AP w/B224RB-WH (C), MIX-1251AP w/B501 (C), MIX-1251B w/B200SR-LF- [MIRCOM] [SLC MODULES SENSORS] [*] [#2 SHARED ADDR ¦ SENSORS] DNR w/MIX-2251BR (C), DNR w/MIX-2351RAP (C), MIX-1251AP w/B200SR-LF-WH (C), MIX-1251AP w/B200SR-WH (C), MIX-1251AP w/B210LP (C), MIX-1251AP w/B224RB-WH (C), MIX-1251AP w/B501 (C), MIX-1251B w/
6cb5cc6c-d0b6-46dd-bd62-b49a357af006 | NFPA 170 FIRE ALARM CONTROL UNIT | RISER FACP |  | North | Hochiki |  | Fire Alarm Control Unit |  |  |  | Assembly | TRUE | LA101K1-40 |  | FireNET L@TITUDE Analog Addressable Fire Alarm Control Panel, 4 Slot Standard Enclosure, 5.25 A 115V, 2-Loop Panel Module, Hochiki Protocol, Network Module, and Media Gateway™, Gray, 48 Zone LEDs | 1 | [6 empty] | FALSE |  |  | *Refer to Install Sheet | 16.5in (W) x 23.2in (H) x 6in (D) | KM5FCRD (Optional Semi-Flush Mounting Kit) | #FFFF0000 | FA-NFPA 170 FIRE ALARM CONTROL UNIT | 1 | FALSE | FALSE | FALSE | 202 | [8 empty] | 7,12,18,28 |  |  | 5.25 |  | TRUE | [5 empty] | DESKTOP-GHR3H5U\Anthony | 2019-11-27 08:00 | THOR\acont | 2024-09-08 17:27
33e19c02-2275-4df1-a5a7-b49cac21e769 |  |  |  | North | DELL | Security/Access Control |  |  |  |  | Module | TRUE | OptiPlex 3080 Micro |  | Micro Desktop | 1 | [12 empty] | #FFFFFFFF |  |  | FALSE | FALSE | FALSE | [20 empty] | THOR\acont | 2024-03-12 21:43 | THOR\acont | 2024-10-09 10:48
257ff57b-f51b-4901-81a8-b49e4482ee42 | NFPA 170 SMOKE HEAT CO DETECTOR |  |  | North | Potter |  | Smoke/Heat/CO Detector |  |  |  | Module | TRUE | PAD200-PCHD w/PAD100-RB (Split) | + | Photoelectric Smoke/Hea/CO Detector with 6" Base with One Form-C Relay Contact | 1 | 0.0005 | 0.0005 |  |  |  |  | FALSE | TRUE |  |  |  |  | #FFFF0000 | FA-NFPA 170 SMOKE HEAT CO DETECTOR | 1 | FALSE | FALSE | FALSE | 1411 | [13 empty] | FALSE |  |  | RB |  |  | THOR\acont | 2025-02-13 11:50 |  |  | Cloned from Potter PAD200-PCHD w/PAD100-RB | [Potter] [SLC PAD] [*] [#2 SHARED ADDR ¦ SENSORS] PAD100-CD w/PAD100-4DB, PAD100-CD w/PAD100-6DB, PAD100-CD w/PAD100-IB, PAD100-CD w/PAD100-LFSB, PAD100-CD w/PAD100-RB, PAD100-CD w/PAD100-SB, PAD100-CD w/PAD100-SPKB, PAD100-DUCT (C), PAD100-DUCTR (C), PA
1aac5de7-9908-4f9e-be23-b4a1e74af204 | NFPA 170 STROBE WALL |  |  | North | Edwards |  | Strobe |  |  |  | Module | TRUE | G4SEWA-G |  | White Strobe Expander, White, ALERT Marking, Green Lens | 1 | [6 empty] | TRUE | [5 empty] | #FF0070C0 | FA-NFPA 170 STROBE WALL | 1 | FALSE | FALSE | FALSE | [20 empty] | AUGUSTXPS17-EUP\aucon | 2022-08-27 12:20 | THOR\acont | 2024-09-08 17:27 | Cloned from Edwards G4SEWN-B CLONED CLONED CLONED | [Edwards] [NAC] [24 VDC] G4SEWA-G, G4SEWN-G [Edwards] [NAC] [24 FWR] G4SERA-A, G4SEWA-A, G4SEWN-A [Edwards] [NAC] [24 FWR] G4SEWA-G, G4SEWN-G [Edwards] [NAC] [24 VDC] G4SERA-A, G4SEWA-A, G4SEWN-A
424eb6f8-ba40-4d9d-99d3-b4a38e789cf2 | NFPA 170 FIRE ALARM CONTROL UNIT | RISER FACP |  | North | DMP |  | Fire Alarm Control Unit |  |  |  | Assembly | TRUE | XR150DNFC-R |  | XR150 Fire Control Panel with Network | 1 | [6 empty] | FALSE | FALSE |  |  |  |  | #FFFF0000 | FA-NFPA 170 FIRE ALARM CONTROL UNIT | 1 | FALSE | FALSE | FALSE | 202 | [8 empty] | 7,12,18 |  |  |  |  | TRUE | [5 empty] | DESKTOP-7EIEB7A\acont | 2022-03-21 13:57 | THOR\acont | 2024-09-08 17:27 | Cloned from DMP XR150DFC-R
1941b162-3aee-4478-a1b6-b4a43a2cce18 | D33 |  |  | North | Consilium |  | Miscellaneous |  |  |  | Module | TRUE | 040020 + 5200313-00A | ++ | EV-P Optical Smoke Detector, Analogue addressable Dry space, IP22, incl. SCI | 1 | 0.00026 | 0.018 |  |  | 24 |  | TRUE | [5 empty] | #FFFF0000 | FA-D33 | 1 | FALSE | FALSE | FALSE | [20 empty] | DESKTOP-7EIEB7A\acont | 2022-07-28 16:06 | THOR\acont | 2024-09-08 17:27 | Cloned from Consilium 040020 w/UB-6 | [Consilium] [SLC CONSILIUM] [*] [#1 SHARED ADDR ¦ ALL] 040000 + 5100774-00A, 040005 + 5100774-00A, 040020 + 5100776-00A + 5100774-00A, 040020 + 5200313-00A, 040030 + 5100776-00A + 5100774-00A, 040030 + 5200313-00A + 5100626-00B, 5101060-00A + 5100774-00A
07439375-0693-45c3-a2ce-b4b1ef8e04b5 | NFPA 170 HORN STROBE |  |  | North | Potter |  | Horn/Strobe |  |  |  | Module | TRUE | CHS-24R-WP |  | Horn Strobe, Wall, Red, Red, Outdoor | 1 | 0 | 0.22 |  |  |  |  | FALSE | FALSE |  |  |  |  | #FF0070C0 | FA-NFPA 170 HORN STROBE | 1 | FALSE | FALSE | FALSE | 2012 |  |  | 7135-0328:0212 | [10 empty] | FALSE | [7 empty] | THOR\acont | 2024-09-08 17:27 |  | [Potter] [NAC] [UL MAX, HIGH DB] CHS-24B-WP, CHS-24G-WP, CHS-24R-WP, CHS-24WB-WP, CHS-24WG-WP, CHS-24WR-WP, CHSLP-24B-WP, CHSLP-24G-WP, CHSLP-24R-WP, CHSLP-24WB-WP, CHSLP-24WG-WP, CHSLP-24WR-WP
252e56f3-b319-46e8-a367-b4b2881f14cc |  |  |  | North | Siemens |  | Cards & Components |  |  |  | Card | TRUE | XVCC | S54430-A17-A1++ | Voice Control Card | 1 | 0.22 | 0.22 |  |  |  |  | TRUE | [5 empty] | #FFFFFFFF |  |  | FALSE | FALSE | FALSE | [20 empty] | THOR\acont | 2024-09-25 11:09 | THOR\acont | 2024-10-09 10:48 | Cloned from Siemens VCC2002-A1 | [Siemens] [D-NET] DAC-NET, XVCC | [Siemens] XVCC
378ee818-df19-459d-a9e7-b4b44cf0407c |  |  |  | North | Edwards |  | Cards & Components |  |  |  | Card | TRUE | FSP502G Mainboard |  | Mainboard for FSP502G assembly | 1 | 0.104 | 0.224 |  |  |  |  | TRUE | [5 empty] | #FFFFFFFF |  |  | FALSE | FALSE | FALSE | [14 empty] | FALSE | [7 empty] | THOR\acont | 2024-10-09 10:48 |  | [Edwards, Kidde, Macurco] [IDC] [#2 TROUBLE] 2IDC, 76-600000-001 Main Board, 76-800xxx-xxx Main Board, 77-600000-901 Main Board, 84-732001-901 Main Board, DVP-120 Mainboard, EST1-2Z Mainboard, FSP1004G Mainboard, FSP1004G-2 Mainboard, FSP1004GD Mainboard [Edwards, Kidde] [VAC ] 2IDC, 76-600000-001 Main Board, 76-800xxx-xxx Main Board, 77-600000-901 Main Board, 84-732001-901 Main Board, APS10A Mainboard, APS6A Mainboard, BPS10A Mainboard, BPS10A/230 Mainboard, BPS6A Mainboard, BPS6A/230 Mainboard, EST1-2Z [Edwards, Kidde, Macurco] [IDC] [#3 SUPERVISORY] 2IDC, 76-600000-001 Main Board, 76-800xxx-xxx Main Board, 77-600000-901 Main Board, 84-732001-901 Main Board, DVP-120 Mainboard, EST1-2Z Mainboard, FSP1004G Mainboard, FSP1004G-2 Mainboard, FSP1004GD Mainb [Edwards, Kidde, Macurco] [IDC] [#1 ALARM] 2IDC, 76-600000-001 Main Board, 76-800xxx-xxx Main Board, 77-600000-901 Main Board, 84-732001-901 Main Board, DVP-120 Mainboard, EST1-2Z Mainboard, FSP1004G Mainboard, FSP1004G-2 Mainboard, FSP1004GD Mainboard, | [Edwards] FSP502G Mainboard, FSP502G-2 Mainboard, FSP502GD Mainboard, FSP502R Mainboard, FSP502RD Mainboard [Edwards] FSP502G Mainboard [Edwards] FSP302G Mainboard, FSP302G-2 Mainboard, FSP302GD Mainboard, FSP302R Mainboard, FSP302RD Mainboard, FSP502G Mainboard, FSP502G-2 Mainboard, FSP502GD Mainboard, FSP502R Mainboard, FSP502RD Mainboard [Edwards] FSP302G Mainboard, FSP302G-2 Mainboard, FSP302GD Mainboard, FSP302R Mainboard, FSP302RD Mainboard, FSP502G Mainboard, FSP502G-2 Mainboard, FSP502GD Mainboard, FSP502R Mainboard, FSP502RD Mainboard [Edwards, Kidde] FSP1004G Mainboard, FSP1004G-2 Mainboard, FSP1004GD Mainboard, FSP1004R Mainboard, FSP1004RD Mainboard, FSP302G Mainboard, FSP302G-2 Mainboard, FSP302GD Mainboard, FSP302R Mainboard, FSP302RD Mainboard, FSP502G Mainboard, FSP502G-2 Mainbo
f8d4efc2-c23c-4443-9847-b4b60068c7b9 |  |  |  | North | Siemens | [5 empty] | Module | TRUE | BP-30 | 545-521095 | BLANK FACE PLATE | 1 | [12 empty] | #FFFFFFFF |  |  | FALSE | FALSE | FALSE | [20 empty] | DESKTOP-7SAL8M7\acont | 2019-08-13 09:04 | THOR\acont | 2024-10-09 10:48
8163f9c7-eab1-48d9-b100-b4ba836636ce | NFPA 170 FIRE ALARM COMMUNICATOR |  |  | North | Keltron |  | Communicator |  |  |  | Assembly | TRUE | RF774F | ++ | 8 Zone Fire Subscriber, 8 Supervised Zones, Red Enclosure | 1 | [6 empty] | FALSE |  |  |  | 13.25”H x 8.5”W x 4.3”D (34cm H x 21.5cm W x 11cm D) |  | #FFFF0000 | FA-NFPA 170 FIRE ALARM COMMUNICATOR | 1 | FALSE | FALSE | FALSE | 250 | [8 empty] | 8,12 | 1 |  |  |  | TRUE | [5 empty] | XPS-17-9710\August | 2024-11-25 16:23 |  |  | Cloned from AES 7788F-ULP | [AES, Keltron] [DACT] [#2 DACT] 7707P-44-ULP-M, 7707P-88-ULP-M, 7788F-ULP, 7794, RF774F [AES, Honeywell, Keltron] [DACT] [#1 DACT] 7707P-44-ULP-M, 7707P-88-ULP-M, 7788F-ULP, 7794, HW-AV-LTE-M, RF774F
ae06c21f-8a28-4c1e-93e8-b4c27006de0c | NFPA 170 SPEAKER STROBE CEILING |  |  | North | Edwards |  | Speaker/Strobe |  |  |  | Module | TRUE | GCHFWA-S2VMC |  | 25V Ceiling Speaker/Strobe, White, 15, 30, 75, 95 cd, ALERT | 1 | 0 | 0.318 |  |  |  |  | FALSE | TRUE |  |  |  |  | #FF0070C0 | FA-NFPA 170 SPEAKER STROBE CEILING | 1 | FALSE | FALSE | FALSE | 2020 | [13 empty] | FALSE |  |  | C |  |  |  |  | THOR\acont | 2024-09-08 17:27 |  | [Edwards, Kidde] [NAC] [16 VDC] EGCFR-VM (C), EGCF-VM (C), GCFR-S7VM (C), GCFR-VM (C), GCF-S2VM (C), GCF-S7VM (C), GCF-VM (C), GCHFRF-S2VMC (C), GCHFRF-S7VMC (C), GCHFRN-S2VMC (C), GCHFRN-S7VMC (C), GCHFWA-S2VMA (C), GCHFWA-S2VMC (C), GCHFWA-S7VMA (C), G [Edwards, Kidde] [NAC] [24 VDC] EGCFR-VM (C), EGCF-VM (C), GCFR-S7VM (C), GCFR-VM (C), GCF-S2VM (C), GCF-S7VM (C), GCF-VM (C), GCHFRF-S2VMC (C), GCHFRF-S7VMC (C), GCHFRN-S2VMC (C), GCHFRN-S7VMC (C), GCHFWA-S2VMA (C), GCHFWA-S2VMC (C), GCHFWA-S7VMA (C), G [Edwards, Kidde] [AUDIO 25v] [25V AUDIO] EGCF-S2VMH (C), G4F-S2, G4F-S2V1575, G4F-S2VM, G4HFRF-S2, G4HFRF-S2VMC, G4HFRN-S2, G4HFRN-S2VMC, G4HFWA-S2, G4HFWA-S2VMA, G4HFWA-S2VMC, G4HFWF-S2, G4HFWF-S2VMC, G4HFWN-S2, G4HFWN-S2VMA, G4HFWN-S2VMC, G4RF-S2, G4RF
cc8608b8-f533-4f90-83d0-b4c87dd1f593 | NFPA 170 MULTI DETECTOR CO |  |  | North | Farenhyt |  | Multi Criteria Detector |  |  |  | Module | TRUE | IDP-FIRE-CO-W w/B200S-LF-WH | ++ | Advanced multi-criteria fire/CO detector, white w/LF Sounder Base | 1 | 0.0002 | 0.0045 |  |  |  |  | FALSE | TRUE |  |  |  |  | #FFFF0000 | FA-NFPA 170 MULTI DETECTOR CO | 1 | FALSE | FALSE | FALSE | 1408 | [13 empty] | FALSE |  |  | CO, LF |  |  | DESKTOP-7EIEB7A\acont | 2023-02-27 07:10 | THOR\acont | 2024-09-08 17:27 | Cloned from Silent Knight SK-FIRE-CO-W w/B200S-LF-WH | [Farenhyt, Silent Knight] [AUX POWER] [24VDC, HIGH VOLUME ++] IDP-FIRE-CO-W w/B200S-LF-WH (C), IDP-PHOTO-W w/B200S-LF-WH (C), SK-FIRE-CO-W w/B200S-LF-WH (C), SK-PHOTO-W w/B200S-LF-WH (C) [Farenhyt, Silent Knight] [AUX POWER] [24VDC, LOW VOLUME ++] IDP-FIRE-CO-W w/B200S-LF-WH (C), IDP-PHOTO-W w/B200S-LF-WH (C), SK-FIRE-CO-W w/B200S-LF-WH (C), SK-PHOTO-W w/B200S-LF-WH (C) [Farenhyt] [SLC IDP SENSORS] [*] [#4 TYPE ADDR ¦ SENSORS] DNR w/IDP-PHOTO-R-W (C), DNRW w/IDP-PHOTO-R-W (C), IDP-ACCLIMATE (C), IDP-BEAM (C), IDP-DUCT-W w/IDP-PHOTO-R-W (C), IDP-FIRE-CO-W w/B200S-LF-WH (C), IDP-FIRE-CO-W w/B200S-WH (C), IDP-FIRE-CO-W w/B [Farenhyt, Silent Knight] [SLC MODULES SENSORS] [*] [#2 SHARED ADDR ¦ SENSORS] CO1224TR w/ IDP-MINIMON, CO1224TR w/ IDP-MONITOR, DNR w/IDP-PHOTO-R-W (C), DNR w/SK-PHOTO-R-W (C), DNRW w/IDP-PHOTO-R-W (C), DNRW w/SK-PHOTO-R-W (C), HFS-D (C), HFS-P (C), HFS
3abf47b7-4cdc-4698-8412-b4cad3391144 | NFPA 170 HORN STROBE |  |  | North | Eaton Wheelock |  | Horn/Strobe |  |  |  | Module | TRUE | MT-24MCW-FR |  | Horn Strobe Multi-Candela, red | 1 | 0 | 0.253 |  |  |  |  | FALSE | FALSE |  |  |  |  | #FF0070C0 | FA-NFPA 170 HORN STROBE | 1 | FALSE | FALSE | FALSE | 2012 | [13 empty] | FALSE | [7 empty] | THOR\acont | 2024-09-08 17:27 |  | [Eaton Wheelock] [NAC] MT-24MCW-FR, MT-24MCW-FW
b4d10e1d-00a3-457e-af77-b4cadcae3c4f | NFPA 170 SMOKE DETECTOR |  |  | North | Firelite |  | Smoke Detector |  |  |  | Module | TRUE | SD355CO w/B200S-LF-WH | + | Addressable, low-profile device that provides fire, heat, and carbon monoxide (CO) detection, Low Frequency Sounder Base | 1 | 0.0003 | 0.0072 |  |  |  |  | FALSE | TRUE |  |  |  |  | #FFFF0000 | FA-NFPA 170 SMOKE DETECTOR | 1 | FALSE | FALSE | FALSE | 1408 | [13 empty] | FALSE |  |  | CO, LF |  |  | ALIENWIN10\AugWin7 | 2018-10-15 15:17 | THOR\acont | 2024-09-08 17:27 | 20191121 AC Detector with base | [Firelite, System Sensor] [AUX POWER] [24VDC, HIGH VOLUME] AD355 w/B200SR-LF-WH (C), H355 w/B200SR-LF (C), H355HT w/B200SR-LF (C), H355R w/B200SR-LF (C), H365 w/B200S-LF-WH (C), H365HT w/B200S-LF-WH (C), H365R w/B200S-LF-WH (C), SD355 w/B200SR-LF (C), SD [Firelite, System Sensor] [SLC MODULES SENSORS] [*] [#2 SHARED ADDR ¦ SENSORS] AD355 w/B200SR-LF-WH (C), AD355 w/B200SR-WH (C), AD355 w/B210LP (C), AD355 w/B224BI-WH (C), AD355 w/B224RB-WH (C), AD355 w/B501 (C), BEAM355 (C), BEAM355S (C), CP355 w/B200SR- [Firelite, System Sensor] [AUX POWER] [*] [16VDC, HIGH VOLUME] AD355 w/B200SR-LF-WH (C), H355 w/B200SR-LF (C), H355HT w/B200SR-LF (C), H355R w/B200SR-LF (C), H365 w/B200S-LF-WH (C), H365HT w/B200S-LF-WH (C), H365R w/B200S-LF-WH (C), SD355 w/B200SR-LF (C) [Firelite, System Sensor] [SLC SENSORS] [*] [#4 TYPE ADDR ¦ SENSORS] AD355 w/B200SR-LF-WH (C), AD355 w/B200SR-WH (C), AD355 w/B210LP (C), AD355 w/B224BI-WH (C), AD355 w/B224RB-WH (C), AD355 w/B501 (C), BEAM355 (C), BEAM355S (C), CP355 w/B200SR-WH (C), CP
5c0cc173-8973-4364-b7bc-b4cb31ff6714 | NFPA 170 SMOKE HEAT DETECTOR |  |  | North | Monaco Enterprises |  | Smoke/Heat Detector |  |  |  | Module | TRUE | 723-603-00 w/729-215-00 | + | Intelligent Photoelectric Smoke Detector, plug-in, low profile, fixed temperature 135°F, AP/CLIP, white, Type II w/Standard Base | 1 | 0.0002 | 0.002 |  |  |  |  | TRUE | TRUE |  |  |  |  | #FFFF0000 | FA-NFPA 170 SMOKE HEAT DETECTOR | 1 | FALSE | FALSE | FALSE | 1408 | [19 empty] | DESKTOP-7EIEB7A\acont | 2023-01-31 12:18 | THOR\acont | 2024-09-08 17:27 | Cloned from Monaco Enterprises 723-002-00 w/B110LP | [Monaco Enterprises] [SLC SENSORS] 01 [*] 721-121-00 w/B200SR-LF-WH (C), 721-121-00 w/B200SR-WH (C), 721-121-00 w/B210LP (C), 721-121-00 w/B224RB-WH (C), 721-121-00 w/B501 (C), 721-124-00 w/B200SR-LF-WH (C), 721-124-00 w/B200SR-WH (C), 721-124-00 w/B210L [Monaco Enterprises] [SLC MODULES/SENSORS] 01 [*] 721-121-00 w/B200SR-LF-WH (C), 721-121-00 w/B200SR-WH (C), 721-121-00 w/B210LP (C), 721-121-00 w/B224RB-WH (C), 721-121-00 w/B501 (C), 721-124-00 w/B200SR-LF-WH (C), 721-124-00 w/B200SR-WH (C), 721-124-00 [Monaco Enterprises] [SLC SENSORS] 01 [*] 721-121-00 w/B200SR-LF-WH (C), 721-121-00 w/B200SR-WH (C), 721-121-00 w/B210LP (C), 721-121-00 w/B224RB-WH (C), 721-121-00 w/B501 (C), 721-124-00 w/B200SR-LF-WH (C), 721-124-00 w/B200SR-WH (C), 721-124-00 w/B210L [Monaco Enterprises] [SLC MODULES SENSORS] 01 [*] 708-026-01, 708-031-00, 721-121-00 w/B200SR-LF-WH (C), 721-121-00 w/B200SR-WH (C), 721-121-00 w/B210LP (C), 721-121-00 w/B224RB-WH (C), 721-121-00 w/B501 (C), 721-124-00 w/B200SR-LF-WH (C), 721-124-00 w/B
6312f84b-ac40-48c8-bfbf-b4cd3391d64f |  |  |  | North | Edwards |  | Cards & Components |  |  |  | Card | TRUE | 4-NET-TP | + | Twisted Pair SFP network controller | 1 | 0.032 | 0.032 |  |  |  |  | TRUE | [5 empty] | #FFFFFFFF |  |  | FALSE | FALSE | FALSE | [20 empty] | DESKTOP-7SAL8M7\acont | 2019-12-13 12:52 | THOR\acont | 2024-10-09 10:48 |  | [Edwards] [Network Twisted Pair] 4-NET-TP, 4-NET-TP-HC | [Edwards] 4-NET-TP, 4-NET-TP-HC
a1a1bf00-6524-4762-9c16-b4cf7a96a67a | NFPA 170 REMOTE ANNUNCIATOR | RISER ANNUNCIATOR |  | North | Gamewell FCI |  | Remote Annunciator |  |  |  | Module | TRUE | RA-1000 | + | Remote annunciator for use with GWF-7075 | 1 | 0.02 | 0.025 |  |  |  |  | FALSE | [5 empty] | #FFFF0000 | FA-NFPA 170 REMOTE ANNUNCIATOR | 1 | FALSE | FALSE | FALSE | 255 | [13 empty] | FALSE | [7 empty] | THOR\acont | 2024-09-08 17:27 | 20180718 Added By AuC | [Gamewell FCI] [AUX POWER] [*] 1100-0455, 1100-0503, 1100-0505, 1100-1321, 1100-1322, 1100-1323, 1100-1324, 1100-1325, 1100-1326, ANU-48, ASM-16, INI-VGC, INI-VGE, INI-VGX, LCD-7100 MAIN CARD, LCD-E3, LCD-SLP, LCD-SLP MAIN BOARD, M34-110, M34-56, NGA, RA [Gamewell FCI, Notifier] [RS-485] 1100-0455, 1100-0505, ANU-48, ANU-48 Assembly, ASM-16, LCD-7100 MAIN CARD, LCD-E3, LCD-SLP, LCD-SLP MAIN BOARD, LDM-32 Assembly, NGA, RA-1000
1c736fe0-8290-42c6-af84-b4d04af96614 | NFPA 170 SMOKE DETECTOR |  |  | North | Kidde |  | Smoke Detector |  |  |  | Module | TRUE | KIR-PD w/KI-SB4 BASE | ++ | Intelligent Optical Smoke Detector | 1 | 5.1e-05 | 6.8e-05 |  |  |  |  | FALSE | TRUE |  |  |  |  | #FFFF0000 | FA-NFPA 170 SMOKE DETECTOR | 1 | FALSE | FALSE | FALSE | 1408 | [13 empty] | FALSE | [5 empty] | DESKTOP-7EIEB7A\acont | 2023-05-24 19:00 | THOR\acont | 2024-09-08 17:27 | Cloned from Kidde KI-PD w/KI-SB4 BASE | [Kidde] [SLC EST MODULES SENSORS] [*] [#2 SHARED ADDR ¦ SENSORS] DS-HFS (C), DS-PS (C), FX-HD w/IB4U BASE, FX-HD w/RB4U BASE, FX-HD w/SB4U BASE, FX-HD w/SB4U-LF BASE, FX-HD wB4U BASE, FX-PD w/B4U BASE (C), FX-PD w/IB4U BASE (C), FX-PD w/SB4U BASE (C), FX [Edwards, Kidde] [SLC EST SENSORS] 01 [*] [EST3, iO1000] DS-HFS (C), DS-PS (C), FX-HD w/IB4U BASE, FX-HD w/RB4U BASE, FX-HD w/SB4U BASE, FX-HD w/SB4U-LF BASE, FX-HD wB4U BASE, FX-PD w/B4U BASE (C), FX-PD w/IB4U BASE (C), FX-PD w/SB4U BASE (C), FX-PD w/SB [Kidde] [SLC EST SENSORS] [*] [#4 TYPE ADDR ¦ SENSORS] DS-HFS (C), DS-PS (C), FX-HD w/IB4U BASE, FX-HD w/RB4U BASE, FX-HD w/SB4U BASE, FX-HD w/SB4U-LF BASE, FX-HD wB4U BASE, FX-PD w/B4U BASE (C), FX-PD w/IB4U BASE (C), FX-PD w/SB4U BASE (C), FX-PD w/SB4U [Edwards, Kidde] [SLC EST MODULES/SENSORS] 01 [*] [iO64] DS-HFS (C), DS-PS (C), FX-HD w/IB4U BASE, FX-HD w/RB4U BASE, FX-HD w/SB4U BASE, FX-HD w/SB4U-LF BASE, FX-HD wB4U BASE, FX-PD w/B4U BASE (C), FX-PD w/IB4U BASE (C), FX-PD w/SB4U BASE (C), FX-PD w/SB
7b0438d8-2581-45ca-94cd-b4d26b410c91 |  |  |  | North | Edwards |  | Hardware |  |  |  | Hardware | TRUE | MN-TP1201P |  | TP Series 120V AC line transient protector module | 1 | [6 empty] | FALSE | [5 empty] | #FFFFFFFF |  |  | FALSE | FALSE | FALSE | [14 empty] | FALSE | [7 empty] | THOR\acont | 2024-10-09 10:48
f50f4baa-f5e4-43fb-9b7d-b4db215ab7fb |  |  |  | North | Potter | [5 empty] | Module | TRUE | CPRTK |  | Coupon Probe Replacement and Test Kit | 1 | [6 empty] | FALSE | [5 empty] | #FFFFFFFF |  |  | FALSE | FALSE | FALSE | [14 empty] | FALSE | [7 empty] | THOR\acont | 2024-10-09 10:48
07fce82a-6f2b-4405-abdf-b4dc984b93f8 |  |  |  | North | Gamewell FCI |  | Cards & Components |  |  |  | Card | TRUE | SNAC-9 MAIN BOARD | + | SNAC 9A Distributed Power Module Main Board | 1 | 0.075 | 0.175 | 9 |  |  |  | TRUE | [5 empty] | #FFFFFFFF |  |  | FALSE | FALSE | FALSE | [14 empty] | FALSE | [5 empty] | DESKTOP-7SAL8M7\acont | 2019-03-07 05:57 | THOR\acont | 2024-10-09 10:48 | Cloned from Silent Knight 5499 MAIN BOARD | [Gamewell FCI] [NAC Trigger] SNAC-9 MAIN BOARD [Gamewell FCI, Honeywell] [VAC ] 7100 Main Board, FireVac IV (50W, 25V) Main Board, FireVac IV (50W, 70V) Main Board, FLEX 410 Main Board, GF505 Main Board, GF506R Main Board, GF510 Main Board, GFPS-6 Main Board, GFPS-9 Main Board, GWF402 Main Board, GWF [Gamewell FCI, Honeywell] [VAC ] [120VAC] 7100 Main Board, FireVac IV (50W, 25V) Main Board, FireVac IV (50W, 70V) Main Board, FLEX 410 Main Board, GF505 Main Board, GF506R Main Board, GF510 Main Board, GFPS-6 Main Board, GFPS-9 Main Board, GWF402 Main B | [Gamewell FCI] GFPS-6 Main Board, GFPS-9 Main Board, SNAC-9 MAIN BOARD
68aa264a-2776-4df4-a30c-b4de8303b41f |  |  |  | North | Edwards |  | Hardware |  |  |  | Hardware | TRUE | 3-XFP |  | Filler Plate for Inner Door to Cover Chassis Space | 1 | [6 empty] | FALSE | [5 empty] | #FFFFFFFF |  |  | FALSE | FALSE | FALSE | [14 empty] | FALSE | [7 empty] | THOR\acont | 2024-10-09 10:48
a7029d4b-a932-4e44-bbec-b4e3f4028b26 | NFPA 170 SMOKE DETECTOR |  |  | North | Firelite |  | Smoke Detector |  |  |  | Module | TRUE | CP355 w/B501* | + | Addressable ionization detector with B501 Base *Discontinued | 1 | 0.0003 | 0.0065 |  |  |  |  | FALSE | TRUE |  |  |  |  | #FFFF0000 | FA-NFPA 170 SMOKE DETECTOR | 1 | FALSE | FALSE | FALSE | 1408 | [13 empty] | FALSE |  |  | I |  |  | DESKTOP-7SAL8M7\acont | 2019-02-19 12:25 | THOR\acont | 2024-09-08 17:27 | 20191121 AC Detector with base | [Firelite, System Sensor] [SLC SENSORS] [*] [#4 TYPE ADDR ¦ SENSORS] AD355 w/B200SR-LF-WH (C), AD355 w/B200SR-WH (C), AD355 w/B210LP (C), AD355 w/B224BI-WH (C), AD355 w/B224RB-WH (C), AD355 w/B501 (C), BEAM355 (C), BEAM355S (C), CP355 w/B200SR-WH (C), CP [Firelite, System Sensor] [SLC MODULES SENSORS] [*] [#2 SHARED ADDR ¦ SENSORS] AD355 w/B200SR-LF-WH (C), AD355 w/B200SR-WH (C), AD355 w/B210LP (C), AD355 w/B224BI-WH (C), AD355 w/B224RB-WH (C), AD355 w/B501 (C), BEAM355 (C), BEAM355S (C), CP355 w/B200SR-
bf92303b-4fd6-4a3c-8e0d-b4f9928d1b51 | NFPA 170 AIR SAMPLING DETECTION PIPING |  |  | North | Edwards |  | Air Sampling Detection |  |  |  | Assembly | TRUE | 9-30721-KFB |  | ReadySET detector with communication card | 1 | [6 empty] | FALSE | [5 empty] | #FFFF0000 | FA-NFPA 170 AIR SAMPLING DETECTION PIPING | 1 | FALSE | FALSE | FALSE | 5010 | [8 empty] | 7,12,18 |  |  |  |  | TRUE | [7 empty] | THOR\acont | 2024-09-08 17:27
4a3ff0fe-49c3-4fe0-88df-b4fce5c6c59d | NFPA 170 REMOTE ANNUNCIATOR | RISER ANNUNCIATOR |  | North | Honeywell |  | Remote Annunciator |  |  |  | Module | TRUE | 6160CR-2 | + | Commercial Fire Alpha Keypad | 1 | 0.045 | 0.16 |  |  |  |  | FALSE | [5 empty] | #FFFF0000 | FA-NFPA 170 REMOTE ANNUNCIATOR | 1 | FALSE | FALSE | FALSE | 255 | [8 empty] | 7,12,18 |  |  |  |  | FALSE | [7 empty] | THOR\acont | 2024-09-08 17:27 |  | [Honeywell] [KEYPAD] [*] 4208SN, 4208SNF, 4208U, 5881ENHC, 5883H, 6160, 6160CR-2, 6290W, 6460S, 6460SC, 6460W, 6460WC [Honeywell] [AUX POWER] [*] 5881ENHC, 5883H, 6160CR-2
87771986-aa6c-4937-9962-b502e98991a8 | NFPA 170 HEAT DETECTOR |  |  | North | Autocall |  | Heat Detector |  |  |  | Module | TRUE | A4098-9614 w/A4098-9682 | + | Electronic Heat Detector 4-Wire 135° F (57° C) with auxiliary alarm relay output | 1 | 0.0001 | 0.024 |  |  |  |  | TRUE | TRUE |  |  |  |  | #FFFF0000 | FA-NFPA 170 HEAT DETECTOR | 1 | FALSE | FALSE | FALSE | 1403 | [16 empty] | 200 |  |  | DESKTOP-0D6CQVA\lousc | 2019-07-06 09:29 | THOR\acont | 2024-09-08 17:27 | 20191121 AC Detector with base | [Autocall, Simplex] [AUX POWER] [4-WIRE AUX POWER] 4098-9601 w/4098-9682 (C), 4098-9602 w/4098-9682 (C), 4098-9605 w/4098-9682 (C), 4098-9612 w/4098-9682 (C), 4098-9612E w/4098-9682E (C), 4098-9613 w/4098-9682 (C), 4098-9613E w/4098-9682E (C), 4098-9614 [Autocall, Simplex] [IDC] 01 2098-9201 (C), 2098-9202 (C), 2098-9203 (C), 2098-9208 (C), 2098-9576 (C), 2099-9101 (C), 2099-9102 (C), 2099-9103 (C), 2099-9104 (C), 2099-9105 (C), 2099-9107 (C), 2099-9108 (C), 2099-9754 (C), 2099-9755 (C), 2099-9756 (C), | [Autocall, Simplex] 4098-9612 w/4098-9682, 4098-9612E w/4098-9682E, 4098-9612E w/4098-9683E, 4098-9612E w/4098-9684E, 4098-9612E w/4098-9788E, 4098-9613 w/4098-9682, 4098-9613E w/4098-9682E, 4098-9613E w/4098-9683E, 4098-9613E w/4098-9684E, 4098-9613E w/4
982b7d9f-61dc-4989-b2b1-b503c28086a9 | NFPA 170 FIRE ALARM CONTROL UNIT | RISER FACP |  | North | MIRCOM |  | Fire Alarm Control Unit |  |  |  | Assembly | TRUE | FX-350-60-DR | ++ | 60 pt addressable FACP (w/ dialer) | 1 | [6 empty] | FALSE | [5 empty] | #FFFF0000 | FA-NFPA 170 FIRE ALARM CONTROL UNIT | 1 | FALSE | FALSE | FALSE | 202 | [8 empty] | 10,12,18,24 |  |  |  |  | TRUE | [7 empty] | THOR\acont | 2024-09-08 17:27
22cec949-5b7c-42ef-98c2-b505c3ffc22c | NFPA 170 AMPLIFIER RACK | RISER AMP |  | North | Fike |  | Amplifier |  |  |  | Assembly | TRUE | 10-2831-1-1-01-0-1-01 (50W, 70V) | ++ | Single Amp Audio Adjunct Kit, 120V | 1 | [6 empty] | FALSE |  |  | 18 gauge steel | 20.20” (51.30 cm) high x 14.59” (37.06 cm) wide x 3.95” (10.04 cm) deep |  | #FFFF0000 | FA-NFPA 170 AMPLIFIER RACK | 1 | FALSE | FALSE | FALSE | 300 | [8 empty] | 7,12,18 |  |  |  | 50 | TRUE | [5 empty] | THOR\acont | 2024-12-30 12:26 | THOR\acont | 2024-12-30 12:36 | Cloned from Firelite ECC-50DA (50W, 70V)
98626059-9993-4590-9dfa-b50cf87ad1db | NFPA 170 GAS DETECTOR |  |  | North | Notifier |  | Gas Detection |  |  |  | Module | TRUE | FSCO-951 w/B224BI-IV | + | Intelligent addressable carbon monoxide detector, white w/ Intelligent isolator base, ivory, UL listed | 1 | 0.0002 | 0.0045 |  |  |  |  | FALSE | TRUE | FLUSH |  | 4" SQ. DEEP | 3 "O" PLASTER RING | #FFFF0000 | FA-NFPA 170 GAS DETECTOR | 1 | FALSE | FALSE | FALSE | 1402 | [13 empty] | FALSE |  |  | I |  |  | DESKTOP-7SAL8M7\acont | 2020-11-20 12:18 | THOR\acont | 2024-09-08 17:27 | Cloned from Gamewell MCS-COP3 w/B224BI-IV | [Honeywell, Notifier, System Sensor] [SLC SENSORS] [*] [#4 TYPE ADDR ¦ SENSORS] 2251B (C), 2251-COPTIR (C), 2251-COPTIR w/B200S-WH (C), 2251TB (C), 2251TMB (C), 5251B (C), 5251B-WP (C), 5251H (C), 5251RB (C), 5251RB-WP (C), 7251 (C), 7251DH (C), DH200LP [Honeywell, Notifier, System Sensor] [SLC MODULES SENSORS] [*] [#2 SHARED ADDR ¦ SENSORS] 2251B (C), 2251-COPTIR (C), 2251-COPTIR w/B200S-WH (C), 2251TB (C), 2251TMB (C), 5251B (C), 5251B-WP (C), 5251H (C), 5251RB (C), 5251RB-WP (C), 7251 (C), 7251DH (C)
c5a87915-e880-4edf-a0e9-b510670b34fb | NFPA 170 ADDRESSABLE OUTPUT MODULE |  |  | North | Janus |  | Addressable Control/Relay |  |  |  | Module | TRUE | PAD100-RM | + | Relay Module | 1 | 0.00024 | 0.00024 |  |  |  |  | FALSE | [5 empty] | #FFFF0000 | FA-NFPA 170 ADDRESSABLE OUTPUT MODULE | 1 | FALSE | FALSE | FALSE | 1100 | [13 empty] | FALSE | [5 empty] | DESKTOP-7EIEB7A\acont | 2021-03-09 12:31 | THOR\acont | 2024-09-08 17:27 | Cloned from Potter PAD100-RM | [Janus] [SLC PAD] [*] [#1 SHARED ADDR ¦ MODULES] PAD100-DIM, PAD100-MIM, PAD100-NAC, PAD100-RM, PAD100-SIM, PAD100-ZM
9865c017-f74b-4dee-ae99-b51a64d1d907 | NFPA 170 ADDRESSABLE INPUT MONITOR MODULE |  |  | North | DMP |  | Addressable Module |  |  |  | Module | TRUE | 714-16PCB |  | 16 Zone Input Module, PCB only | 1 | 0.0456 | 0.052 |  |  |  |  | FALSE | [5 empty] | #FFFF0000 | FA-NFPA 170 ADDRESSABLE INPUT MONITOR MODULE | 1 | FALSE | FALSE | FALSE | 1000 | [13 empty] | FALSE |  |  | 8 |  |  | DESKTOP-7SAL8M7\acont | 2020-08-19 11:29 | THOR\acont | 2024-09-08 17:27 | Cloned from DMP 714-8PCB | [BluePoint, DMP] [DMP LX BUS] [*] [LX BUS] 712-8, 714, 714-16, 714-16L-G, 714-16L-R, 714-16PCB, 714-16-R, 714-8, 714-8L-G, 714-8L-R, 714-8PCB, 714-8-R, 715-16, 715-16PCB, 715-8, 715-8 COPY, 715-8PCB, BP-DHE-714-8 | [DMP] 714-16, 714-16L-G, 714-16L-R, 714-16PCB, 714-16-R, 715-16, 715-16PCB
d5b0308f-a388-4460-b78f-b52781950e44 |  |  |  | North | Silent Knight |  | Cards & Components |  |  |  | Card | TRUE | EVS-50W MAIN BOARD |  | PANEL COMPONENT, INTELLIGENT 50 WATT AMPLIFIER | 1 | 0.35 | 1.2 |  |  |  |  | TRUE | [5 empty] | #FFFFFFFF |  |  | FALSE | FALSE | FALSE | [14 empty] | FALSE | [7 empty] | THOR\acont | 2024-10-09 10:48 |  | [Farenhyt, Silent Knight, Stanley Security Solutions] [VAC ] 5104B Main Board, 5204 Main Board, 5207 Main Board, 5208 Main Board, 5495 Main Board, 5496 Main Board, 5499 Main Board, 5600 Main Board, 5700 Main Board, 5808 Main Board, 5820XL Main Board, 588 [Silent Knight, Stanley Security Solutions] [SBUS] [SBUS ++] 5496 Main Board, 5895XL Main Board, EVS-100W MAIN BOARD, EVS-125W MAIN BOARD, EVS-50W MAIN BOARD, EVS-INT50W, VIP-50 Main Board [Silent Knight, Stanley Security Solutions] [VBUS] EVS-100W MAIN BOARD, EVS-125W MAIN BOARD, EVS-50W MAIN BOARD, EVS-INT50W, EVS-LOC, EVS-RCU, VIP-50 Main Board | [Farenhyt, Silent Knight, Stanley Security Solutions] EVS-125W MAIN BOARD, EVS-50W MAIN BOARD, EVS-CE4, VIP-50, VIP-50 Main Board, VIP-CE4
3c610113-559e-4e84-b496-b5278ab48458 | NFPA 170 SMOKE DETECTOR |  |  | North | Edwards |  | Smoke Detector |  |  |  | Module | TRUE | SIGA-IPHSB w/SIGA-RB BASE | ++ | 4D Multisensor Detector, Black | 1 | 4.5e-05 | 4.5e-05 |  |  |  |  | FALSE | TRUE |  |  |  |  | #FFFF0000 | FA-NFPA 170 SMOKE DETECTOR | 1 | FALSE | FALSE | FALSE | 1408 | [13 empty] | FALSE | [7 empty] | THOR\acont | 2024-10-08 16:31 | 20191121 AC Detector with base | [Edwards, Kidde] [SLC EST SENSORS] 01 [*] [EST3, iO1000] DS-HFS (C), DS-PS (C), FX-HD w/IB4U BASE, FX-HD w/RB4U BASE, FX-HD w/SB4U BASE, FX-HD w/SB4U-LF BASE, FX-HD wB4U BASE, FX-PD w/B4U BASE (C), FX-PD w/IB4U BASE (C), FX-PD w/SB4U BASE (C), FX-PD w/SB [Edwards, Kidde] [SLC EST MODULES/SENSORS] 01 [*] [iO64] DS-HFS (C), DS-PS (C), FX-HD w/IB4U BASE, FX-HD w/RB4U BASE, FX-HD w/SB4U BASE, FX-HD w/SB4U-LF BASE, FX-HD wB4U BASE, FX-PD w/B4U BASE (C), FX-PD w/IB4U BASE (C), FX-PD w/SB4U BASE (C), FX-PD w/SB [Edwards, Kidde] [SLC EST MODULES SENSORS] [*] [#2 SHARED ADDR ¦ SENSORS] KI-DDOS (C), SIGA2-COS w/SIGA-AB4G BASE, SIGA2-COS w/SIGA-AB4G-LF BASE, SIGA2-COS w/SIGA-AB4GT BASE, SIGA2-COS w/SIGA-IB BASE, SIGA2-COS w/SIGA-RB BASE, SIGA2-COS w/SIGA-SB BASE, S [Edwards, Kidde] [SLC EST SENSORS] [*] [#4 TYPE ADDR ¦ SENSORS] KI-DDOS (C), SIGA2-COS w/SIGA-AB4G BASE, SIGA2-COS w/SIGA-AB4G-LF BASE, SIGA2-COS w/SIGA-AB4GT BASE, SIGA2-COS w/SIGA-IB BASE, SIGA2-COS w/SIGA-RB BASE, SIGA2-COS w/SIGA-SB BASE, SIGA2-HCOS
e59cf002-35a6-4740-9d1f-b52c99756093 | NFPA 170 SPEAKER STROBE |  |  | North | Eaton Wheelock |  | Speaker/Strobe |  |  |  | Module | TRUE | ET70WP-2475W-FR w/WFP-R |  | Speaker/Strobe, wall, 24 VDC, WP, red weatherproof w/flush plate | 1 | 0 | 0.155 |  |  |  |  | FALSE | FALSE |  |  |  |  | #FF0070C0 | FA-NFPA 170 SPEAKER STROBE | 1 | FALSE | FALSE | FALSE | 2019 | [13 empty] | FALSE |  |  | WP |  |  | DESKTOP-7EIEB7A\acont | 2022-05-04 16:10 | THOR\acont | 2024-09-08 17:27 | Cloned from Eaton Wheelock ET70WP-2475W-FW w/WFP-W | [Eaton Wheelock, Hochiki] [AUDIO 70.7v] [70V AUDIO] ET70WP-24115C-FR (C), ET70WP-24115C-FW (C), ET70WP-24135C-FR (C), ET70WP-24135C-FW (C), ET70WP-24135W-FR (C), ET70WP-24135W-FW (C), ET70WP-24177C-FR (C), ET70WP-24177C-FW (C), ET70WP-24185W-FR, ET70WP-2 [Eaton Wheelock, Hochiki] [AUDIO 25v] [25V AUDIO] ET70WP-24115C-FR (C), ET70WP-24115C-FW (C), ET70WP-24135C-FR (C), ET70WP-24135C-FW (C), ET70WP-24135W-FR (C), ET70WP-24135W-FW (C), ET70WP-24177C-FR (C), ET70WP-24177C-FW (C), ET70WP-24185W-FR, ET70WP-241 [Eaton Wheelock, Hochiki] [NAC] [UL 1971] ET70WP-2475W-FR, ET70WP-2475W-FR w/IOB-R, ET70WP-2475W-FR w/WFP-R, ET70WP-2475W-FW, ET70WP-2475W-FW w/IOB-R, ET70WP-2475W-FW w/IOB-W, ET70WP-2475W-FW w/WFP-W [Eaton Wheelock, Hochiki] [NAC] [UL 1638 @ 77°F] ET70WP-2475W-FR, ET70WP-2475W-FR w/IOB-R, ET70WP-2475W-FR w/WFP-R, ET70WP-2475W-FW, ET70WP-2475W-FW w/IOB-R, ET70WP-2475W-FW w/IOB-W, ET70WP-2475W-FW w/WFP-W
77a4c9f9-9244-4266-821a-b52d18ed76f9 |  |  |  | North | Siemens | [5 empty] | Module | TRUE | FCA2035-A1 | S54400-P156-A1 | FCA2035-A1 License key S3 | 1 | [12 empty] | #FFFFFFFF |  |  | FALSE | FALSE | FALSE | [20 empty] | DESKTOP-7SAL8M7\acont | 2019-08-13 09:04 | THOR\acont | 2024-10-09 10:48
c8db22cb-caec-483a-bca0-b52d55b0f5a7 | NFPA 170 SMOKE CO DETECTOR |  |  | North | Notifier |  | Smoke/CO Detector |  |  |  | Module | TRUE | FPC-951 w/B200S-WH | + | Intelligent multi-criteria photo/CO, bright white, Velociti w/ Intelligent sounder base, white, UL-listed | 1 | 0.0002 | 0.0045 |  |  |  |  | FALSE | TRUE | FLUSH |  | 4" SQ. DEEP | 3 "O" PLASTER RING | #FFFF0000 | FA-NFPA 170 SMOKE CO DETECTOR | 1 | FALSE | FALSE | FALSE | 1407 | [13 empty] | FALSE |  |  | S |  |  | DESKTOP-QGO6JOK\acont | 2021-08-06 10:21 | THOR\acont | 2024-09-08 17:27 | Cloned from Gamewell FCI MCS-COP3 w/B200S-WH | [Honeywell, Notifier, System Sensor] [SLC SENSORS] [*] [#4 TYPE ADDR ¦ SENSORS] 2251B (C), 2251-COPTIR (C), 2251-COPTIR w/B200S-WH (C), 2251TB (C), 2251TMB (C), 5251B (C), 5251B-WP (C), 5251H (C), 5251RB (C), 5251RB-WP (C), 7251 (C), 7251DH (C), DH200LP [Notifier, System Sensor] [AUX POWER] 2251-COPTIR w/B200S-WH (C), B200S, B200SR, B200S-WH, B210LP, FCO-851 w/B200S (C), FCO-951 w/B200S-WH (C), FCP-951 w/B200S-WH, FPC-951 w/B200S-IV (C), FPC-951 w/B200S-WH (C), FPTI-951 w/B200S-IV (C), FPTI-951 w/B200S- [Honeywell, Notifier, System Sensor] [SLC MODULES SENSORS] [*] [#2 SHARED ADDR ¦ SENSORS] 2251B (C), 2251-COPTIR (C), 2251-COPTIR w/B200S-WH (C), 2251TB (C), 2251TMB (C), 5251B (C), 5251B-WP (C), 5251H (C), 5251RB (C), 5251RB-WP (C), 7251 (C), 7251DH (C)
d29c63e4-8410-40ce-bd32-b52fdd29c772 |  |  |  | North | Edwards |  | Hardware |  |  |  | Hardware | TRUE | 2-LSRA-C |  | OBSOLETE - LCD Annunciator /w FA controls, EST2 | 1 | [6 empty] | FALSE | [5 empty] | #FFFFFFFF |  |  | FALSE | FALSE | FALSE | [14 empty] | FALSE | [7 empty] | THOR\acont | 2024-10-09 10:48
8e3e3149-bf50-4d12-9027-b533e66b90b7 | NFPA 170 REMOTE TEST SWITCH |  |  | North | Notifier |  | REMOTE TEST SWITCH |  |  |  | Module | TRUE | RTS151KEY | ++ | Remote Test Station W/ Switch, Alarm & Power LEDs, Key Reset | 1 | 0 | 0.012 |  |  |  |  | FALSE | FALSE | FLUSH |  | 4" SQ. DEEP | 1 GANG | #FFFF0000 | FA-NFPA 170 REMOTE TEST SWITCH | 1 | FALSE | FALSE | FALSE | 914 |  |  | 7260-0028:0228 | [10 empty] | FALSE | [7 empty] | THOR\acont | 2024-09-08 17:27 |  | [Farenhyt, Fike, Gamewell FCI, Notifier, Silent Knight] [RTS] [*] RTS151, RTS151KEY, RTS151KEY
e3fd8649-3a5d-4744-9d17-b535d9410357 | CADGEN STI STOPPER |  |  | North | STI |  | Accessories |  |  |  | Module | TRUE | STI-1221A4X |  | Strobe Damage Stopper - Cover and encl. back box, 4” deep, weatherproof, Type 4X | 1 | [6 empty] | FALSE | [5 empty] | #FFFF0000 | FA-CADGEN STI STOPPER | 1 | FALSE | FALSE | FALSE | [14 empty] | FALSE | [5 empty] | DESKTOP-7EIEB7A\acont | 2022-08-01 08:10 | THOR\acont | 2024-09-08 17:27 | Cloned from Edwards STI-1221A
06701eb6-95f6-419e-b4ab-b5360afac3dd | CADGEN STI STOPPER |  |  | North | BluePoint |  | Accessories |  |  |  | Module | TRUE | BP02-402P | ++ | Police P.S. Hinged Enclosure (No Horn) | 1 | [6 empty] | FALSE | [5 empty] | #FFFF0000 | FA-CADGEN STI STOPPER | 1 | FALSE | FALSE | FALSE | [14 empty] | FALSE | [5 empty] | THOR\acont | 2024-03-20 12:21 | THOR\acont | 2024-09-08 17:27 | Cloned from STI STI-1210C
f166f01e-1ae2-4296-8184-b539cdbb89d9 | NFPA 170 SMOKE DETECTOR |  |  | North | Hochiki |  | Smoke Detector |  |  |  | Module | TRUE | ALK-V w/ASBL SOUNDER BASE | ALK-V SMOKE SENSOR | ALK-V SMOKE SENSOR w/ASBL SOUNDER BASE | 1 | 0.00039 | 0.0008 |  |  |  |  | TRUE | TRUE |  | *Refer to Install Sheet |  |  | #FFFF0000 | FA-NFPA 170 SMOKE DETECTOR | 1 | FALSE | FALSE | FALSE | 1408 | [16 empty] | SB |  |  | DESKTOP-0D6CQVA\lousc | 2019-10-12 10:14 | THOR\acont | 2024-09-08 17:27 | Cloned from Hochiki AIE-EA w/ASBL SOUNDER BASE | [Hochiki] [AUX POWER] [24 VDC] ACC-V w/ASBL SOUNDER BASE (C), ACD-V w/ASBL SOUNDER BASE (C), AIE-EA w/ASBL SOUNDER BASE (C), ALK-V w/ASBL SOUNDER BASE (C), ALN-V w/ASBL SOUNDER BASE (C), ATG-EA w/ASBL SOUNDER BASE (C), ATJ-EA w/ASBL SOUNDER BASE (C) [Hochiki, VES] [SLC HOCHIKI] 01 [*] [SLC] ACC-EN (C), ACD-V w/ASBL SOUNDER BASE (C), ACD-V w/HSB-NSA-6 STANDARD BASE (C), ACD-V w/SCI-B4 SHORT CIRCUIT ISOLATOR BASE (C), ACD-V w/SCI-B6 SHORT CIRCUIT ISOLATOR BASE (C), ACD-V w/YBN-NSA-4 STANDARD BASE (C),
c1163e2c-adf6-4b87-8a68-b54761cb5fe3 | NFPA 170 SMOKE DETECTOR |  |  | North | Autocall |  | Smoke Detector |  |  |  | Module | TRUE | A4098-9778 w/A4098-9775 | + | TrueAlarm Photoelectric Smoke Detector w/TrueAlarm Sensor Base w/LED or Relay Connections - Black | 1 | 0.0008 | 0.001 |  |  |  |  | TRUE | TRUE |  |  |  |  | #FFFF0000 | FA-NFPA 170 SMOKE DETECTOR | 1 | FALSE | FALSE | FALSE | 1408 | [16 empty] | P |  |  | DESKTOP-0D6CQVA\lousc | 2019-07-07 15:43 | THOR\acont | 2024-09-08 17:27 | 20191121 AC Detector with base | [Autocall, Simplex] [IDNet] [SENSORS ++] 4098-9714 (C), 4098-9714 w/4098-9770 (C), 4098-9714 w/4098-9771 (C), 4098-9714 w/4098-9772 (C), 4098-9714 w/4098-9773 (C), 4098-9714 w/4098-9780 (C), 4098-9714 w/4098-9789 (C), 4098-9714 w/4098-9791 (C), 4098-9714
2edb3a79-e919-4b24-80bd-b54810ece66b | NFPA 170 AMPLIFIER RACK | RISER AMP |  | North | Monaco Enterprises |  | Amplifier |  |  |  | Assembly | TRUE | 703-165-00 (70V) | + | Audio Booster 320W, 115 VAC, 50/60 Hz, no power for strobe circuits | 1 | [6 empty] | FALSE | [5 empty] | #FFFF0000 | FA-NFPA 170 AMPLIFIER RACK | 1 | FALSE | FALSE | FALSE | 300 | [8 empty] | 7,12,18,26 |  |  | 7.5 | 50 | TRUE | [5 empty] | DESKTOP-7SAL8M7\acont | 2020-04-02 09:54 | THOR\acont | 2024-09-08 17:27 | Cloned from Monaco Enterprises 703-164-00 (70V)
c11fe077-2c2f-40b3-8ac8-b549c89cf5ca |  |  |  | North | Simplex |  | Cards & Components |  |  |  | Card | TRUE | 4100-4321 |  | Signal Module | 1 | 0.025 | 0.07 |  |  |  |  | TRUE | [5 empty] | #FFFFFFFF |  |  | FALSE | FALSE | FALSE | [20 empty] | THOR\acont | 2024-12-06 06:15 | THOR\acont | 2024-12-06 06:50 | Cloned from Simplex 4100-6005 |  | [Simplex] 4100-1203, 4100-4321 [Simplex] 4100-4321
1c316bce-5b12-46f1-99c4-b550fcc97c33 |  |  |  | North | Siemens |  | Cards & Components |  |  |  | Card | TRUE | FN2001-U1 | ++ | SAFEDLINK / FCnet Network Module | 1 | 0.045 | 0.045 |  |  |  |  | TRUE | [5 empty] | #FFFFFFFF |  |  | FALSE | FALSE | FALSE | [20 empty] | DESKTOP-7EIEB7A\acont | 2022-11-15 14:57 | THOR\acont | 2024-10-09 10:48 | Cloned from Siemens FCL2001-A1 | [Siemens] [SAFEDNET] [NETWORK] FN2001-U1 | [Siemens] FN2001-U1
0aba41fb-9b1f-4955-a0ac-b554efd2a45d |  |  |  | North | System Sensor |  | Cards & Components |  |  |  | Card | TRUE | B710HD | ++ | Detector Base, Flanged, for use with HPX-751 | 1 | 0.006 | 0.08 |  |  |  |  | TRUE | FALSE |  |  |  |  | #FFFFFFFF |  |  | FALSE | FALSE | FALSE | [14 empty] | FALSE | [7 empty] | THOR\acont | 2024-10-09 10:48
003902db-b8ec-4ff1-8da5-b5551b4801ec | NFPA 170 CELL COMM | RISER CELL COMM |  | North | DMP |  | Cellular Communicator |  |  |  | Module | TRUE | CellComSLCZ |  | Universal Alarm Communicator, Z-Wave | 1 | [6 empty] | FALSE | [5 empty] | #FFFF0000 | FA-NFPA 170 CELL COMM | 1 | FALSE | FALSE | FALSE | 251 | [13 empty] | FALSE | [7 empty] | THOR\acont | 2024-09-08 17:27 |  | [DMP, DSC, Honeywell, NAPCO] [IDC] 01 [TROUBLE] 263LTE, 263LTE-A, 263LTE-V, 263LTE-V5 (12V), 3G3070-CF HSPA, CDMA-FIRE, CellComSLC, CellComSLCF, CellComSLCZ, DUALCOMNF-LV (12V), DUALCOMNF-LV (24V), HWF2A-COM Main Board, HWF2V-COM Main Board, IPGSM-4G, TL [DMP, DSC, NAPCO] [DACT] 01 [DACT] 263LTE, 263LTE-A, 263LTE-V, 263LTE-V5 (12V), 3G3070-CF HSPA, CDMA-FIRE, CellComSLC, CellComSLCF, CellComSLCZ, DUALCOMNF-LV (12V), DUALCOMNF-LV (24V), TL300CF
7ae02c58-8ec4-4c3f-9d12-b5567c78ac99 |  |  |  | North | Siemens | [5 empty] | Module | TRUE | P4AP | S54339-A13-A1 | PAD-4 ADAPTER PLATE | 1 | [12 empty] | #FFFFFFFF |  |  | FALSE | FALSE | FALSE | [20 empty] | DESKTOP-7SAL8M7\acont | 2019-08-13 09:04 | THOR\acont | 2024-10-09 10:48
57a010c9-cb9e-4038-852a-b5578f05b95c | NFPA 170 HORN STROBE CEILING |  |  | North | Eaton Wheelock |  | Horn/Strobe |  |  |  | Module | TRUE | CH90-24MCC-FR |  | Chime Strobe, 24 VDC, Multi-Candela, , red | 1 | 0 | 0.397 |  |  |  |  | FALSE | TRUE |  |  |  |  | #FF0070C0 | FA-NFPA 170 HORN STROBE CEILING | 1 | FALSE | FALSE | FALSE | 2012 | [13 empty] | FALSE | [7 empty] | THOR\acont | 2024-09-08 17:27 |  | [Eaton Wheelock] [NAC] CH90-24MCC-FR (C), CH90-24MCC-FW (C)
698d5276-9471-49ff-a01a-b5587064ac13 | NFPA 170 HORN STROBE |  |  | North | Siemens |  | Horn/Strobe |  |  |  | Module | TRUE | SLHSWW-N | S54329-F37-A1 | SLHSWW-N HRN/ST,WALL,WHT,NO-TXT | 1 | [12 empty] | #FF0070C0 | FA-NFPA 170 HORN STROBE | 1 | FALSE | FALSE | FALSE | 2012 | [19 empty] | DESKTOP-7SAL8M7\acont | 2019-08-13 09:04 | THOR\acont | 2024-09-08 17:27 | B,T | [Siemens] [NAC] [24 VDC, HIGH DB, CODE 3] SLHSWR-A, SLHSWR-AL, SLHSWR-F, SLHSWR-FB, SLHSWR-N, SLHSWW-A, SLHSWW-AL, SLHSWW-F, SLHSWW-FB, SLHSWW-N
16402f1c-879b-4344-abc8-b559296d8e79 |  |  |  | North | Bosch | [5 empty] | Module | TRUE | FMM-100-DATK | * | dual action manual pull station | 1 | [12 empty] | #FFFFFFFF |  |  | FALSE | FALSE | FALSE | [20 empty] | DESKTOP-7EIEB7A\acont | 2021-08-13 06:25 | THOR\acont | 2024-10-09 10:48
88c7c9cc-7b91-4286-a0b1-b55dec45e1c4 |  |  |  | North | Siemens | [5 empty] | Module | TRUE | TSP-40-PP | 500-691888 | TSP-40 PRINTER PAPER | 1 | [12 empty] | #FFFFFFFF |  |  | FALSE | FALSE | FALSE | [20 empty] | DESKTOP-7SAL8M7\acont | 2019-08-13 09:04 | THOR\acont | 2024-10-09 10:48
b96a9193-6314-4a0a-99f3-b5622ab12bd3 | NFPA 170 SYNC MODULE |  |  | North | Eaton Wheelock |  | Sync Module |  |  |  | Module | TRUE | SM-12/24-R | F | Sync Module, single circuit Class B, 24 VDC | 1 | [6 empty] | FALSE | FALSE |  |  |  |  | #FFFF0000 | FA-NFPA 170 SYNC MODULE | 1 | FALSE | FALSE | FALSE | 2012 | [13 empty] | FALSE | [7 empty] | THOR\acont | 2024-09-08 17:27
6495145c-17e8-4424-9f77-b5714ffb4d50 | NFPA 170 SMOKE HEAT CO DETECTOR |  |  | North | Kidde |  | Smoke/Heat/CO Detector |  |  |  | Module | TRUE | KI-PHCD w/KI-IB BASE | ++ | Photoelectric, heat detector and carbon monoxide life safety detector | 1 | 3.2e-05 | 3.2e-05 |  |  |  |  | FALSE | TRUE |  |  |  |  | #FFFF0000 | FA-NFPA 170 SMOKE HEAT CO DETECTOR | 1 | FALSE | FALSE | FALSE | 1408 | [13 empty] | FALSE | [5 empty] | DESKTOP-7SAL8M7\acont | 2020-01-02 08:32 | THOR\acont | 2024-10-08 16:26 | Cloned from Edwards SIGA-PHCD w/SIGA-IB BASE | [Edwards, Kidde] [SLC EST SENSORS] 01 [*] [EST3, iO1000] DS-HFS (C), DS-PS (C), FX-HD w/IB4U BASE, FX-HD w/RB4U BASE, FX-HD w/SB4U BASE, FX-HD w/SB4U-LF BASE, FX-HD wB4U BASE, FX-PD w/B4U BASE (C), FX-PD w/IB4U BASE (C), FX-PD w/SB4U BASE (C), FX-PD w/SB [Kidde] [SLC EST MODULES SENSORS] [*] [#2 SHARED ADDR ¦ SENSORS] DS-HFS (C), DS-PS (C), FX-HD w/IB4U BASE, FX-HD w/RB4U BASE, FX-HD w/SB4U BASE, FX-HD w/SB4U-LF BASE, FX-HD wB4U BASE, FX-PD w/B4U BASE (C), FX-PD w/IB4U BASE (C), FX-PD w/SB4U BASE (C), FX [Kidde] [SLC EST SENSORS] [*] [#4 TYPE ADDR ¦ SENSORS] DS-HFS (C), DS-PS (C), FX-HD w/IB4U BASE, FX-HD w/RB4U BASE, FX-HD w/SB4U BASE, FX-HD w/SB4U-LF BASE, FX-HD wB4U BASE, FX-PD w/B4U BASE (C), FX-PD w/IB4U BASE (C), FX-PD w/SB4U BASE (C), FX-PD w/SB4U [Edwards, Kidde] [SLC EST MODULES/SENSORS] 01 [*] [iO64] DS-HFS (C), DS-PS (C), FX-HD w/IB4U BASE, FX-HD w/RB4U BASE, FX-HD w/SB4U BASE, FX-HD w/SB4U-LF BASE, FX-HD wB4U BASE, FX-PD w/B4U BASE (C), FX-PD w/IB4U BASE (C), FX-PD w/SB4U BASE (C), FX-PD w/SB
2a8c003c-0049-4c0a-b768-b573d2fa3cf9 | NFPA 170 HEAT DETECTOR |  |  | North | CWSI |  | Heat Detector |  |  |  | Module | TRUE | 320 |  | HEAT DETECTOR, WIRELESS | 1 | [6 empty] | TRUE | [5 empty] | #FFFF0000 | FA-NFPA 170 HEAT DETECTOR | 1 | FALSE | FALSE | FALSE | 1403 |  |  | 7272-2013:0103 | [16 empty] | ALIENWIN10\AugWin7 | 2019-11-05 15:13 | THOR\acont | 2024-09-08 17:27 | 20191121 AC Detector without base | [CWSI] [CWSI SMOKE DETECTORS] 302 (C), 320, 350
11eb397c-0f6c-4c7a-a0d7-b5772477d5d1 | NFPA 170 HORN STROBE |  |  | North | System Sensor |  | Horn/Strobe |  |  |  | Module | TRUE | P2GRKLED | ++ | 2-Wire, Compact Horn Strobe, Wall, Red, Outdoor | 1 | [6 empty] | FALSE | FALSE |  |  |  |  | #FF0070C0 | FA-NFPA 170 HORN STROBE | 1 | FALSE | FALSE | FALSE | 2012 |  |  | 7125-1653:0188 | [10 empty] | FALSE |  |  | WP |  |  | DESKTOP-QGO6JOK\acont | 2024-07-15 13:27 | THOR\acont | 2024-09-08 17:27 | Cloned from System Sensor P2RK | [System Sensor] [NAC] [16-33VDC, TEMPORAL LOW] P2GRKLED, P2GRKLED-B, P2GRKLED-P, P2GWKLED, P2GWKLED-B, P2GWKLED-P [System Sensor] [NAC] [16-33VDC, TEMPORAL HIGH] P2GRKLED, P2GRKLED-B, P2GRKLED-P, P2GWKLED, P2GWKLED-B, P2GWKLED-P
76151a59-0a5a-451b-8878-b57b10d9195a |  |  |  | North | MK Battery |  | Hardware |  |  |  | Hardware | TRUE | BATT-12260 |  | 26 AH Battery | 1 | [6 empty] | FALSE |  | SURFACE |  | PROVIDED ("WX"HX"D) | N/A | #FFFFFFFF |  |  | FALSE | FALSE | FALSE |  |  |  | N/A | [10 empty] | FALSE | [7 empty] | THOR\acont | 2024-10-09 10:48
c8dc1416-032e-4021-8ca4-b57fc49065fe | NFPA 170 SMOKE DETECTOR |  |  | North | System Sensor |  | Smoke Detector |  |  |  | Module | TRUE | BK2W-B | + | 2-WIRE CONVENTIONAL SMOKE DETECTOR | 1 |  | 0.13 |  |  |  |  | FALSE | TRUE |  |  |  |  | #FFFF0000 | FA-NFPA 170 SMOKE DETECTOR | 1 | FALSE | FALSE | FALSE | 1408 | [13 empty] | FALSE | [7 empty] | THOR\acont | 2024-09-08 17:27 | 20191121 AC Detector without base | [Monaco Enterprises, System Sensor] [IDC] 03 [*] 723-340-00 (C), BK2W-B (C)
6601b6fb-0e71-4944-8614-b5818b766d7e | NFPA 170 ADDRESSABLE INPUT OUTPUT |  |  | North | Potter |  | Addressable Module |  |  |  | Module | TRUE | PAD100-TRTI | + | Two Relay Two Input Module | 2 | 0.00024 | 0.00024 |  |  |  |  | FALSE | [5 empty] | #FFFF0000 | FA-NFPA 170 ADDRESSABLE INPUT OUTPUT | 1 | FALSE | FALSE | FALSE | 1200 | [13 empty] | FALSE | [7 empty] | THOR\acont | 2024-09-08 17:27 |  | [Potter] [SLC PAD] [#2 MODULES] PAD100-DIM, PAD100-OROI, PAD100-TRTI [Potter] [SLC PAD] [*] [#1 SHARED ADDR ¦ MODULES] PAD100-DIM, PAD100-DIM CL-A, PAD100-LED, PAD100-LEDK, PAD100-MIM, PAD100-NAC, PAD100-OROI, PAD100-PSDA, PAD100-PSSA, PAD100-RM, PAD100-SIM, PAD100-SM, PAD100-TRTI, PAD100-TRTI CL-A, PAD100-ZM, PAD100-ZM C | [Potter] PAD100-TRTI, PAD100-TRTI CL-A [Potter] PAD100-DIM, PAD100-DIM CL-A, PAD100-TRTI, PAD100-TRTI CL-A, PAD100-ZM CL-A
20b1df95-c5a6-4061-9040-b584591c8b97 | NFPA 170 SMOKE DETECTOR |  |  | North | MIRCOM |  | Smoke Detector |  |  |  | Module | TRUE | MIX-2251TAP w/B200SR-LF-WH | + | Intelligent Photoelectric Sensor with 135°F Fixed Temperature Heat Detector, Low Frequency Sounder Base | 1 | 0.0003 | 0.0065 |  |  |  |  | FALSE | TRUE |  |  |  |  | #FFFF0000 | FA-NFPA 170 SMOKE DETECTOR | 1 | FALSE | FALSE | FALSE | 1408 | [13 empty] | FALSE |  |  | P, LF, 135° |  |  | DESKTOP-7SAL8M7\acont | 2019-04-12 12:42 | THOR\acont | 2024-09-08 17:27 | 20191121 AC Detector with base | [MIRCOM] [SLC SENSORS] [*] [#4 TYPE ADDR ¦ SENSORS] DNR w/MIX-2251BR (C), DNR w/MIX-2351RAP (C), MIX-1251AP w/B200SR-LF-WH (C), MIX-1251AP w/B200SR-WH (C), MIX-1251AP w/B210LP (C), MIX-1251AP w/B224RB-WH (C), MIX-1251AP w/B501 (C), MIX-1251B w/B200SR-LF- [MIRCOM, Monaco Enterprises] [AUX POWER] [24 VDC] 721-121-00 w/B200SR-LF-WH (C), 721-124-00 w/B200SR-LF-WH (C), 722-121-00 w/B200SR-LF-WH (C), 722-406-00 w/B200SR-LF-WH (C), 723-345-00 w/B200SR-LF-WH (C), 723-353-00 w/B200SR-LF-WH (C), 723-361-00 w/B200S [MIRCOM] [SLC MODULES SENSORS] [*] [#2 SHARED ADDR ¦ SENSORS] DNR w/MIX-2251BR (C), DNR w/MIX-2351RAP (C), MIX-1251AP w/B200SR-LF-WH (C), MIX-1251AP w/B200SR-WH (C), MIX-1251AP w/B210LP (C), MIX-1251AP w/B224RB-WH (C), MIX-1251AP w/B501 (C), MIX-1251B w/
a6e74cc7-0fba-4014-95a2-b58db59f60aa | NFPA 170 HORN |  |  | North | System Sensor |  | Horn |  |  |  | Module | TRUE | HRL-LF w/ WAV-RL | + | LF Sounder, Wall, Red | 1 | 0 | 0.047 |  |  |  |  | FALSE | [5 empty] | #FF0070C0 | FA-NFPA 170 HORN | 1 | FALSE | FALSE | FALSE | 2010 | [13 empty] | FALSE |  |  | LF |  |  | DESKTOP-7SAL8M7\acont | 2020-09-14 15:54 | THOR\acont | 2024-09-08 17:27 | Cloned from System Sensor HRL-LF | [Notifier, System Sensor] [NAC] [VFWR. TEMPORAL LOW] HCRL-LF (C), HCWL-LF (C), HGRL-LF, HGWL-LF, HRL-LF, HRL-LF w/ WAV-RL, HWL-LF, HWL-LF w/ WAV-WL [Notifier, System Sensor] [NAC] [VDC. TEMPORAL HIGH] HCRL-LF (C), HCWL-LF (C), HGRL-LF, HGWL-LF, HRL-LF, HRL-LF w/ WAV-RL, HWL-LF, HWL-LF w/ WAV-WL [Notifier, System Sensor] [NAC] [VDC. TEMPORAL LOW] HCRL-LF (C), HCWL-LF (C), HGRL-LF, HGWL-LF, HRL-LF, HRL-LF w/ WAV-RL, HWL-LF, HWL-LF w/ WAV-WL [Notifier, System Sensor] [NAC] [VFWR. TEMPORAL HIGH] HCRL-LF (C), HCWL-LF (C), HGRL-LF, HGWL-LF, HRL-LF, HRL-LF w/ WAV-RL, HWL-LF, HWL-LF w/ WAV-WL [Farenhyt, Firelite, Gamewell FCI, Notifier, Silent Knight, System Sensor] [SWIFT MESH DEVICES] 01 HRL-LF w/ WAV-RL, HWL-LF w/ WAV-WL, P2RL w/WAV-RL, P2RLED w/WAV-RL, P2RL-LF w/ WAV-RL, P2WL w/ WAV-WL, P2WLED w/ WAV-WL, P2WL-LF w/ WAV-WL, SRL w/ WAV-RL,
5e30acda-147c-4c68-bd4e-b58dd13b585c |  |  |  | North | Bosch | [5 empty] | Module | TRUE | WKP-BOX | * | FLUSH MOUNTED WALL BOX | 1 | [12 empty] | #FFFFFFFF |  |  | FALSE | FALSE | FALSE | [20 empty] | DESKTOP-7EIEB7A\acont | 2021-08-13 06:25 | THOR\acont | 2024-10-09 10:48
44ebd33e-b6a4-412c-8351-b59cb4d496ee | NFPA 170 SPEAKER STROBE |  |  | North | Monaco Enterprises |  | Speaker/Strobe |  |  |  | Module | TRUE | 580-107-00 |  | SPEAKER STB:RED,T-1,WM,INDOOR,24V,WH FIRE LTR,CLEAR,15-185 CANDELA,1/4-2W | 1 | 0 | 0.017 |  |  |  |  | FALSE | [5 empty] | #FF0070C0 | FA-NFPA 170 SPEAKER STROBE | 1 | FALSE | FALSE | FALSE | 2019 | [13 empty] | FALSE | [5 empty] | DESKTOP-7SAL8M7\acont | 2020-03-02 16:36 | THOR\acont | 2024-09-08 17:27 | Cloned from System Sensor SPSRL
9c7f0d45-c6a5-4a12-9806-b59ec4ef7f5c | NFPA 170 DUCT SMOKE DETECTOR |  |  | North | Notifier |  | Duct Smoke Detector |  |  |  | Module | TRUE | HFS-D | ++ | Intelligent non-relay photoelectric low-flow duct smoke detector | 1 | [6 empty] | FALSE | TRUE |  |  |  |  | #FFFF0000 | FA-NFPA 170 DUCT SMOKE DETECTOR | 1 | FALSE | FALSE | FALSE | 1400 | [13 empty] | FALSE | [7 empty] | THOR\acont | 2024-09-08 17:27 | 20191121 AC Detector without base | [Honeywell, Notifier, System Sensor] [SLC SENSORS] [*] [#4 TYPE ADDR ¦ SENSORS] 2251B (C), 2251-COPTIR (C), 2251-COPTIR w/B200S-WH (C), 2251TB (C), 2251TMB (C), 5251B (C), 5251B-WP (C), 5251H (C), 5251RB (C), 5251RB-WP (C), 7251 (C), 7251DH (C), DH200LP [Honeywell, Notifier, System Sensor] [SLC MODULES SENSORS] [*] [#2 SHARED ADDR ¦ SENSORS] 2251B (C), 2251-COPTIR (C), 2251-COPTIR w/B200S-WH (C), 2251TB (C), 2251TMB (C), 5251B (C), 5251B-WP (C), 5251H (C), 5251RB (C), 5251RB-WP (C), 7251 (C), 7251DH (C)
57939266-8e95-4755-87d7-b5a5284d341f |  |  |  | North | Potter | [5 empty] | Module | TRUE | Pipe Sample Test |  | Pipe Sample Test | 1 | [6 empty] | FALSE | [5 empty] | #FFFFFFFF |  |  | FALSE | FALSE | FALSE | [14 empty] | FALSE | [7 empty] | THOR\acont | 2024-10-09 10:48
def17bac-eabb-48af-8e03-b5af447e8b9c | NFPA 170 HORN STROBE CEILING |  |  | North | Simplex |  | Horn/Strobe |  |  |  | Module | TRUE | 49AV-APPLC | + | Audible/Visible Notification Appliances, Ceiling Mount Multi-Candela Horn/Strobe, Specify Cover | 1 | 0 | 0 |  |  |  |  | TRUE | TRUE |  |  |  |  | #FF0070C0 | FA-NFPA 170 HORN STROBE CEILING | 1 | FALSE | FALSE | FALSE | 2013 | [16 empty] | C |  |  | DESKTOP-7EIEB7A\acont | 2022-02-21 21:17 | THOR\acont | 2024-09-08 17:27 | Cloned from Autocall A49AV-APPLC | [Autocall, Simplex] [IDNac] [23VDC, STEADY HIGH] 49AV-APPLC (C), 49AV-APPLC-BA (C), A49AV-APPLC (C), A49AV-APPLC-BA (C)
7d9002f7-11bb-48b1-91b5-b5b15405eea0 | NFPA 170 HORN |  |  | North | Kidde |  | Horn |  |  |  | Module | TRUE | EG1F-HD |  | Temporal Horn, 84.4 or 79.4 dBA, white, /w "FIRE" | 1 | 0 | 0.019 |  |  |  |  | FALSE | [5 empty] | #FF0070C0 | FA-NFPA 170 HORN | 1 | FALSE | FALSE | FALSE | 2010 | [13 empty] | FALSE | [5 empty] | DESKTOP-7SAL8M7\acont | 2020-01-02 08:03 | THOR\acont | 2024-09-08 17:27 | Cloned from Edwards G1F-HD | [Edwards, Kidde] [NAC] [24 VDC, LOW DB] EG1F-HD, EG1F-P, G1F-HD, G1F-P, G1-HD, G1-P, G1RF-HD, G1RF-P, G1R-HD, G1R-P [Edwards, Kidde] [NAC] [16 VDC, LOW DB] EG1F-HD, EG1F-P, G1F-HD, G1F-P, G1-HD, G1-P, G1RF-HD, G1RF-P, G1R-HD, G1R-P [Edwards, Kidde] [NAC] [24 VDC, HIGH DB] EG1F-HD, EG1F-P, G1F-HD, G1F-P, G1-HD, G1-P, G1RF-HD, G1RF-P, G1R-HD, G1R-P [Edwards, Kidde] [NAC] [16 VDC, HIGH DB] EG1F-HD, EG1F-P, G1F-HD, G1F-P, G1-HD, G1-P, G1RF-HD, G1RF-P, G1R-HD, G1R-P
c8b631a2-3afa-4c9d-ae41-b5b23d2d0ec0 | NFPA 170 VOICE EVACUATION CONTROL UNIT |  |  | North | Hochiki |  | Voice Evac Control Unit |  |  |  | Assembly | TRUE | EVAX-300EM-H | + | 300W Voice Evacuation Panel w/ mic | 1 | [6 empty] | FALSE |  |  | *Refer to Install Sheet |  |  | #FFFF0000 | FA-NFPA 170 VOICE EVACUATION CONTROL UNIT | 1 | FALSE | FALSE | FALSE | 211 | [8 empty] | 7,12,18 |  |  |  | 300 | TRUE | [5 empty] | DESKTOP-7SAL8M7\acont | 2019-11-05 06:01 | THOR\acont | 2024-09-08 17:27
7a763138-5006-4cba-9878-b5b380ac20a4 | NFPA 170 HEAT DETECTOR |  |  | North | Fenwal |  | Heat Detector |  |  |  | Module | TRUE | 27121-0 190°F |  | Vertical, Brass Head 190°F | 1 | [6 empty] | FALSE | TRUE |  |  |  |  | #FFFF0000 | FA-NFPA 170 HEAT DETECTOR | 1 | FALSE | FALSE | FALSE | 1403 | [13 empty] | FALSE |  |  | 190° |  |  | DESKTOP-7SAL8M7\acont | 2020-11-17 10:21 | THOR\acont | 2024-09-08 17:27 | Cloned from Fenwal 27121-0 140°F | [Fenwal] [IDC] 01 12-E27121-000-04-0T (C), 12-F27121-000-06-0T (C), 12-X27020-000 (C), 12-X27020-001 (C), 12-X27021-000 (C), 12-X27021-001 (C), 12-X27121-000-600 (C), 12-X27121-001-600 (C), 27020-0 140°F (C), 27020-0 190°F (C), 27020-1 140°F (C), 27021-0
53257a9b-b5f5-4785-8a8b-b5b41316520f | DETECTOR_MULTI |  |  | North | Kidde |  | Multi Criteria Detector |  |  |  | Module | TRUE | V-PCOS-CA |  | Vigilant series combination photo/CO detector (Canada) | 1 | 0.00045 | 0.00045 |  |  |  |  | FALSE | [5 empty] | #FFFF0000 | FA-DETECTOR_MULTI | 1 | FALSE | FALSE | FALSE | [14 empty] | FALSE | [5 empty] | AULAPTOP-PC\Aulaptop | 2018-09-03 13:55 | THOR\acont | 2024-09-08 17:27 | 20191121 AC Detector without base | [Kidde] [SLC EST SENSORS] [*] [#4 TYPE ADDR ¦ SENSORS] DS-HFS (C), DS-PS (C), FX-HD w/IB4U BASE, FX-HD w/RB4U BASE, FX-HD w/SB4U BASE, FX-HD w/SB4U-LF BASE, FX-HD wB4U BASE, FX-PD w/B4U BASE (C), FX-PD w/IB4U BASE (C), FX-PD w/SB4U BASE (C), FX-PD w/SB4U [Kidde] [SLC EST MODULES SENSORS] [*] [#2 SHARED ADDR ¦ SENSORS] DS-HFS (C), DS-PS (C), FX-HD w/IB4U BASE, FX-HD w/RB4U BASE, FX-HD w/SB4U BASE, FX-HD w/SB4U-LF BASE, FX-HD wB4U BASE, FX-PD w/B4U BASE (C), FX-PD w/IB4U BASE (C), FX-PD w/SB4U BASE (C), FX [Edwards, Kidde] [SLC EST MODULES/SENSORS] 01 [*] [iO64] DS-HFS (C), DS-PS (C), FX-HD w/IB4U BASE, FX-HD w/RB4U BASE, FX-HD w/SB4U BASE, FX-HD w/SB4U-LF BASE, FX-HD wB4U BASE, FX-PD w/B4U BASE (C), FX-PD w/IB4U BASE (C), FX-PD w/SB4U BASE (C), FX-PD w/SB [Edwards, Kidde] [SLC EST SENSORS] 01 [*] [EST3, iO1000] DS-HFS (C), DS-PS (C), FX-HD w/IB4U BASE, FX-HD w/RB4U BASE, FX-HD w/SB4U BASE, FX-HD w/SB4U-LF BASE, FX-HD wB4U BASE, FX-PD w/B4U BASE (C), FX-PD w/IB4U BASE (C), FX-PD w/SB4U BASE (C), FX-PD w/SB
0d6d6536-b660-4cee-858d-b5bbfcf98fe2 | NFPA 170 STROBE CEILING |  |  | North | Simplex |  | Strobe |  |  |  | Module | TRUE | 4906-9211 | + | Multi-Candela Addressable Combination Strobe assembly with amber lens, ALERT strobe on top and clear lens, FIRE strobe on bottom, White | 1 | 0 | 0 |  |  |  |  | TRUE | TRUE |  |  |  |  | #FF0070C0 | FA-NFPA 170 STROBE CEILING | 1 | FALSE | FALSE | FALSE | 2022 | [16 empty] | C |  |  | DESKTOP-7EIEB7A\acont | 2022-03-07 09:35 | THOR\acont | 2024-09-08 17:27 | Cloned from Autocall A4906-9211 | [Autocall, Simplex] [IDNac] [23 VDC RMS] 4906-9208 (C), 4906-9211 (C), A4906-9208 (C), A4906-9211 (C)
a2f6d265-2b79-4a69-a86f-b5c8400eaa5b | NFPA 170 HORN STROBE |  |  | North | Generic |  | Horn/Strobe |  |  |  | Module | TRUE | Existing NAC Load (.2A) |  |  | 1 |  | 0.2 |  |  |  |  | TRUE | [5 empty] | #FF0070C0 | FA-NFPA 170 HORN STROBE | 1 | FALSE | FALSE | FALSE | 2012 | [16 empty] | EXP |  |  | DESKTOP-7SAL8M7\acont | 2020-11-20 07:29 | THOR\acont | 2024-09-08 17:27 | Cloned from Generic Existing NAC Load (.04A) | [Generic] [NAC] [*] Existing NAC Load (.01A), Existing NAC Load (.02A), Existing NAC Load (.03A), Existing NAC Load (.04A), Existing NAC Load (.05A), Existing NAC Load (.06A), Existing NAC Load (.07A), Existing NAC Load (.08A), Existing NAC Load (.09A),
787af723-a3ca-40db-996b-b5cda9e68530 |  |  |  | North | Siemens | [5 empty] | Module | TRUE | PAD-4-LUA | S54389-C1-A1 | PAD-4 NAC expander Laptop Upload Adapter | 1 | [12 empty] | #FFFFFFFF |  |  | FALSE | FALSE | FALSE | [20 empty] | DESKTOP-7SAL8M7\acont | 2019-08-13 09:04 | THOR\acont | 2024-10-09 10:48
8b60a585-1f2c-4ba7-b526-b5d9afb805a2 |  |  |  | North | Potter |  | Hardware |  |  |  | Hardware | TRUE | ARB | + | Addressable Relay Base | 1 | 0.000325 | 0.000325 |  |  |  |  | FALSE | [5 empty] | #FFFFFFFF |  |  | FALSE | FALSE | FALSE |  |  |  | 7272-0328:0194 | [10 empty] | FALSE | [7 empty] | THOR\acont | 2024-10-09 10:48 |  | [Potter] [SLC NOHMI] [*] [#2 SHARED ADDR ¦ SENSORS] ARB, ASB, DDA (C), FHA, PSA (C), PSHA (C), RHA [Potter] [AUX POWER] ARB
ef28dbe1-6f5e-46e8-a809-b5db993cba08 | NFPA 170 SPEAKER STROBE |  |  | North | Kidde |  | Speaker/Strobe |  |  |  | Module | TRUE | INT-3A-RS70 |  | 30cdW, 15cdC Strobe, Re-Ent Speaker, 70V 2, 4, 8, 15w | 1 | [6 empty] | FALSE | [5 empty] | #FF0070C0 | FA-NFPA 170 SPEAKER STROBE | 1 | FALSE | FALSE | FALSE | 2019 | [13 empty] | FALSE | [5 empty] | AUGUSTALIEN\aucon | 2024-05-21 15:58 | THOR\acont | 2024-10-09 10:48 | Cloned from Edwards 757-3A-RS70 | [Edwards, Kidde] [AUDIO 70.7v] [70V AUDIO] 757-1A-R70, 757-1A-R70W, 757-3A-RS70, 757-3A-RS70W, 757-7A-RS70, 757-7A-RS70W, 757-7A-RS70WA, 757-7A-SS70, 757-7A-SS70W, 757-8A-RS70, 757-8A-RS70W, 757-8A-RS70WA, INT-3A-RS70, INT-3A-RS70W, INT-7A-RS70, INT-7A-R
c31f8b2b-254a-4939-b2ca-b5e5696eca4d |  |  |  | North | Consilium |  | Cards & Components |  |  |  | Card | TRUE | 5100002-01A | ++ | Control M X H | 1 | 0.062 | 0.062 | 8 |  | 28 |  | TRUE | [5 empty] | #FFFFFFFF |  |  | FALSE | FALSE | FALSE | [20 empty] | THOR\acont | 2023-09-19 06:49 | THOR\acont | 2024-10-09 10:48 | Cloned from Consilium 5100062-01A CLONED |  | [Consilium] 5100002-01A
ba230e2c-dff4-4cc2-9810-b5ed8a4266dd |  |  |  | North | Notifier |  | Cards & Components |  |  |  | Card | TRUE | SFP-10UD Main Board | + | Ten-zone, 24-volt Fire Alarm Control Panel Main Board | 1 | 0.133 | 0.282 |  |  |  |  | TRUE | [5 empty] | #FFFFFFFF |  |  | FALSE | FALSE | FALSE | [14 empty] | FALSE | [7 empty] | THOR\acont | 2024-10-09 10:48 |  | [Notifier] [VAC ] 411UDAC Main Board, AFP-100 Main Board, AFP-200 Main Board, FCPS-24S6 MAIN BOARD, FCPS-24S8 MAIN BOARD, HPFF12 Main Board, HPFF8 Main Board, NFC-125DA (25V) Main Board, NFC-50/100 Main Board (100W, 25V), NFC-50/100 Main Board (100W, 70V | [Notifier] SFP-10UD Main Board
76b2abdc-ed0c-4e06-85a5-b5ee734e9840 | NFPA 170 SMOKE CO DETECTOR |  |  | North | Potter |  | Smoke/CO Detector |  |  |  | Module | TRUE | PAD200-PCD w/PAD100-SB | + | Photoelectric Smoke/CO Detector with 6" Base with One Form-C Relay Contact | 1 | 0.0005 | 0.0005 |  |  |  |  | FALSE | TRUE |  |  |  |  | #FFFF0000 | FA-NFPA 170 SMOKE CO DETECTOR | 1 | FALSE | FALSE | FALSE | 1411 | [13 empty] | FALSE |  |  | SB |  |  | DESKTOP-7EIEB7A\acont | 2022-01-27 14:46 | THOR\acont | 2024-09-08 17:27 | Cloned from Potter PAD200-PHD w/PAD100-SB | [Potter] [AUX POWER] PAD100-CD w/PAD100-SB, PAD100-HD w/PAD100-SB, PAD100-PD w/PAD100-SB (C), PAD100-PHD w/PAD100-SB (C), PAD100-PHD w/PAD100-SB (Split) (C), PAD200-PCD (C), PAD200-PCD (Split) (C), PAD200-PCD w/PAD100-SB (C), PAD200-PCD w/PAD100-SB (Spli [Potter] [SLC PAD] [*] [#2 SHARED ADDR ¦ SENSORS] PAD100-CD w/PAD100-4DB, PAD100-CD w/PAD100-6DB, PAD100-CD w/PAD100-IB, PAD100-CD w/PAD100-LFSB, PAD100-CD w/PAD100-RB, PAD100-CD w/PAD100-SB, PAD100-CD w/PAD100-SPKB, PAD100-DUCT (C), PAD100-DUCTR (C), PA
2a3416c3-8693-4314-bfc0-b5f0b197ef3d | NFPA 170 NOTIFICATION CIRCUIT EXTENDER PANEL | RISER NAC |  | North | Edwards |  | Notification Circuit Extender Panel |  |  |  | Assembly | TRUE | APS10A |  | Remote Auxiliary/Booster Power Supply, 10A, 120Vac, Red | 1 | [6 empty] | FALSE | [5 empty] | #FFFF0000 | FA-NFPA 170 NOTIFICATION CIRCUIT EXTENDER PANEL | 1 | FALSE | FALSE | FALSE | 212 | [8 empty] | 7,12,18,65 |  |  |  |  | TRUE | [7 empty] | THOR\acont | 2024-09-08 17:27
61ca26c6-3a1d-4616-9e6c-b5f2dcc07efb | NFPA 170 SMOKE DETECTOR |  |  | North | Hochiki |  | Smoke Detector |  |  |  | Module | TRUE | SOC-24V w/NS4-224 STANDARD BASE | SOC-24V w/NS4-224 STANDARD BASE | PHOTOELECTRIC SMOKE DETECTOR w/ STANDARD BASE | 1 |  | 0.193 |  |  |  |  | TRUE | TRUE |  | *Refer to Install Sheet |  |  | #FFFF0000 | FA-NFPA 170 SMOKE DETECTOR | 1 | FALSE | FALSE | FALSE | 1408 | [19 empty] | DESKTOP-0D6CQVA\lousc | 2019-10-06 17:23 | THOR\acont | 2024-09-08 17:27 | from Hochiki SOC-24V w/NS6-224 BASE | [Hochiki] [IDC] 02 [IDC] SLR-24H w/HSC-220L LATCHING LED BASE (C), SLR-24H w/HSC-220R - 2 WIRE RELAY BASE (C), SLR-24H w/HSC-221L LATCHING LED BASE (C), SLR-24H w/HSC-221R - 2 WIRE RELAY BASE (C), SLR-24H w/HSC-224L LATCHING LED BASE (C), SLR-24H w/HSC-2
e72e2c01-fd11-4420-869c-b5f32e947393 | NFPA 170 SPEAKER WALL |  |  | North | Edwards |  | Speaker |  |  |  | Module | TRUE | 5553-25/70-G | + | Series Adaptatone Millennium Speaker, Hazardous Location | 1 | [6 empty] | FALSE | [5 empty] | #FF0070C0 | FA-NFPA 170 SPEAKER WALL | 1 | FALSE | FALSE | FALSE | 2021 | [13 empty] | FALSE |  |  | HZ |  |  | DESKTOP-7EIEB7A\acont | 2022-07-26 09:53 | THOR\acont | 2024-09-08 17:27 | Cloned from Edwards 757-1A-R25 | [Edwards] [AUDIO 25v] [25V AUDIO] 5553-25/70-G, 5553-25/70-R [Edwards] [AUDIO 70.7v] [70V AUDIO] 5553-25/70-G, 5553-25/70-R
c858f46d-1ae0-4c22-8281-b5f6fbdf64ff | NFPA 170 HORN STROBE |  |  | North | Eaton Wheelock |  | Horn/Strobe |  |  |  | Module | TRUE | 7001T-24 |  | NOTIFICATION, HORNSTROBE, WALL, RED | 1 | [6 empty] | FALSE | FALSE |  |  |  |  | #FF0070C0 | FA-NFPA 170 HORN STROBE | 1 | FALSE | FALSE | FALSE | 2012 | [13 empty] | FALSE | [7 empty] | THOR\acont | 2024-09-08 17:27
74710366-71bf-4164-9e31-b5f9c97417a7 | NFPA 170 HEAT DETECTOR |  |  | North | Potter |  | Heat Detector |  |  |  | Module | TRUE | CF-200MP | 1000138 | Indoor Outdoor Fixed Temperature Heat Detector, 200°F (93°C) | 1 | [6 empty] | FALSE | [5 empty] | #FFFF0000 | FA-NFPA 170 HEAT DETECTOR | 1 | FALSE | FALSE | FALSE | 1403 | [13 empty] | FALSE |  |  | 200° F |  |  |  |  | THOR\acont | 2024-09-08 17:27 | 20191121 AC Detector without base | [Notifier, Potter] [IDC] 01 CF-135EWT, CF-135MP, CF-135W, CF-165MP, CF-165W, CF-200EWT, CF-200MP, CF-200W, CF-285MP, CF-285W, CPS-24 w/SB, CR-135EWT, CR-135MP, CR-135W, CR-165MP, CR-165W, CR-200EWT, CR-200MP, CR-200W, DSD-P (C), P32-1T, PS40 Series, PS40
10164916-5791-472f-8276-b5fa5db1a194 | NFPA 170 HORN STROBE |  |  | North | Eaton Wheelock |  | Horn/Strobe |  |  |  | Module | TRUE | EL3RMTSTA-ALW | ++ | WALL HORN STROBE, AMBER, WHITE, WP | 1 | [6 empty] | TRUE | [5 empty] | #FF0070C0 | FA-NFPA 170 HORN STROBE | 1 | FALSE | FALSE | FALSE | 2020 | [16 empty] | WP |  |  | THOR\acont | 2024-09-11 19:32 | THOR\acont | 2024-10-09 10:48 | Cloned from Eaton Wheelock EL3RMTST-FR | [Eaton Wheelock] [NAC] [24VDC, STD HORN] EL3RMTSTA-ALW, EL3RMTSTA-NW, EL3RMTST-FR, EL3RMTST-FW, EL4XMTSTA-ALW, EL4XMTSTA-NW, EL4XMTST-FR, EL4XMTST-FW [Eaton Wheelock] [NAC] [24VDC, HIGH HORN] EL3RMTSTA-ALW, EL3RMTSTA-NW, EL3RMTST-FR, EL3RMTST-FW, EL4XMTSTA-ALW, EL4XMTSTA-NW, EL4XMTST-FR, EL4XMTST-FW
3ac3d860-9ddc-4ffd-95d0-b5fa65d60736 | NFPA 170 GAS DETECTOR |  |  | North | Generic |  | Gas Detection |  |  |  | Module | TRUE | SMOKE/CO DETECTOR |  |  | 1 | [6 empty] | FALSE | FALSE |  |  |  |  | #FFFF0000 | FA-NFPA 170 GAS DETECTOR | 1 | FALSE | FALSE | FALSE | 1402 | [13 empty] | FALSE | [7 empty] | THOR\acont | 2024-09-08 17:27 | 20191121 AC Detector without base | [Det-Tronics, Generic, Macurco, N/A, STI] [IDC] 01 30-3013, AIR PRESSURE SWITCH, AIR PRESSURE SWITCH HIGH/LOW, BACKFLOW VALVE, CM-12, CONTACT DEVICE, DUCT DETECTOR (C), Fire Suppression Control Unit (FSCU), FURNISHED BY OTHERS, FURNISHED BY OTHERS, FURNI
f9c24335-d960-4f66-adbd-b5fcf9342ad7 | NFPA 170 ADDRESSABLE OUTPUT MODULE |  |  | North | NAPCO |  | Addressable Control/Relay |  |  |  | Module | TRUE | FWC-FSLC-SOM1 | ++ | Addressable SLC Fire supervised output module. Application examples: elevator recall, HVAC shutdown, add’l NAC output with power supply | 1 | 0.001 | 0 |  |  | 24 | [7 empty] | #FFFF0000 | FA-NFPA 170 ADDRESSABLE OUTPUT MODULE | 1 | FALSE | FALSE | FALSE | 1100 | [19 empty] | DESKTOP-7SAL8M7\acont | 2020-01-21 11:59 | THOR\acont | 2024-09-08 17:27 |  | [NAPCO] [SLC NAPCO FIRE] 01 [*] FWC-FSLC-CZM, FWC-FSLC-DUCT (C), FWC-FSLC-EZM1, FWC-FSLC-EZM2, FWC-FSLC-HEAT w/FWC-FSLC-SMK6B, FWC-FSLC-ISO, FWC-FSLC-PULL, FWC-FSLC-PULL2, FWC-FSLC-PULLK, FWC-FSLC-PULLK2, FWC-FSLC-RM2, FWC-FSLC-SMK w/FWC-FSLC-SMK6B (C), [NAPCO] [AUX POWER, NAC] [RISER INPUT] FWC-FSLC-SOM1 | [NAPCO] FWC-FSLC-SOM1
d098e7c7-f76c-4f19-8614-b603ee3fe1ab | NFPA 170 AMPLIFIER RACK | RISER AMP |  | North | Sigcom |  | Cards & Components |  |  |  | Card | TRUE | MNS-100EXP (100W, 70V) MAIN BOARD | + | 100 Watt Panel, 4 Speaker Circuits, Back-up Battery and Power Supply | 1 | 0.272 | 0.446 |  |  |  |  | FALSE | [5 empty] | #FFFF0000 | FA-NFPA 170 AMPLIFIER RACK | 1 | FALSE | FALSE | FALSE | 300 | [8 empty] | 7,12,18 |  |  |  | 100 | TRUE | [5 empty] | DESKTOP-7EIEB7A\acont | 2021-03-12 08:03 | THOR\acont | 2024-09-08 17:27 | Cloned from Sigcom MNS-100EXP (100W, 70V) | [Sigcom] [NAC Trigger] [NAC INPUT] MNS-100EXP (100W, 25V) MAIN BOARD, MNS-100EXP (100W, 70V) MAIN BOARD [Sigcom] [MIC] [MIC INPUT] MNS-100EXP (100W, 25V) MAIN BOARD, MNS-100EXP (100W, 70V) MAIN BOARD [Sigcom] [AUDIO LOW] [#2 AUX AUDIO INPUT] MNS-100EXP (100W, 25V) MAIN BOARD, MNS-100EXP (100W, 70V) MAIN BOARD, VECP-25 (25W, 25V) MAIN BOARD, VECP-50 (50W, 25V) MAIN BOARD [Sigcom] [AUDIO LOW] [#1 AUDIO INPUT] MNS-100APB (100W, 25V) MAIN BOARD, MNS-100APB (100W, 70V) MAIN BOARD, MNS-100EXP (100W, 25V) MAIN BOARD, MNS-100EXP (100W, 70V) MAIN BOARD | [Sigcom] MNS-100EXP (100W, 70V) MAIN BOARD
42dcfe48-db33-44dd-98d7-b604bad45d87 | NFPA 170 HORN STROBE |  |  | North | Siemens |  | Horn/Strobe |  |  |  | Module | TRUE | SLFSSWW-N | S54329-F63-A2 | SLFSSWW-N LFS/ST,WALL,WHT,NO-TXT | 1 | [12 empty] | #FF0070C0 | FA-NFPA 170 HORN STROBE | 1 | FALSE | FALSE | FALSE | 2012 | [19 empty] | DESKTOP-7SAL8M7\acont | 2019-08-13 09:04 | THOR\acont | 2024-09-08 17:27 |  | [Siemens] [NAC] [DC CONTINUOUS] SLFSSWR-AL, SLFSSWR-CO, SLFSSWR-F, SLFSSWR-N, SLFSSWW-AL, SLFSSWW-CO, SLFSSWW-F, SLFSSWW-N
271e28f3-486e-42e9-af2b-b60630fa7bfc | NFPA 170 REMOTE TEST SWITCH |  |  | North | Farenhyt |  | REMOTE TEST SWITCH |  |  |  | Module | TRUE | RTS151 | ++ | Remote Test Station W/ Switch, Alarm & Power LEDs | 1 | 0 | 0.012 |  |  |  |  | FALSE | [5 empty] | #FFFF0000 | FA-NFPA 170 REMOTE TEST SWITCH | 1 | FALSE | FALSE | FALSE | 914 | [13 empty] | FALSE | [7 empty] | THOR\acont | 2024-09-08 17:27 |  | [Farenhyt, Fike, Gamewell FCI, Notifier, Silent Knight] [RTS] [*] RTS151, RTS151KEY, RTS151KEY
cecdbb4d-c2ae-423d-9f46-b60b521809ac | NFPA 170 SMOKE DETECTOR |  |  | North | Notifier |  | Smoke Detector |  |  |  | Module | TRUE | FSD-751RP w/B224BI |  | DETECTOR, SMOKE, ADDRESSABLE PHOTO w/ISOLATOR BASE | 1 | 0.0003 | 0.0003 |  |  |  |  | FALSE | TRUE |  |  |  |  | #FFFF0000 | FA-NFPA 170 SMOKE DETECTOR | 1 | FALSE | FALSE | FALSE | 1408 | [13 empty] | FALSE |  |  | IB |  |  |  |  | THOR\acont | 2024-09-08 17:27 | 20191121 AC Detector with base | [Honeywell, Notifier, System Sensor] [SLC MODULES SENSORS] [*] [#2 SHARED ADDR ¦ SENSORS] 2251B (C), 2251-COPTIR (C), 2251-COPTIR w/B200S-WH (C), 2251TB (C), 2251TMB (C), 5251B (C), 5251B-WP (C), 5251H (C), 5251RB (C), 5251RB-WP (C), 7251 (C), 7251DH (C) [Honeywell, Notifier, System Sensor] [SLC SENSORS] [*] [#4 TYPE ADDR ¦ SENSORS] 2251B (C), 2251-COPTIR (C), 2251-COPTIR w/B200S-WH (C), 2251TB (C), 2251TMB (C), 5251B (C), 5251B-WP (C), 5251H (C), 5251RB (C), 5251RB-WP (C), 7251 (C), 7251DH (C), DH200LP
ce61d893-4eda-4e04-966d-b612250ad8ab |  |  |  | North | Evax |  | Cards & Components |  |  |  | Card | TRUE | EVX-50EM | + | 50W Voice Evacuation Module w/ mic | 1 | 0.13 | 3.2 |  |  |  |  | TRUE | [5 empty] | #FFFFFFFF |  |  | FALSE | FALSE | FALSE | [20 empty] | DESKTOP-7SAL8M7\acont | 2020-07-16 11:28 | THOR\acont | 2024-10-09 10:48 | Cloned from Hochiki EVX-50EM-H
a2f62b1c-2621-4372-a4b4-b6144854fdb6 |  |  |  | North | Autocall |  | Cards & Components |  |  |  | Card | TRUE | A100-1326 | + | Digital Flex-50, 50 W Amplifier, constant supervision compatible 25 VRMS output | 1 | 0.085 | 2.27 |  |  |  |  | TRUE | [5 empty] | #FFFFFFFF |  |  | FALSE | FALSE | FALSE | [20 empty] | DESKTOP-0D6CQVA\lousc | 2019-07-07 13:45 | THOR\acont | 2024-10-09 10:48 | Cloned from AutoCall A100-1312 |  | [Autocall] A100-1312, A100-1326
a7f2e1a6-51ef-4fb0-8bc4-b61668eb7c35 | NFPA 170 SMOKE DETECTOR |  |  | North | MIRCOM |  | Smoke Detector |  |  |  | Module | TRUE | MIX-2251B w/B200SR-LF-WH | + | Intelligent Photoelectric Smoke Sensor, Low Frequency Sounder Base | 1 | 0.0003 | 0.0065 |  |  |  |  | FALSE | TRUE |  |  |  |  | #FFFF0000 | FA-NFPA 170 SMOKE DETECTOR | 1 | FALSE | FALSE | FALSE | 1408 | [13 empty] | FALSE |  |  | P, LF |  |  | DESKTOP-7SAL8M7\acont | 2019-04-12 09:08 | THOR\acont | 2024-09-08 17:27 | 20191121 AC Detector with base | [MIRCOM, Monaco Enterprises] [AUX POWER] [24 VDC] 721-121-00 w/B200SR-LF-WH (C), 721-124-00 w/B200SR-LF-WH (C), 722-121-00 w/B200SR-LF-WH (C), 722-406-00 w/B200SR-LF-WH (C), 723-345-00 w/B200SR-LF-WH (C), 723-353-00 w/B200SR-LF-WH (C), 723-361-00 w/B200S [MIRCOM] [SLC MODULES SENSORS] [*] [#2 SHARED ADDR ¦ SENSORS] DNR w/MIX-2251BR (C), DNR w/MIX-2351RAP (C), MIX-1251AP w/B200SR-LF-WH (C), MIX-1251AP w/B200SR-WH (C), MIX-1251AP w/B210LP (C), MIX-1251AP w/B224RB-WH (C), MIX-1251AP w/B501 (C), MIX-1251B w/ [MIRCOM] [SLC SENSORS] [*] [#4 TYPE ADDR ¦ SENSORS] DNR w/MIX-2251BR (C), DNR w/MIX-2351RAP (C), MIX-1251AP w/B200SR-LF-WH (C), MIX-1251AP w/B200SR-WH (C), MIX-1251AP w/B210LP (C), MIX-1251AP w/B224RB-WH (C), MIX-1251AP w/B501 (C), MIX-1251B w/B200SR-LF-
f475be9a-e2e4-49f6-9867-b61ceae20a57 |  |  |  | North | Edwards |  | Hardware |  |  |  | Hardware | TRUE | MN-GVSP1 |  | HPSA 2-piece steel pole | 1 | [6 empty] | FALSE | [5 empty] | #FFFFFFFF |  |  | FALSE | FALSE | FALSE | [14 empty] | FALSE | [7 empty] | THOR\acont | 2024-10-09 10:48
dabb8f33-b63b-4739-905e-b621ac093a29 | NFPA 170 SMOKE DETECTOR |  |  | North | Bosch |  | Smoke Detector |  |  |  | Module | TRUE | F220-PTH w/F220-B6 | + | Photoelectric smoke detector head with fixed-temperature (+135°F [+57°C]) heat sensor w/Addressable POPIT Master Base | 1 | 0.00012 | 0.02 |  |  |  |  | FALSE | TRUE |  |  |  |  | #FFFF0000 | FA-NFPA 170 SMOKE DETECTOR | 1 | FALSE | FALSE | FALSE | 1408 | [13 empty] | FALSE |  |  | 135° FT |  |  | DESKTOP-7EIEB7A\acont | 2021-10-28 13:57 | THOR\acont | 2024-09-08 17:27 | Cloned from Bosch F220-PTH w/F220-B6PS | [Bosch] [IDC] 03 F220-135 w/F220-B6, F220-P w/F220-B6, F220-PTH w/F220-B6 (C), FCC-380 (C)
2cbb3bdc-0af0-4b24-8c6e-b622ff41cde0 | NFPA 170 ADDRESSABLE INPUT MONITOR MODULE |  |  | North | Farenhyt |  | Addressable Module |  |  |  | Module | TRUE | IDP-ZONE-6 | ++ | Six Zone Interface Module | 6 | 0.002 | 0.002 |  |  |  |  | TRUE | [5 empty] | #FFFF0000 | FA-NFPA 170 ADDRESSABLE INPUT MONITOR MODULE | 1 | FALSE | FALSE | FALSE | [17 empty] | 6 |  |  | DESKTOP-7EIEB7A\acont | 2023-02-27 07:10 | THOR\acont | 2024-09-08 17:27 | Cloned from Silent Knight SK-ZONE-6 | [Farenhyt, Silent Knight] [SLC MODULES/SENSORS] [#5 SLC ++] IDP-CONTROL-6, IDP-MON-10, IDP-RELAY-6, IDP-ZONE-6, SK-CONTROL-6, SK-MON-10, SK-RELAY-6, SK-ZONE-6 [Farenhyt] [SLC SK MODULES] [#3 MODULES ++] IDP-CONTROL-6, IDP-MON-10, IDP-RELAY-6, IDP-ZONE-6 [Farenhyt, Silent Knight] [AUX POWER] [AUX INPUT ++] IDP-ZONE-6, SK-ZONE-6 [Farenhyt] [SLC SK MODULES] [#4 MODULES ++] IDP-CONTROL-6, IDP-MON-10, IDP-RELAY-6, IDP-ZONE-6 [Farenhyt, Silent Knight] [SLC MODULES/SENSORS] [#4 SLC ++] IDP-CONTROL-6, IDP-MON-10, IDP-RELAY-6, IDP-ZONE-6, SK-CONTROL-6, SK-MON-10, SK-RELAY-6, SK-ZONE-6 [Farenhyt] [SLC SK MODULES] [#2 MODULES ++] IDP-CONTROL-6, IDP-MON-10, IDP-MONITOR-2, IDP-RELAY-6, IDP-RELAYMON-2, IDP-ZONE-6 [Farenhyt] [SLC SK MODULES] [#5 MODULES ++] IDP-CONTROL-6, IDP-MON-10, IDP-RELAY-6, IDP-ZONE-6 [Farenhyt, Silent Knight] [SLC MODULES/SENSORS] [#2 SLC ++] IDP-ACCLIMATE (C), IDP-BEAM (C), IDP-CONTROL-6, IDP-MON-10, IDP-MONITOR-2, IDP-RELAY-6, IDP-RELAYMON-2, IDP-ZONE, IDP-ZONE-6, OSI-RI-SK (C), SK-ACCLIMATE (C), SK-BEAM (C), SK-CONTROL-6, SK-MON-1 [Farenhyt, Silent Knight] [SLC MODULES/SENSORS] [#3 SLC ++] IDP-CONTROL-6, IDP-MON-10, IDP-RELAY-6, IDP-RELAYMON-2, IDP-ZONE-6, OSI-RI-SK (C), SK-CONTROL-6, SK-MON-10, SK-RELAY-6, SK-RELAYMON-2, SK-ZONE-6, W-DIS-D [Farenhyt] [SLC IDP MODULES] [*] [#3 TYPE ADDR ¦ MODULES] CO1224TR w/ IDP-MINIMON, CO1224TR w/ IDP-MONITOR, Hood System/IDP-MINIMON, IDP-CONTROL, IDP-CONTROL-6, IDP-MINIMON, IDP-MON-10, IDP-MONITOR, IDP-MONITOR-2, IDP-PULL-DA, IDP-PULL-SA, IDP-RELAY, IDP [Farenhyt, Silent Knight] [SLC MODULES SENSORS] [*] [#1 SHARED ADDR ¦ MODULES] HFS-MM, Hood System/IDP-MINIMON, IDP-CONTROL, IDP-CONTROL-6, IDP-MINIMON, IDP-MON-10, IDP-MONITOR, IDP-MONITOR-2, IDP-PULL-DA, IDP-PULL-SA, IDP-RELAY, IDP-RELAY-6, IDP-RELAYMO [Farenhyt] [SLC SK MODULES] [#6 MODULES ++] IDP-CONTROL-6, IDP-MON-10, IDP-RELAY-6, IDP-ZONE-6 [Farenhyt, Silent Knight] [SLC MODULES/SENSORS] [#6 SLC ++] IDP-CONTROL-6, IDP-MON-10, IDP-RELAY-6, IDP-ZONE-6, SK-CONTROL-6, SK-MON-10, SK-RELAY-6, SK-ZONE-6 | [Farenhyt, Silent Knight] IDP-ZONE-6, SK-ZONE-6
239d5975-37fe-4892-bafa-b62e25e9bc17 | NFPA 170 MANUAL PULL |  |  | North | MIRCOM |  | Manual Station |  |  |  | Module | TRUE | MS-701 | + | Single Action Single Stage Manual Station (Bilingual) | 1 | [6 empty] | FALSE | [5 empty] | #FFFF0000 | FA-NFPA 170 MANUAL PULL | 1 | FALSE | FALSE | FALSE | 957 | [13 empty] | FALSE | [7 empty] | THOR\acont | 2024-09-08 17:27 |  | [MIRCOM] [IDC] 04 MS-701, MS-701U, MS-702, MS-703U, MS-704U, MS-710U
154dd695-1e52-4fa7-864d-b631e2314c96 |  |  |  | North | Autocall |  | Cards & Components |  |  |  | Card | TRUE | A100-0625 | + | Local Mode Transponder Interface Module, includes RUI connection | 1 | 0.112 | 0.112 |  |  |  |  | TRUE | [5 empty] | #FFFFFFFF |  |  | FALSE | FALSE | FALSE | [20 empty] | AULAPTOP-PC\Aulaptop | 2019-11-22 05:21 | THOR\acont | 2024-10-09 10:48 | Cloned from Advanced New Part CLONED | [Autocall, Simplex] [RUI] 4100-0304, A100-0620, A100-0625 | [Autocall, Simplex] 4100-0304, A100-0620, A100-0625 [Autocall] A007-9101/9102 CPU, A007-9202 CPU, A010-9422 CPU, A010-9425 CPU, A010-9426 CPU, A010-9601 ESS, A010-9602 CPU, A010-9604 CPU, A100-0620, A100-0625, A100-1291, A100-9121 CPU, A100-9131 CPU, A100-9314 CPU, A100-9331 CPU
09dc723a-8fff-4382-bfa4-b635bead0509 |  |  |  | North | Kidde |  | Cards & Components |  |  |  | Card | TRUE | VS4-RD Mainboard |  | Mainboard for VS4-RD assembly | 1 | 0.268 | 0.433 |  |  |  |  | TRUE | [5 empty] | #FFFFFFFF |  |  | FALSE | FALSE | FALSE | [14 empty] | FALSE | [7 empty] | THOR\acont | 2024-10-09 10:48 |  | [Edwards, Kidde, Macurco] [IDC] [#1 ALARM] 2IDC, 76-600000-001 Main Board, 76-800xxx-xxx Main Board, 77-600000-901 Main Board, 84-732001-901 Main Board, DVP-120 Mainboard, EST1-2Z Mainboard, FSP1004G Mainboard, FSP1004G-2 Mainboard, FSP1004GD Mainboard, [Edwards, Kidde] [VAC ] 2IDC, 76-600000-001 Main Board, 76-800xxx-xxx Main Board, 77-600000-901 Main Board, 84-732001-901 Main Board, APS10A Mainboard, APS6A Mainboard, BPS10A Mainboard, BPS10A/230 Mainboard, BPS6A Mainboard, BPS6A/230 Mainboard, EST1-2Z [Edwards, Kidde, Macurco] [IDC] [#2 TROUBLE] 2IDC, 76-600000-001 Main Board, 76-800xxx-xxx Main Board, 77-600000-901 Main Board, 84-732001-901 Main Board, DVP-120 Mainboard, EST1-2Z Mainboard, FSP1004G Mainboard, FSP1004G-2 Mainboard, FSP1004GD Mainboard [Edwards, Kidde, Macurco] [IDC] [#3 SUPERVISORY] 2IDC, 76-600000-001 Main Board, 76-800xxx-xxx Main Board, 77-600000-901 Main Board, 84-732001-901 Main Board, DVP-120 Mainboard, EST1-2Z Mainboard, FSP1004G Mainboard, FSP1004G-2 Mainboard, FSP1004GD Mainb | [Edwards, Kidde] FX-1000 Mainboard, FX-1000D Mainboard, FX-64RD Mainboard, iO1000G Mainboard, iO1000G-2 Mainboard, iO1000G-2-PG Mainboard, iO1000G-2-SP Mainboard, iO1000GC Mainboard, iO1000GD Mainboard, iO1000G-F Mainboard, iO1000G-PG Mainboard, iO1000G-S [Edwards, Kidde] FX-64R Mainboard, FX-64RD Mainboard, iO64G Mainboard, iO64G-2 Mainboard, iO64G-2-PG Mainboard, iO64G-2-SP Mainboard, iO64GD Mainboard, iO64GL Mainboard, iO64GL-F Mainboard, iO64G-PG Mainboard, iO64G-SP Mainboard, iO64R Mainboard, iO64R-2 [Edwards, Kidde] FSP1004GD Mainboard, FSP1004RD Mainboard, FSP302GD Mainboard, FSP302RD Mainboard, FSP502GD Mainboard, FSP502RD Mainboard, FX-1000D Mainboard, FX-64RD Mainboard, iO1000GD Mainboard, iO1000RD Mainboard, iO64GD Mainboard, iO64RD Mainboard, V [Edwards, Kidde] FX-1000 Mainboard, FX-1000D Mainboard, FX-64RD Mainboard, iO1000G Mainboard, iO1000G-2 Mainboard, iO1000G-2-PG Mainboard, iO1000G-2-SP Mainboard, iO1000GC Mainboard, iO1000GD Mainboard, iO1000G-F Mainboard, iO1000G-PG Mainboard, iO1000G-S [Edwards, Kidde] FX-1000 Mainboard, FX-1000D Mainboard, iO1000G Mainboard, iO1000G-2 Mainboard, iO1000G-2-PG Mainboard, iO1000G-2-SP Mainboard, iO1000GC Mainboard, iO1000GD Mainboard, iO1000G-F Mainboard, iO1000G-PG Mainboard, iO1000G-SP Mainboard, iO1000 [Kidde] VS4-G Mainboard, VS4-G-2 Mainboard, VS4-G-2-PG Mainboard, VS4-G-2-SP Mainboard, VS4-GC Mainboard, VS4-GD Mainboard, VS4-G-F Mainboard, VS4-G-PG Mainboard, VS4-G-SP Mainboard, VS4-R Mainboard, VS4-R-2 Mainboard, VS4-RD Mainboard [Edwards] IO-SDC2 [Kidde] VS4-RD Mainboard
61d7e0ce-1819-454e-98e0-b63b24210941 |  |  |  | North | HID | Security/Access Control |  |  |  |  | Module | TRUE | 4045C |  |  | 1 | [12 empty] | #FFFFFFFF |  |  | FALSE | FALSE | FALSE | [20 empty] | THOR\acont | 2024-03-12 21:20 | THOR\acont | 2024-10-09 10:48
d6d4c2da-7f3b-41ae-8f36-b63d6d887e22 | NFPA 170 ADDRESSABLE INPUT MONITOR MODULE |  |  | North | Notifier |  | Addressable Module |  |  |  | Module | TRUE | EM-1MM | ++ | Mini Monitor Module, Eclipse™ Series | 1 | 0.002 | 0.000745 |  |  |  |  | FALSE | FALSE |  |  |  |  | #FFFF0000 | FA-NFPA 170 ADDRESSABLE INPUT MONITOR MODULE | 1 | FALSE | FALSE | FALSE | 1000 | [13 empty] | FALSE | [7 empty] | THOR\acont | 2024-09-08 17:27 |  | [Honeywell, Notifier, System Sensor] [SLC MODULES SENSORS] [*] [#1 SHARED ADDR ¦ MODULES] 30-3013 w/FMM-101, Q3013D, ACM-8R, ACPS-610, AMPS-24, AMPS-24E, EM-1M, EM-1MI, EM-1MM, EM-1MMI, EM-1R, EM-1RI, EM-1SR, EM-1SRI, FCM-1, FCM-1-REL, FD7044 MM-101, FDM [Honeywell, Notifier, System Sensor] [SLC MODULES] [*] [#3 TYPE ADDR ¦ MODULES] 30-3013 w/FMM-101, Q3013D, ACM-8R, ACPS-610, AMPS-24, AMPS-24E, EM-1M, EM-1MI, EM-1MM, EM-1MMI, EM-1R, EM-1RI, EM-1SR, EM-1SRI, FCM-1, FCM-1-REL, FD7044 MM-101, FDM-1, FDRM-1 | [Notifier, Silent Knight] EM-1M, EM-1MI, EM-1MM, EM-1MMI, FD7044 MM-101, FMM-1, FMM-101, HFS-MM, NMM-100, NMM-100P
bb31f711-58a1-4719-a872-b63ebe1a2a60 | NFPA 170 SPEAKER WALL |  |  | North | Kidde |  | Speaker |  |  |  | Module | TRUE | WGSRF-FR | ++ | Outdoor rated speaker, wall, red, fire feu | 1 | [6 empty] | FALSE | FALSE |  |  |  |  | #FF0070C0 | FA-NFPA 170 SPEAKER WALL | 1 | FALSE | FALSE | FALSE | 2021 | [13 empty] | FALSE |  |  | WP |  |  | THOR\acont | 2024-12-19 13:51 | THOR\acont | 2024-12-19 13:57 | Cloned from Edwards WGSRF-FR | [Edwards, Hochiki, Kidde] [AUDIO 70.7v] [70V AUDIO] EG4SRF, EG4SRN, EG4SVRF, EG4SVRN, EG4SVWA, EG4SVWF, EG4SVWN, EG4SWA, EG4SWF, EG4SWN, G4SRF, G4SRN, G4SVRF, G4SVRN, G4SVWA, G4SVWF, G4SVWN, G4SWA, G4SWF, G4SWN, WGSRA, WGSRF, WGSRF-FR, WGSRF-SP, WGSRN, W [Edwards, Hochiki, Kidde] [AUDIO 25v] [25V AUDIO] EG4SRF, EG4SRN, EG4SVRF, EG4SVRN, EG4SVWA, EG4SVWF, EG4SVWN, EG4SWA, EG4SWF, EG4SWN, G4SRF, G4SRN, G4SVRF, G4SVRN, G4SVWA, G4SVWF, G4SVWN, G4SWA, G4SWF, G4SWN, WGSRA, WGSRF, WGSRF-FR, WGSRF-SP, WGSRN, WGS
09174e35-2956-4af6-a5e5-b63fcbe0b07d | NFPA 170 SPEAKER STROBE CEILING |  |  | North | Edwards |  | Speaker/Strobe |  |  |  | Module | TRUE | GCHFRF-S7VMC |  | 70V Ceiling Speaker/Strobe,red, 15, 30, 75, 95 cd,FIRE | 1 | 0 | 0.168 |  |  |  |  | FALSE | TRUE |  |  |  |  | #FF0070C0 | FA-NFPA 170 SPEAKER STROBE CEILING | 1 | FALSE | FALSE | FALSE | 2020 | [13 empty] | FALSE |  |  | C |  |  |  |  | THOR\acont | 2024-09-08 17:27 |  | [Edwards, Kidde] [NAC] [24 VDC] EGCFR-VM (C), EGCF-VM (C), GCFR-S7VM (C), GCFR-VM (C), GCF-S2VM (C), GCF-S7VM (C), GCF-VM (C), GCHFRF-S2VMC (C), GCHFRF-S7VMC (C), GCHFRN-S2VMC (C), GCHFRN-S7VMC (C), GCHFWA-S2VMA (C), GCHFWA-S2VMC (C), GCHFWA-S7VMA (C), G [Edwards, Kidde] [NAC] [16 VDC] EGCFR-VM (C), EGCF-VM (C), GCFR-S7VM (C), GCFR-VM (C), GCF-S2VM (C), GCF-S7VM (C), GCF-VM (C), GCHFRF-S2VMC (C), GCHFRF-S7VMC (C), GCHFRN-S2VMC (C), GCHFRN-S7VMC (C), GCHFWA-S2VMA (C), GCHFWA-S2VMC (C), GCHFWA-S7VMA (C), G [Edwards, Kidde] [AUDIO 70.7v] [70V AUDIO] G4F-S7, G4F-S7V1575, G4F-S7VM, G4HFRF-S7, G4HFRF-S7VMC, G4HFRN-S7, G4HFRN-S7VMC, G4HFWA-S7, G4HFWA-S7VMA, G4HFWA-S7VMC, G4HFWF-S7, G4HFWF-S7VMC, G4HFWN-S7, G4HFWN-S7VMA, G4HFWN-S7VMB, G4HFWN-S7VMC, G4RF-S7, G4RF
1c01754b-67fa-4b31-b733-b643d27641e6 | NFPA 170 MANUAL PULL |  |  | North | Notifier |  | Manual Station |  |  |  | Module | TRUE | BNG-1SP | ++ | Manual Pull Station, single action | 1 | [6 empty] | FALSE | FALSE |  |  |  |  | #FFFF0000 | FA-NFPA 170 MANUAL PULL | 1 | FALSE | FALSE | FALSE | 957 | [13 empty] | FALSE | [7 empty] | THOR\acont | 2024-09-08 17:27 |  | [Det-Tronics, Edwards, Kidde, Notifier] [IDC] 01 30-3013, 30-3013 w/FMM-101, Q3013D, 5621 (C), 5622 (C), 5623 (C), 5624 (C), BNG-1, BNG-1F, BNG-1FTS, BNG-1R, BNG-1SP, BNG-1TS, BNG-1TSL, BNG-1TSR, BNG-1TSRL, CP-651 (C), HD-601 (C), HD-602 (C), HD-603 (C), [Chemtronics, Firelite, MIRCOM, Notifier, System Sensor] [IDC] 01 [*] [IDC 2-WIRE ++] 1151 (C), 1151EIS (C), 1400 (C), 1451 (C), 1451DH (C), 1451DHHT (C), 2100AT (C), 2100S (C), 2100TR (C), 2100TS (C), 2151 w/B110LP (C), 2151 w/B116LP (C), 2151 w/B401 (C
5d57482e-77b0-4c96-8057-b647bfa62f6b | NFPA 170 NOTIFICATION CIRCUIT EXTENDER PANEL | RISER NAC |  | North | Edwards |  | Notification Circuit Extender Panel |  |  |  | Assembly | TRUE | BPS6A |  | Remote Booster Power Supply, 6.5A, 120Vac, red | 1 | [6 empty] | FALSE | [5 empty] | #FFFF0000 | FA-NFPA 170 NOTIFICATION CIRCUIT EXTENDER PANEL | 1 | FALSE | FALSE | FALSE | 212 | [8 empty] | 7,12,18,65 |  |  |  |  | TRUE | [7 empty] | THOR\acont | 2024-09-08 17:27
dd8f805e-f825-4010-a8a1-b64e0260a1a5 |  |  |  | North | Bosch | [5 empty] | Module | TRUE | PET-PACKAGE B | * | Pet-package B | 1 | [12 empty] | #FFFFFFFF |  |  | FALSE | FALSE | FALSE | [20 empty] | DESKTOP-7EIEB7A\acont | 2021-08-13 06:25 | THOR\acont | 2024-10-09 10:48
31f6a340-7210-4fb9-9d75-b64ea0c66ee8 | NFPA 170 ROTATING BEACON |  |  | North | Block Definition Only |  | Beacon |  |  |  | Module | TRUE | NFPA 170 ROTATING BEACON |  | NFPA 170 ROTATING BEACON | 1 | [12 empty] | #FFFF0000 | FA-NFPA 170 ROTATING BEACON | 1 | FALSE | FALSE | FALSE | 2018 | [19 empty] | AULAPTOP-PC\Aulaptop | 2020-03-26 07:41 | THOR\acont | 2024-09-08 17:27
9bf8051a-c6e3-432f-86bf-b654de016646 |  |  |  | North | Edwards |  | Hardware |  |  |  | Hardware | TRUE | QS1-1-G-2 |  | OBSOLETE - FAP w/ 1 Option Card Space, Gray, 230V | 1 | [6 empty] | FALSE | [5 empty] | #FFFFFFFF |  |  | FALSE | FALSE | FALSE | [14 empty] | FALSE | [7 empty] | THOR\acont | 2024-10-09 10:48
85feecbc-8849-4dad-9ed6-b655bdc7a4b3 |  |  |  | North | MIRCOM |  | Hardware |  |  |  | Hardware | TRUE | BC-160 | + | Battery cabinet with a red front door for 26AH and larger batteries | 1 | [6 empty] | FALSE | [5 empty] | #FFFFFFFF |  |  | FALSE | FALSE | FALSE | [9 empty] | 7,12,18 |  |  |  |  | TRUE | [7 empty] | THOR\acont | 2024-10-09 10:48
92e56f11-85f0-450d-95dd-b6569d88ed3d | NFPA 170 HORN STROBE |  |  | North | Potter |  | Horn/Strobe |  |  |  | Module | TRUE | LFHS-15R |  | Low Profile Horn Strobe, Low Frequency, Fixed 15 Candela, Red | 1 | 0 | 0.291 |  |  |  |  | FALSE | [5 empty] | #FF0070C0 | FA-NFPA 170 HORN STROBE | 1 | FALSE | FALSE | FALSE | 2012 | [13 empty] | FALSE |  |  | LF |  |  |  |  | THOR\acont | 2024-09-08 17:27 |  | [Potter] [NAC] [UL MAX, HIGH DB, TEMPORAL 4] LFHS-15R, LFHS-15W [Potter] [NAC] [24 VDC, HIGH DB, TEMPORAL 4] LFHS-15R, LFHS-15W [Potter] [NAC] [UL MAX, HIGH DB, TEMPORAL 3] LFHS-15R, LFHS-15W [Potter] [NAC] [24 VDC, HIGH DB, TEMPORAL 3] LFHS-15R, LFHS-15W
ab548148-db2f-4ea1-8628-b65e686b5530 | NFPA 170 FIRE ALARM CONTROL UNIT | RISER FACP |  | North | Hochiki |  | Fire Alarm Control Unit |  |  |  | Assembly | TRUE | HCA-2 (2-ZONES) | + | CONVENTIONAL FIRE ALARM CONTROL PANEL | 1 | [6 empty] | FALSE |  |  | *Refer to Install Sheet |  |  | #FFFF0000 | FA-NFPA 170 FIRE ALARM CONTROL UNIT | 1 | FALSE | FALSE | FALSE | 202 | [8 empty] | 7,12,18 |  |  |  |  | TRUE | [5 empty] | DESKTOP-0D6CQVA\lousc | 2019-10-06 14:30 | THOR\acont | 2024-09-08 17:27 |  |  | [Hochiki] HCA-2 (2-ZONES), HCA-2D (2-ZONES) WITH DIALER, HCA-4 (4-ZONES), HCA-4D (4-ZONES) WITH DIALER, HCA-8 (8-ZONES), HCA-8D (8-ZONES) WITH DIALER [Hochiki] HCA-2 (2-ZONES), HCA-2D (2-ZONES) WITH DIALER [Hochiki] HCA-2 (2-ZONES), HCA-2D (2-ZONES) WITH DIALER, HCA-4 (4-ZONES), HCA-4D (4-ZONES) WITH DIALER, HCA-8 (8-ZONES), HCA-8D (8-ZONES) WITH DIALER
a698cbb8-d5b9-4661-89d6-b661b90724ca | NFPA 170 ISOLATION MODULE |  |  | North | Silent Knight |  | Isolator Module |  |  |  | Module | TRUE | SK-ISO | ++ | Line isolation module | 1 | 0.00045 | 0.005 |  |  |  |  | FALSE | [5 empty] | #FFFF0000 | FA-NFPA 170 ISOLATION MODULE | 1 | FALSE | FALSE | FALSE | 1200 | [13 empty] | FALSE | [7 empty] | THOR\acont | 2024-09-08 17:27 |  | [Farenhyt, Silent Knight] [ISO] 01 [*] [ISO ++] IDP-ISO, ISO-6, SD500-LIM, SK-ISO
91c86c4d-60b4-4f59-a003-b66524c81cb8 |  |  |  | North | Siemens |  | Cards & Components |  |  |  | Card | TRUE | PSX-12M | S54430-C27-A1 | 12A@24VDC POWER SUPPLY EXTENDER | 1 | 0.15 | 0.15 | 12 |  |  |  | TRUE | [5 empty] | #FFFFFFFF |  |  | FALSE | FALSE | FALSE | [20 empty] | DESKTOP-7EIEB7A\acont | 2023-02-11 11:41 | THOR\acont | 2024-10-09 10:48 | Cloned from Siemens PSC-12M |  | [Siemens] PSC-12, PSC-12M, PSX-12M
87a00eb4-3dbe-4ad1-a822-b66c4bc38df1 | NFPA 170 SPEAKER WALL |  |  | North | Gentex |  | Speaker |  |  |  | Module | TRUE | SSPKWW |  | Speaker Wall, 25 or 70.7 Vrms, 1/8 to 4 watts, white | 1 | [6 empty] | FALSE | FALSE |  |  |  |  | #FF0070C0 | FA-NFPA 170 SPEAKER WALL | 1 | FALSE | FALSE | FALSE | 2021 | [13 empty] | FALSE | [7 empty] | THOR\acont | 2024-09-08 17:27 |  | [Gentex, Hochiki, Potter] [AUDIO 70.7v] [70V AUDIO] CSPKSTR-24AR (C), CSPKSTR-24AW (C), CSPKSTR-24BR (C), CSPKSTR-24BW (C), CSPKSTR-24GR (C), CSPKSTR-24GW (C), CSPKSTR-24RR (C), CSPKSTR-24RW (C), FASPKR-R (C), FASPKR-W (C), FASPKR-WR, FASPKR-WW, FASPK-WP [Gentex, Hochiki, Potter] [AUDIO 25v] [25V AUDIO] CSPKSTR-24AR (C), CSPKSTR-24AW (C), CSPKSTR-24BR (C), CSPKSTR-24BW (C), CSPKSTR-24GR (C), CSPKSTR-24GW (C), CSPKSTR-24RR (C), CSPKSTR-24RW (C), FASPKR-R (C), FASPKR-W (C), FASPKR-WR, FASPKR-WW, FASPK-WPR,
e906204b-8602-45f7-9ef1-b670977773bc | NFPA 170 HORN |  |  | North | Edwards |  | Horn |  |  |  | Module | TRUE | WGAWN | ++ | Outdoor rated horn, white, none | 1 | [6 empty] | FALSE | [5 empty] | #FF0070C0 | FA-NFPA 170 HORN | 1 | FALSE | FALSE | FALSE | 2010 | [13 empty] | FALSE |  |  | WP |  |  | THOR\acont | 2024-04-09 06:58 | THOR\acont | 2024-09-08 17:27 | Cloned from Edwards WGARA CLONED CLONED CLONED CLONED | [Edwards, Kidde] [NAC] [VDC, TEMPORAL] WGARA, WGARF, WGARF-FR, WGARF-SP, WGARN, WGAWA, WGAWF, WGAWF-FR, WGAWF-SP, WGAWN
93838698-95e9-4f65-aa62-b67683257d59 | NFPA 170 NOTIFICATION CIRCUIT EXTENDER PANEL | RISER NAC |  | North | Honeywell |  | Notification Circuit Extender Panel |  |  |  | Assembly | TRUE | HPF24S8 | + | 8-Amp, 24-Volt Power Supply | 1 | [6 empty] | FALSE | [5 empty] | #FFFF0000 | FA-NFPA 170 NOTIFICATION CIRCUIT EXTENDER PANEL | 1 | FALSE | FALSE | FALSE | 212 | [8 empty] | 7,12,18 |  |  | 8 |  | TRUE | [5 empty] | AULAPTOP-PC\Aulaptop | 2018-11-18 09:00 | THOR\acont | 2024-09-08 17:27 | Cloned from Honeywell New Part CLONED
c01381ee-9ac6-4508-96b4-b68d207d17c9 |  |  |  | North | Harrington |  | Hardware |  |  |  | Hardware | TRUE | T2-CAB |  | Cabinet for T2-P & T2-P-D only | 1 | [6 empty] | FALSE | [5 empty] | #FFFFFFFF |  |  | FALSE | FALSE | FALSE | [14 empty] | FALSE | [7 empty] | THOR\acont | 2024-10-09 10:48
7b5fdcc7-3dd5-4452-ab91-b68f283b761a |  |  |  | North | Autocall | [5 empty] | Module | TRUE | A100-7905 |  | FACTORY BUILT-MAIN CONFIGURED | 1 | [12 empty] | #FFFFFFFF |  |  | FALSE | FALSE | FALSE | [20 empty] | ALIENWIN10\AugWin7 | 2019-11-19 16:19 | THOR\acont | 2024-10-09 10:48
9204e2e5-ebd0-4c9b-bfd5-b69d3366f57b | NFPA 170 SPEAKER CEILING |  |  | North | Siemens |  | Speaker |  |  |  | Module | TRUE | SEFH-CR | S54360-F2-A1 | HIGH FIDELITY SPEAKER, ROUND, HIFI, LOW PROFILE, CEILING, RED | 1 | [7 empty] | TRUE |  |  |  |  | #FF0070C0 | FA-NFPA 170 SPEAKER CEILING | 1 | FALSE | FALSE | FALSE | [20 empty] | DESKTOP-7SAL8M7\acont | 2019-08-13 09:04 | THOR\acont | 2024-09-08 17:27 |  | [Siemens] [AUDIO 25v] [25V AUDIO] SEFH-AHMC-CW-ALERT (C), SEFH-AMC-CW-ALERT (C), SEFH-AMC-W-ALERT, SEFH-CR (C), SEFH-CW (C), SEFH-HMC-CR (C), SEFH-HMC-CR-ALERT (C), SEFH-HMC-CW (C), SEFH-HMC-CW-ALERT (C), SEFH-HMC-R, SEFH-HMC-W, SEFH-MC-CR (C), SEFH-MC-C [Siemens] [AUDIO 70.7v] [70V AUDIO] SEFH-AHMC-CW-ALERT (C), SEFH-AMC-CW-ALERT (C), SEFH-AMC-W-ALERT, SEFH-CR (C), SEFH-CW (C), SEFH-HMC-CR (C), SEFH-HMC-CR-ALERT (C), SEFH-HMC-CW (C), SEFH-HMC-CW-ALERT (C), SEFH-HMC-R, SEFH-HMC-W, SEFH-MC-CR (C), SEFH-MC
a19363a9-3939-4781-9bea-b6a55752a782 | NFPA 170 SPEAKER STROBE |  |  | North | Edwards |  | Speaker/Strobe |  |  |  | Module | TRUE | G4HFWA-S7VMC |  | 70V Speaker/Strobe, White, ALERT 15, 30, 75, 110 cd, Clear | 1 | 0 | 0.078 |  |  |  |  | FALSE | [5 empty] | #FF0070C0 | FA-NFPA 170 SPEAKER STROBE | 1 | FALSE | FALSE | FALSE | 2019 | [13 empty] | FALSE | [7 empty] | THOR\acont | 2024-09-08 17:27 |  | [Edwards, Kidde] [AUDIO 70.7v] [70V AUDIO] G4F-S7, G4F-S7V1575, G4F-S7VM, G4HFRF-S7, G4HFRF-S7VMC, G4HFRN-S7, G4HFRN-S7VMC, G4HFWA-S7, G4HFWA-S7VMA, G4HFWA-S7VMC, G4HFWF-S7, G4HFWF-S7VMC, G4HFWN-S7, G4HFWN-S7VMA, G4HFWN-S7VMB, G4HFWN-S7VMC, G4RF-S7, G4RF [Edwards, Kidde] [NAC] [24 VDC] G4ERA-A, G4ERA-B, G4ERA-G, G4ERA-R, G4ERF-C, G4ERN-A, G4ERN-B, G4ERN-C, G4ERN-G, G4ERN-R, G4EWA-A, G4EWA-B, G4EWA-G, G4EWA-R, G4EWF-C, G4EWN-A, G4EWN-B, G4EWN-C, G4EWN-G, G4EWN-R, G4F-S2V1575, G4F-S2VM, G4F-S7V1575, G4F-S7 [Edwards, Kidde] [NAC] [16 VDC] G4ERA-A, G4ERA-B, G4ERA-G, G4ERA-R, G4ERF-C, G4ERN-A, G4ERN-B, G4ERN-C, G4ERN-G, G4ERN-R, G4EWA-A, G4EWA-B, G4EWA-G, G4EWA-R, G4EWF-C, G4EWN-A, G4EWN-B, G4EWN-C, G4EWN-G, G4EWN-R, G4F-S2V1575, G4F-S2VM, G4F-S7V1575, G4F-S7
8796e231-b468-4753-9b93-b6abe87df841 | NFPA 170 SPEAKER STROBE |  |  | North | Siemens |  | Speaker/Strobe |  |  |  | Module | TRUE | SE-MC-R | 500-636025++ | SE Speaker / Speaker-Strobe: Multi-Candela, Red | 1 | [12 empty] | #FF0070C0 | FA-NFPA 170 SPEAKER STROBE | 1 | FALSE | FALSE | FALSE | [20 empty] | DESKTOP-7SAL8M7\acont | 2019-08-13 09:04 | THOR\acont | 2024-09-08 17:27 |  | [Siemens] [AUDIO 25v] [25V AUDIO] SEC-R (C), SEC-W (C), SE-MC-CR (C), SE-MC-CW (C), SE-MC-R, SE-MC-W, SE-R, SE-W [Siemens] [NAC] SE-MC-R, SE-MC-W [Siemens] [AUDIO 70.7v] [70V AUDIO] SEC-R (C), SEC-W (C), SE-MC-CR (C), SE-MC-CW (C), SE-MC-R, SE-MC-W, SE-R, SE-W
6a79ab83-239c-46ba-970b-b6acbb809c62 | NFPA 170 HEAT DETECTOR |  |  | North | Kidde |  | Heat Detector |  |  |  | Module | TRUE | V-PHS |  | Vigilant series combination photo/heat detector | 1 | 0.00045 | 0.00045 |  |  |  |  | FALSE | [5 empty] | #FFFF0000 | FA-NFPA 170 HEAT DETECTOR | 1 | FALSE | FALSE | FALSE | 1403 | [13 empty] | FALSE | [5 empty] | AULAPTOP-PC\Aulaptop | 2018-09-03 13:55 | THOR\acont | 2024-09-08 17:27 | 20191121 AC Detector without base | [Edwards, Kidde] [SLC EST MODULES/SENSORS] 01 [*] [iO64] DS-HFS (C), DS-PS (C), FX-HD w/IB4U BASE, FX-HD w/RB4U BASE, FX-HD w/SB4U BASE, FX-HD w/SB4U-LF BASE, FX-HD wB4U BASE, FX-PD w/B4U BASE (C), FX-PD w/IB4U BASE (C), FX-PD w/SB4U BASE (C), FX-PD w/SB [Edwards, Kidde] [SLC EST SENSORS] 01 [*] [EST3, iO1000] DS-HFS (C), DS-PS (C), FX-HD w/IB4U BASE, FX-HD w/RB4U BASE, FX-HD w/SB4U BASE, FX-HD w/SB4U-LF BASE, FX-HD wB4U BASE, FX-PD w/B4U BASE (C), FX-PD w/IB4U BASE (C), FX-PD w/SB4U BASE (C), FX-PD w/SB [Kidde] [SLC EST MODULES SENSORS] [*] [#2 SHARED ADDR ¦ SENSORS] DS-HFS (C), DS-PS (C), FX-HD w/IB4U BASE, FX-HD w/RB4U BASE, FX-HD w/SB4U BASE, FX-HD w/SB4U-LF BASE, FX-HD wB4U BASE, FX-PD w/B4U BASE (C), FX-PD w/IB4U BASE (C), FX-PD w/SB4U BASE (C), FX [Kidde] [SLC EST SENSORS] [*] [#4 TYPE ADDR ¦ SENSORS] DS-HFS (C), DS-PS (C), FX-HD w/IB4U BASE, FX-HD w/RB4U BASE, FX-HD w/SB4U BASE, FX-HD w/SB4U-LF BASE, FX-HD wB4U BASE, FX-PD w/B4U BASE (C), FX-PD w/IB4U BASE (C), FX-PD w/SB4U BASE (C), FX-PD w/SB4U
7aa8020a-5bba-4ee0-9c68-b6ada6a6cdde |  |  |  | North | Farenhyt |  | Cards & Components |  |  |  | Card | TRUE | ECS-CE4 (70V) | + | Speaker Circuit/Zone Expander Module | 1 | 0.02 | 0.18 |  |  |  |  | TRUE | FALSE |  |  |  |  | #FFFFFFFF |  |  | FALSE | FALSE | FALSE | [14 empty] | FALSE | [5 empty] | DESKTOP-7EIEB7A\acont | 2021-12-08 14:03 | THOR\acont | 2024-10-09 10:48 | Cloned from Firelite ECC-CE4 (70V) |  | [Farenhyt, Firelite] ECC-CE4 (70V), ECS-CE4 (70V)
7bd389ac-5885-4fae-8698-b6b41c84ac3c |  |  |  | North | Gamewell FCI |  | Hardware |  |  |  | Hardware | TRUE | E3BB-BB | ++ | Assy, Backbox Enclosure, Black,“B” Size | 1 | [6 empty] | TRUE |  |  |  | 19 3/8” W x 19 3/8” H x 4 1/2” D (49 W x 49 H x 11 D cm) |  | #FFFFFFFF |  |  | FALSE | FALSE | FALSE | [20 empty] | DESKTOP-7EIEB7A\acont | 2021-04-09 09:22 | THOR\acont | 2024-10-09 10:48 | Cloned from Gamewell E3BB-BAA
b87f0e98-ec1c-4fe8-8c46-b6bc5188e787 | NFPA 170 SMOKE DETECTOR |  |  | North | Hochiki |  | Smoke Detector |  |  |  | Module | TRUE | AIE-EA w/SCI-B6 SHORT CIRCUIT ISOLATOR BASE | AIE-EA SMOKE SENSOR | AIE-EA SMOKE SENSOR w/SCI-B6 SHORT CIRCUIT ISOLATOR BASE | 1 | 0.00035 | 0.00046 |  |  |  |  | TRUE | TRUE |  | *Refer to Install Sheet |  |  | #FFFF0000 | FA-NFPA 170 SMOKE DETECTOR | 1 | FALSE | FALSE | FALSE | 1408 | [16 empty] | SCI |  |  | DESKTOP-0D6CQVA\lousc | 2019-10-12 10:14 | THOR\acont | 2024-09-08 17:27 | Cloned from Hochiki ALN-V w/SCI-B6 SHORT CIRCUIT ISOLATOR BASE | [Hochiki, VES] [SLC HOCHIKI] 01 [*] [SLC] ACC-EN (C), ACD-V w/ASBL SOUNDER BASE (C), ACD-V w/HSB-NSA-6 STANDARD BASE (C), ACD-V w/SCI-B4 SHORT CIRCUIT ISOLATOR BASE (C), ACD-V w/SCI-B6 SHORT CIRCUIT ISOLATOR BASE (C), ACD-V w/YBN-NSA-4 STANDARD BASE (C),
2db87f14-9ab8-42e3-9c0e-b6be84cf6d49 | NFPA 170 SPEAKER STROBE CEILING |  |  | North | Eaton Wheelock |  | Speaker/Strobe |  |  |  | Module | TRUE | E90-24MCC-FW | + | Speaker/Strobe, 24 VDC, Multi-Candela, , 25/70 Vrms, white | 1 | 0 | 0.11 |  |  |  |  | FALSE | TRUE |  |  |  |  | #FF0070C0 | FA-NFPA 170 SPEAKER STROBE CEILING | 1 | FALSE | FALSE | FALSE | 2020 | [13 empty] | FALSE |  |  | C |  |  |  |  | THOR\acont | 2024-09-08 17:27 |  | [Eaton Wheelock] [AUDIO 25v] [25V AUDIO] E70-24MCC-FR (C), E70-24MCC-FW (C), E70-24MCCH-FR (C), E70-24MCCH-FW (C), E90-24MCC-FR (C), E90-24MCC-FW (C), E90-24MCCH-FR (C), E90-24MCCH-FW (C) [Eaton Wheelock] [NAC] [UL MAX FWR] E70-24MCC-FR (C), E70-24MCC-FW (C), E90-24MCC-FR (C), E90-24MCC-FW (C) [Eaton Wheelock] [NAC] [UL MAX DC] E70-24MCC-FR (C), E70-24MCC-FW (C), E90-24MCC-FR (C), E90-24MCC-FW (C) [Eaton Wheelock] [AUDIO 70.7v] [70V AUDIO] E70-24MCC-FR (C), E70-24MCC-FW (C), E70-24MCCH-FR (C), E70-24MCCH-FW (C), E90-24MCC-FR (C), E90-24MCC-FW (C), E90-24MCCH-FR (C), E90-24MCCH-FW (C)
8c9db561-f33c-4c7f-9a95-b6c2c3dc0429 | NFPA 170 SYNC MODULE |  |  | North | Edwards |  | Sync Module |  |  |  | Module | TRUE | G1M-RM |  | Precision Sychronization Module - Remote Mount, 1 Gang | 1 | [6 empty] | FALSE | [5 empty] | #FFFF0000 | FA-NFPA 170 SYNC MODULE | 1 | FALSE | FALSE | FALSE | 1300 | [13 empty] | FALSE | [7 empty] | THOR\acont | 2024-09-08 17:27 |  | [Edwards, Kidde] [NAC] [#1 NAC INPUT] EG1M, EG1M-RM, G1M, G1M-RM [Edwards, Kidde] [NAC] [#2 NAC INPUT] EG1M, EG1M-RM, G1M, G1M-RM | [Edwards, Kidde] EG1M, EG1M-RM, G1M, G1M-RM
b1f70c77-5070-416c-a3da-b6c3e0d4280f | NFPA 170 STROBE WALL |  |  | North | Edwards |  | Strobe |  |  |  | Module | TRUE | 202-7A-TW |  | 15/75cdW, 60cdC Strobe, White, Terminals | 1 | [6 empty] | FALSE | TRUE |  |  |  |  | #FF0070C0 | FA-NFPA 170 STROBE WALL | 1 | FALSE | FALSE | FALSE | 2023 | [13 empty] | FALSE |  |  | C |  |  |  |  | THOR\acont | 2024-09-08 17:27 |  | [Edwards] [NAC] [16 VDC, 16 VFWR, 24 VDC, 24 VFWR] 202-7A-T (C), 202-7A-TW (C)
375afdcc-14ef-43de-bbd5-b6c4fa7be34e |  |  |  | North | System Sensor |  | Hardware |  |  |  | Hardware | TRUE | c |  | Protective cover for A & AT Series Heat Detectors | 1 | [6 empty] | FALSE | [5 empty] | #FFFFFFFF |  |  | FALSE | FALSE | FALSE | [14 empty] | FALSE | [5 empty] | DESKTOP-7EIEB7A\acont | 2023-05-03 08:49 | THOR\acont | 2024-10-09 10:48 | Cloned from Edwards MN-FNSRMK1
8da39fee-26b5-4b70-a012-b6c5764b6e9a |  |  |  | North | Autocall |  | Hardware |  |  |  | Hardware | TRUE | A100-2320 | + | Audio Expansion Bay | 1 | 0 | 0 |  |  |  |  | TRUE | [5 empty] | #FFFFFFFF |  |  | FALSE | FALSE | FALSE | [20 empty] | DESKTOP-0D6CQVA\lousc | 2019-06-15 07:40 | THOR\acont | 2024-10-09 10:48 | Cloned from AutoCall A100-0634
e69706e2-4642-497f-99eb-b6c69d42bf37 | SMOKEWITHSTROBE |  |  | North | Gentex |  | Smoke Detector |  |  |  | Module | TRUE | 7139LS |  | Photoelectric Smoke Alarm with 177cd Visual Signaling Appliance, 120vac, Standalone | 1 | [6 empty] | TRUE | TRUE |  |  |  |  | #FF0070C0 | FA-SMOKEWITHSTROBE | 1 | FALSE | FALSE | FALSE | [20 empty] | AULAPTOP-PC\Aulaptop | 2019-03-08 03:09 | THOR\acont | 2024-09-08 17:27 | Cloned from Gentex 7139CS-W CLONED
7c954a84-b517-47e2-8a57-b6d2e3265fb3 | NFPA 170 NOTIFICATION CIRCUIT EXTENDER PANEL | RISER NAC |  | North | Autocall |  | Notification Circuit Extender Panel |  |  |  | Assembly | TRUE | A009-9601 | + | 4009 IDNAC Repeater with cabinet; provides a single 3 A IDNAC SLC output, 200 mA auxiliary power output, and battery charger; 120/240 VAC, 50/60 Hz input, auto-select, Platinum | 1 | [6 empty] | FALSE | [5 empty] | #FFFF0000 | FA-NFPA 170 NOTIFICATION CIRCUIT EXTENDER PANEL | 1 | FALSE | FALSE | FALSE | 212 | [8 empty] | 6.2,10,18 |  |  | 3 |  | TRUE | [5 empty] | DESKTOP-7SAL8M7\acont | 2020-05-28 09:47 | THOR\acont | 2024-09-08 17:27 | Cloned from AutoCall A009-9201
ecfc114c-b1a4-45ce-970d-b6d463ff85a3 |  |  |  | North | Kidde |  | Cards & Components |  |  |  | Card | TRUE | VM-PMI-LK |  | PMI language kit, includes paging microphone and Fire fighter phone language kit | 1 | [6 empty] | TRUE | [5 empty] | #FFFFFFFF |  |  | FALSE | FALSE | FALSE | [14 empty] | FALSE | [7 empty] | THOR\acont | 2024-10-09 10:48
f926e444-c653-47b4-8cab-b6db19490ede |  |  |  | North | Edwards |  | Hardware |  |  |  | Hardware | TRUE | 4-8ANNMT | + | Wallbox, Surface/Flush Mounting | 1 | [6 empty] | FALSE | [5 empty] | #FFFFFFFF |  |  | FALSE | FALSE | FALSE | [14 empty] | FALSE | [5 empty] | DESKTOP-7EIEB7A\acont | 2022-10-05 08:00 | THOR\acont | 2024-10-09 10:48 | Cloned from Edwards 4-4ANNMT
95cc37a9-b590-49dd-b955-b6dbca16c15f | NFPA 170 MANUAL PULL |  |  | North | Farenhyt |  | Manual Station |  |  |  | Module | TRUE | WIDP-PULL-DA | + | Wireless Manual Pull Station | 1 | [6 empty] | FALSE | [5 empty] | #FFFF0000 | FA-NFPA 170 MANUAL PULL | 1 | FALSE | FALSE | FALSE | 957 | [13 empty] | FALSE |  |  | W |  |  | DESKTOP-7SAL8M7\acont | 2019-07-13 12:24 | THOR\acont | 2024-09-08 17:27 | Cloned from Silent Knight WSK-PULL-DA | [Farenhyt, Silent Knight] [SLC MODULES SENSORS] [*] [#1 SHARED ADDR ¦ MODULES] HFS-MM, Hood System/IDP-MINIMON, IDP-CONTROL, IDP-CONTROL-6, IDP-MINIMON, IDP-MON-10, IDP-MONITOR, IDP-MONITOR-2, IDP-PULL-DA, IDP-PULL-SA, IDP-RELAY, IDP-RELAY-6, IDP-RELAYMO [Farenhyt, Firelite, Gamewell FCI, Notifier, Silent Knight] [SWIFT MESH DEVICES] 01 FWH-200FIX135, FWH-200ROR135, FW-MM, FW-RM, NBG-12WL, WAM-MM, WAM-RC, W-BG12LX, W-CRF, W-H355, W-H355R, WIDP-HEAT w/B210W, WIDP-HEAT-ROR w/B210W, WIDP-MONITOR, WIDP-PULL- [Farenhyt] [SLC IDP MODULES] [*] [#3 TYPE ADDR ¦ MODULES] CO1224TR w/ IDP-MINIMON, CO1224TR w/ IDP-MONITOR, Hood System/IDP-MINIMON, IDP-CONTROL, IDP-CONTROL-6, IDP-MINIMON, IDP-MON-10, IDP-MONITOR, IDP-MONITOR-2, IDP-PULL-DA, IDP-PULL-SA, IDP-RELAY, IDP
0c31f14a-93fe-4dd0-bbfa-b6df074446f5 | NFPA 170 SPEAKER STROBE CEILING |  |  | North | Potter |  | Speaker/Strobe |  |  |  | Module | TRUE | SPKSTR-24CLPW |  | Low Profile Speaker/Strobe, Ceiling, White | 1 | 0 | 0.22 |  |  |  |  | FALSE | TRUE |  |  |  |  | #FF0070C0 | FA-NFPA 170 SPEAKER STROBE CEILING | 1 | FALSE | FALSE | FALSE | 2020 | [13 empty] | FALSE |  |  | C |  |  |  |  | THOR\acont | 2024-09-08 17:27 |  | [Potter] [NAC] [24 VDC] SPKSTR-24CLPPR (C), SPKSTR-24CLPPW (C), SPKSTR-24CLPR (C), SPKSTR-24CLPW (C) [Potter] [NAC] [UL MAX] SPKSTR-24CLPPR (C), SPKSTR-24CLPPW (C), SPKSTR-24CLPR (C), SPKSTR-24CLPW (C) [Gentex, Hochiki, Potter] [AUDIO 25v] [25V AUDIO] CSPKSTR-24AR (C), CSPKSTR-24AW (C), CSPKSTR-24BR (C), CSPKSTR-24BW (C), CSPKSTR-24GR (C), CSPKSTR-24GW (C), CSPKSTR-24RR (C), CSPKSTR-24RW (C), FASPKR-R (C), FASPKR-W (C), FASPKR-WR, FASPKR-WW, FASPK-WPR, [Gentex, Hochiki, Potter] [AUDIO 70.7v] [70V AUDIO] CSPKSTR-24AR (C), CSPKSTR-24AW (C), CSPKSTR-24BR (C), CSPKSTR-24BW (C), CSPKSTR-24GR (C), CSPKSTR-24GW (C), CSPKSTR-24RR (C), CSPKSTR-24RW (C), FASPKR-R (C), FASPKR-W (C), FASPKR-WR, FASPKR-WW, FASPK-WP
77029451-ffc9-4711-87f6-b6e296160333 |  |  |  | North | Edwards |  | Hardware |  |  |  | Hardware | TRUE | MN-FNSGBDSM70K |  | SFP. Single mode fiber, GB, 0m to 70km, 17.2 dB fiber budget, 1550nm | 1 | [6 empty] | FALSE | [5 empty] | #FFFFFFFF |  |  | FALSE | FALSE | FALSE | [14 empty] | FALSE | [7 empty] | THOR\acont | 2024-10-09 10:48
55bce63d-09bc-482c-97a3-b6ed36ab301f |  |  |  | North | Edwards |  | Hardware |  |  |  | Hardware | TRUE | 3-CHASS4 |  | Chassis Ass'y for REMIC & 4 LRMs | 1 | [6 empty] | FALSE | [5 empty] | #FFFFFFFF |  |  | FALSE | FALSE | FALSE | [14 empty] | FALSE | [7 empty] | THOR\acont | 2024-10-09 10:48
15c72c84-0766-41ad-8390-b6ef034f1e14 |  |  |  | North | Siemens | [5 empty] | Module | TRUE | SXL-AK | 500-696358 | SXL-EX / EN-S ADAPTER KIT | 1 | [12 empty] | #FFFFFFFF |  |  | FALSE | FALSE | FALSE | [20 empty] | DESKTOP-7SAL8M7\acont | 2019-08-13 09:04 | THOR\acont | 2024-10-09 10:48
cb566a72-c5ba-4dd4-beed-b6f0b16e0204 | NFPA 170 SPEAKER CEILING |  |  | North | Simplex |  | Speaker |  |  |  | Module | TRUE | 49HF-APPLC | + | Ceiling mount Addressable High fidelity S/O appliance only. | 1 | 0 | 0 |  |  |  |  | TRUE | TRUE |  |  |  |  | #FF0070C0 | FA-NFPA 170 SPEAKER CEILING | 1 | FALSE | FALSE | FALSE | 2019 | [16 empty] | C |  |  | DESKTOP-7EIEB7A\acont | 2022-02-21 14:48 | THOR\acont | 2024-09-08 17:27 | Cloned from Autocall A49HF-APPLC | [Autocall, Simplex] [AUDIO 70.7v] [70V AUDIO] 49HF-APPLC (C), 49HF-APPLC-BA (C), 49HFV-APPLC (C), 49HFV-APPLC-BA (C), 49HFVH-APPLC (C), 49HFVH-APPLC-BA (C), 49SO-APPLC (C), 49SO-APPLC-BA (C), 49SO-APPLC-O (C), 49SO-APPLC-O-BA (C), 49SV-APPLC (C), 49SV-AP [Autocall, Simplex] [AUDIO 25v] [25V AUDIO] 49HF-APPLC (C), 49HF-APPLC-BA (C), 49HFV-APPLC (C), 49HFV-APPLC-BA (C), 49HFVH-APPLC (C), 49HFVH-APPLC-BA (C), 49SO-APPLC (C), 49SO-APPLC-BA (C), 49SO-APPLC-O (C), 49SO-APPLC-O-BA (C), 49SV-APPLC (C), 49SV-APPL [Autocall, Simplex] [IDNac] [IDNAC] 49HF-APPLC (C), 49HF-APPLC-BA (C), 49HF-APPLW, 49HF-APPLW-BA, 49SO-APPLC (C), 49SO-APPLC-BA (C), 49SO-APPLC-O (C), 49SO-APPLC-O-BA (C), 49SO-APPLW, 49SO-APPLW-BA, 49SO-APPLW-O, 49SO-APPLW-O-BA, A49HF-APPLC (C), A49HF-A
f1f95f2b-fb2f-4e78-a791-b6f1d80d46a1 | CADGEN INPUT OUTPUT PANEL |  |  | North | Farenhyt |  | Input/Output Panel |  |  |  | Assembly | TRUE | 5880 |  | LED I/O DRIVER MODULE, MOUNTING IN ANNUNCIATOR OR ACCESSORY CABINET | 1 | [6 empty] | FALSE | [5 empty] | #FFFF0000 | FA-CADGEN INPUT OUTPUT PANEL | 1 | FALSE | FALSE | FALSE | [9 empty] | 7,12,18 |  |  |  |  | FALSE | [5 empty] | DESKTOP-7EIEB7A\acont | 2023-08-03 09:49 | THOR\acont | 2024-09-08 17:27 | Cloned from Silent Knight 5880
1ef0ee02-b104-4cd3-bea1-b6f302eb5e88 | NFPA 170 SMOKE DETECTOR |  |  | North | Notifier |  | Smoke Detector |  |  |  | Module | TRUE | FSD-751PLT w/B210LP | ++ | Low-profile FlashScan photoelectric detector with 135°F (57°C) thermal | 1 | 0.0003 | 0.0003 |  |  |  |  | FALSE | TRUE |  |  |  |  | #FFFF0000 | FA-NFPA 170 SMOKE DETECTOR | 1 | FALSE | FALSE | FALSE | 1408 | [13 empty] | FALSE | [7 empty] | THOR\acont | 2024-09-08 17:27 | 20191121 AC Detector without base | [Honeywell, Notifier, System Sensor] [SLC SENSORS] [*] [#4 TYPE ADDR ¦ SENSORS] 2251B (C), 2251-COPTIR (C), 2251-COPTIR w/B200S-WH (C), 2251TB (C), 2251TMB (C), 5251B (C), 5251B-WP (C), 5251H (C), 5251RB (C), 5251RB-WP (C), 7251 (C), 7251DH (C), DH200LP [Honeywell, Notifier, System Sensor] [SLC MODULES SENSORS] [*] [#2 SHARED ADDR ¦ SENSORS] 2251B (C), 2251-COPTIR (C), 2251-COPTIR w/B200S-WH (C), 2251TB (C), 2251TMB (C), 5251B (C), 5251B-WP (C), 5251H (C), 5251RB (C), 5251RB-WP (C), 7251 (C), 7251DH (C)
fd40e2a3-51f0-4fc8-9b5b-b6f381be0e56 | NFPA 170 HEAT DETECTOR |  |  | North | Fike |  | Heat Detector |  |  |  | Module | TRUE | FIK-5351R w/B200S-LF-WH | ++ | White, low‐profile intelligent 135°F fixed and rate‐of‐rise thermal sensor, Low Frequency Sounder Base | 1 | 0.0002 | 0.0045 |  |  |  |  | FALSE | TRUE |  |  |  |  | #FFFF0000 | FA-NFPA 170 HEAT DETECTOR | 1 | FALSE | FALSE | FALSE | 1403 | [13 empty] | FALSE |  |  | LF¦R |  |  | DESKTOP-7EIEB7A\acont | 2023-01-02 16:15 | THOR\acont | 2024-09-08 17:27 | Cloned from Firelite H365R w/B200S-LF-WH | [Fike] [SLC IDP SENSORS] [*] [#4 TYPE ADDR ¦ SENSORS] DNR w/FIK‐2351R (C), FIK-2351 w/B200S-LF-WH (C), FIK-2351 w/B200S-WH (C), FIK-2351 w/B224RB-WH (C), FIK-2351 w/B300-6 (C), FIK-2351T w/B200S-LF-WH (C), FIK-2351T w/B200S-WH (C), FIK-2351T w/B224RB-WH [Fike] [AUX POWER] [16VDC, HIGH VOLUME ++] FIK-2351 w/B200S-LF-WH (C), FIK-2351T w/B200S-LF-WH (C), FIK-2351TIR w/B200S-LF-WH (C), FIK-5351 w/B200S-LF-WH (C), FIK-5351H w/B200S-LF-WH (C), FIK-5351R w/B200S-LF-WH (C), FIK-FC351 w/B200S-LF-WH (C), FIK-PC35 [Fike] [AUX POWER] [24VDC, HIGH VOLUME ++] FIK-2351 w/B200S-LF-WH (C), FIK-2351T w/B200S-LF-WH (C), FIK-2351TIR w/B200S-LF-WH (C), FIK-5351 w/B200S-LF-WH (C), FIK-5351H w/B200S-LF-WH (C), FIK-5351R w/B200S-LF-WH (C), FIK-FC351 w/B200S-LF-WH (C), FIK-PC35
fbc3a7d3-c7d1-4be8-acfb-b6f424d6ce4b |  |  |  | North | Siemens |  | Hardware |  |  |  | Hardware | TRUE | WPSBBS-R | 500-636139 | ST STROBE WEATHERPROOF BACK BOX RED | 1 | [12 empty] | #FFFFFFFF |  |  | FALSE | FALSE | FALSE | [20 empty] | DESKTOP-7SAL8M7\acont | 2019-08-13 09:04 | THOR\acont | 2024-10-09 10:48 | B,T
07f0cab0-979d-4f9c-8769-b6f42e4482ca | NFPA 170 FIRE ALARM CONTROL UNIT | RISER FACP |  | North | Kidde |  | Fire Alarm Control Unit |  |  |  | Assembly | TRUE | VS1-G |  | FACP, 1 Loop, 64pt, 2 Cl B NACs, gray, 120v | 1 | [6 empty] | FALSE | [5 empty] | #FFFF0000 | FA-NFPA 170 FIRE ALARM CONTROL UNIT | 1 | FALSE | FALSE | FALSE | 202 | [8 empty] | 7,12,18 |  |  |  |  | TRUE | [7 empty] | THOR\acont | 2024-09-08 17:27
52213206-5a77-4cee-87e2-b6f87ad22f04 | CADGEN PANIC BUTTON |  |  | North | Bosch |  | Panic Button |  |  |  | Module | TRUE | RFPB-TB-A | ++ | Wireless, two-button panic fob. | 1 |  |  |  |  | 3 | [7 empty] | #FFFF0000 | FA-CADGEN PANIC BUTTON | 1 | FALSE | FALSE | FALSE | [17 empty] | RPT |  |  | DESKTOP-7EIEB7A\acont | 2022-07-27 07:14 | THOR\acont | 2024-09-08 17:27 | Cloned from Bosch RFPB-SB-A | [BluePoint, Bosch] [BOSCH WIRELESS] [ALL DEVICES ++] BP01-302, BP02-202M, BP02-202P, BP02-A202M, BP02-A202P, BP02-A202PH, BP03-302, BP03-A102M, BP03-A102P, RFBT-A, RFDL-11, RFDL-11-A, RFDL-11-CHI, RFDW-RM, RFDW-RM-A, RFDW-RM-CHI, RFDW-SM, RFDW-SM-A, RFDW
e3690909-96ad-4d37-870c-b6fc22d160de |  |  |  | North | MIRCOM |  | Hardware |  |  |  | Hardware | TRUE | BBX-FXMNSR | ++ | Enclosure | 1 | [6 empty] | FALSE | [5 empty] | #FFFFFFFF |  |  | FALSE | FALSE | FALSE | [14 empty] | FALSE | [7 empty] | THOR\acont | 2024-10-09 10:48
fc4b38d1-a2fb-4e0d-828a-b70101b4fcf5 | NFPA 170 SPEAKER STROBE CEILING |  |  | North | Edwards |  | Speaker/Strobe |  |  |  | Module | TRUE | GCSVWN |  | Speaker/Strobe, Ceiling, White, None | 1 | [6 empty] | FALSE | TRUE |  |  |  |  | #FF0070C0 | FA-NFPA 170 SPEAKER STROBE CEILING | 1 | FALSE | FALSE | FALSE | 2020 | [13 empty] | FALSE |  |  | C |  |  | DESKTOP-7SAL8M7\acont | 2020-09-15 07:31 | THOR\acont | 2024-09-08 17:27 | Cloned from Edwards GCSWN | [Edwards, Kidde] [AUDIO 70.7v] [70V AUDIO] G4F-S7, G4F-S7V1575, G4F-S7VM, G4HFRF-S7, G4HFRF-S7VMC, G4HFRN-S7, G4HFRN-S7VMC, G4HFWA-S7, G4HFWA-S7VMA, G4HFWA-S7VMC, G4HFWF-S7, G4HFWF-S7VMC, G4HFWN-S7, G4HFWN-S7VMA, G4HFWN-S7VMB, G4HFWN-S7VMC, G4RF-S7, G4RF [Edwards, Kidde] [NAC] [24 VDC] EGCSVRF (C), EGCSVRN (C), EGCSVWA (C), EGCSVWF (C), EGCSVWN (C), EGCVRF (C), EGCVRN (C), EGCVWF (C), EGCVWN (C), GCSVRF (C), GCSVRN (C), GCSVWA (C), GCSVWF (C), GCSVWN (C), GCVRF (C), GCVRN (C), GCVWF (C), GCVWN (C) [Edwards, Kidde] [AUDIO 25v] [25V AUDIO] EGCF-S2VMH (C), G4F-S2, G4F-S2V1575, G4F-S2VM, G4HFRF-S2, G4HFRF-S2VMC, G4HFRN-S2, G4HFRN-S2VMC, G4HFWA-S2, G4HFWA-S2VMA, G4HFWA-S2VMC, G4HFWF-S2, G4HFWF-S2VMC, G4HFWN-S2, G4HFWN-S2VMA, G4HFWN-S2VMC, G4RF-S2, G4RF [Edwards, Kidde] [AUDIO 25v] [25V AUDIO] EGCSRF (C), EGCSRN (C), EGCSVHRF (C), EGCSVHRF-FR (C), EGCSVHRF-SP (C), EGCSVHRN (C), EGCSVHWA (C), EGCSVHWF (C), EGCSVHWF-FR (C), EGCSVHWF-SP (C), EGCSVHWN (C), EGCSVRF (C), EGCSVRN (C), EGCSVWA (C), EGC [Edwards, Kidde] [AUDIO 70.7v] [70V AUDIO] EGCSRF (C), EGCSRN (C), EGCSVHRF (C), EGCSVHRF-FR (C), EGCSVHRF-SP (C), EGCSVHRN (C), EGCSVHWA (C), EGCSVHWF (C), EGCSVHWF-FR (C), EGCSVHWF-SP (C), EGCSVHWN (C), EGCSVRF (C), EGCSVRN (C), EGCSVWA (C), E [Edwards, Kidde] [NAC] [24 FWR] EGCSVRF (C), EGCSVRN (C), EGCSVWA (C), EGCSVWF (C), EGCSVWN (C), EGCVRF (C), EGCVRN (C), EGCVWF (C), EGCVWN (C), GCSVRF (C), GCSVRN (C), GCSVWA (C), GCSVWF (C), GCSVWN (C), GCVRF (C), GCVRN (C), GCVWF (C), GCVWN (C)
87e3bc54-e81d-44f6-a771-b701051944e3 | NFPA 170 BELL |  |  | North | Monaco Enterprises |  | Bell |  |  |  | Module | TRUE | 581-473-00 |  | BELL:MOTORIZED,24VDC,10"DIAMETER,POLARIZED,RED | 1 | 0 | 0.0535 |  |  |  |  | FALSE | FALSE | SURFACE |  | 4-1/8" X 4-1/8" X 2" (BY TSI) | N/A | #FFFF0000 | FA-NFPA 170 BELL | 1 | FALSE | FALSE | FALSE | 2000 |  |  | 7135-1653:0217 | [10 empty] | FALSE | [5 empty] | DESKTOP-7SAL8M7\acont | 2020-03-02 16:42 | THOR\acont | 2024-09-08 17:27 | Cloned from System Sensor SSM24-10 | [Hochiki, Monaco Enterprises, System Sensor] [NAC] 581-473-00, B6-24, SSM24-10, SSM24-6, SSM24-8
f0e52343-cd72-4dc2-8c90-b702131ee907 |  |  |  | North | Edwards |  | Hardware |  |  |  | Hardware | TRUE | QSC-12-R-1-FR |  | OBSOLETE - FAP w/ 12 Option Card Spaces, Red, French | 1 | [6 empty] | FALSE | [5 empty] | #FFFFFFFF |  |  | FALSE | FALSE | FALSE | [14 empty] | FALSE | [7 empty] | THOR\acont | 2024-10-09 10:48
2e50c7e0-2651-405f-bcce-b70804f44fd9 | NFPA 170 FIRE ALARM CONTROL UNIT | RISER FACP |  | North | Kidde |  | Fire Alarm Control Unit |  |  |  | Assembly | TRUE | FX-64RD |  | FACP, 1 Loop, 64pt, 2 Cl B NACs, dialer, red, 120v | 1 | [6 empty] | FALSE | [5 empty] | #FFFF0000 | FA-NFPA 170 FIRE ALARM CONTROL UNIT | 1 | FALSE | FALSE | FALSE | 202 | [8 empty] | 7,12,18 |  |  |  |  | TRUE | [7 empty] | THOR\acont | 2024-09-08 17:27
784bbc9a-6a7a-4b40-a777-b709c776912f | 170 BASIC SHAPE |  |  | North | Fike |  | Miscellaneous |  |  |  | Module | TRUE | 02-10314 |  | SIGN, CAUTION "DO NOT ENTER" | 1 | [6 empty] | TRUE | [5 empty] | #FFFF0000 | FA-170 BASIC SHAPE | 1 | FALSE | FALSE | FALSE | [17 empty] | S1 |  |  | DESKTOP-QGO6JOK\acont | 2022-06-06 13:20 | THOR\acont | 2024-09-08 17:27
880d45cc-a42e-4ffd-830e-b716da051ab4 | NFPA 170 SPEAKER WALL |  |  | North | Autocall |  | Speaker |  |  |  | Module | TRUE | A49SO-APPLW-BA | + | Wall mount Addressable S/O Appliances. Assembled in USA | 1 | 0.0008 | 0.009 |  |  |  |  | TRUE | FALSE |  |  |  |  | #FF0070C0 | FA-NFPA 170 SPEAKER WALL | 1 | FALSE | FALSE | FALSE | 2019 | [19 empty] | DESKTOP-EUPOT3B\aucon | 2022-01-05 22:38 | THOR\acont | 2024-09-08 17:27 | Cloned from Autocall A49SO-APPLC-BA | [Autocall, Simplex] [AUDIO 70.7v] [70V AUDIO] 49HF-APPLW, 49HF-APPLW-BA, 49HFV-APPLW, 49HFV-APPLW-BA, 49SO-APPLW, 49SO-APPLW-BA, 49SO-APPLW-O, 49SO-APPLW-O-BA, 49SV-APPLW, 49SV-APPLW-BA, 49SV-APPLW-O, 49SV-APPLW-O-BA, A49HF-APPLW, A49HF-APPLW-BA, A49HFV- [Autocall, Simplex] [AUDIO 25v] [25V AUDIO] 49HF-APPLW, 49HF-APPLW-BA, 49HFV-APPLW, 49HFV-APPLW-BA, 49SO-APPLW, 49SO-APPLW-BA, 49SO-APPLW-O, 49SO-APPLW-O-BA, 49SV-APPLW, 49SV-APPLW-BA, 49SV-APPLW-O, 49SV-APPLW-O-BA, A49HF-APPLW, A49HF-APPLW-BA, A49HFV-AP [Autocall, Simplex] [IDNac] [IDNAC] 49HF-APPLC (C), 49HF-APPLC-BA (C), 49HF-APPLW, 49HF-APPLW-BA, 49SO-APPLC (C), 49SO-APPLC-BA (C), 49SO-APPLC-O (C), 49SO-APPLC-O-BA (C), 49SO-APPLW, 49SO-APPLW-BA, 49SO-APPLW-O, 49SO-APPLW-O-BA, A49HF-APPLC (C), A49HF-A
fdcda7db-59b0-4394-86e9-b7179f04b51f | NFPA 170 HEAT DETECTOR |  |  | North | Fenwal |  | Heat Detector |  |  |  | Module | TRUE | 27021-1 140°F |  | Horizontal, Surface Mount 140°F | 1 | [6 empty] | FALSE | TRUE |  |  |  |  | #FFFF0000 | FA-NFPA 170 HEAT DETECTOR | 1 | FALSE | FALSE | FALSE | 1403 | [13 empty] | FALSE |  |  | 140° |  |  | DESKTOP-7SAL8M7\acont | 2020-11-17 10:16 | THOR\acont | 2024-09-08 17:27 | Cloned from Fenwal 27020-1 | [Fenwal] [IDC] 01 12-E27121-000-04-0T (C), 12-F27121-000-06-0T (C), 12-X27020-000 (C), 12-X27020-001 (C), 12-X27021-000 (C), 12-X27021-001 (C), 12-X27121-000-600 (C), 12-X27121-001-600 (C), 27020-0 140°F (C), 27020-0 190°F (C), 27020-1 140°F (C), 27021-0
9e953293-b3d4-4c17-b6c2-b71b7756a653 | NFPA 170 HORN STROBE CEILING |  |  | North | Siemens |  | Horn/Strobe |  |  |  | Module | TRUE | SLHSCR-FB | S54329-F14-A1 | SLHSCR-FB HRN/ST,CLG,RED,PICTOGRAM | 1 | [7 empty] | TRUE |  |  |  |  | #FF0070C0 | FA-NFPA 170 HORN STROBE CEILING | 1 | FALSE | FALSE | FALSE | 2013 | [16 empty] | C |  |  | DESKTOP-7SAL8M7\acont | 2019-08-13 09:04 | THOR\acont | 2024-09-08 17:27 | B,T | [Siemens] [NAC] [24 VDC, HIGH DB, CODE 3] SLHSCR-A (C), SLHSCR-AL (C), SLHSCR-F (C), SLHSCR-FB (C), SLHSCR-N (C), SLHSCW-A (C), SLHSCW-AL (C), SLHSCW-F (C), SLHSCW-FB (C), SLHSCW-N (C)
f8998695-6782-4c8b-b607-b71de06aeba0 | NFPA 170 STROBE WALL |  |  | North | Siemens |  | Strobe |  |  |  | Module | TRUE | SLSWW-AL | S54329-F27-A2 | SLSWW-AL ST,WALL,WHT,ALERT | 1 | [12 empty] | #FF0070C0 | FA-NFPA 170 STROBE WALL | 1 | FALSE | FALSE | FALSE | 2023 | [19 empty] | DESKTOP-7SAL8M7\acont | 2019-08-13 09:04 | THOR\acont | 2024-09-08 17:27 |  | [Siemens] [NAC] [16 VDC] SLSPSWR-AL, SLSPSWR-ALA, SLSPSWR-F, SLSPSWR-M, SLSPSWR-N, SLSPSWR-NA, SLSPSWW-AL, SLSPSWW-ALA, SLSPSWW-F, SLSPSWW-M, SLSPSWW-N, SLSPSWW-NA, SLSWR-A, SLSWR-AL, SLSWR-ALA, SLSWR-F, SLSWR-FB, SLSWR-N, SLSWR-NA, SLSWW-AL, SLSWW-ALA, [Siemens] [NAC] [24 VDC] SLSWR-A, SLSWR-AL, SLSWR-ALA, SLSWR-F, SLSWR-FB, SLSWR-N, SLSWR-NA, SLSWW-AL, SLSWW-ALA, SLSWW-F, SLSWW-FB, SLSWW-N, SLSWW-NA [Siemens] [NAC] [24 VDC] SLSPSWR-AL, SLSPSWR-ALA, SLSPSWR-F, SLSPSWR-M, SLSPSWR-N, SLSPSWR-NA, SLSPSWW-AL, SLSPSWW-ALA, SLSPSWW-F, SLSPSWW-M, SLSPSWW-N, SLSPSWW-NA, SLSWR-A, SLSWR-AL, SLSWR-ALA, SLSWR-F, SLSWR-FB, SLSWR-N, SLSWR-NA, SLSWW-AL, SLSWW-ALA,
d1f3f77d-c1ed-40c5-a3c4-b71fc77d3867 | NFPA 170 REMOTE TEST SWITCH |  |  | North | Kidde |  | REMOTE TEST SWITCH |  |  |  | Module | TRUE | SD-TRM4 |  | SuperDuct, Remote test/reset station, magnetic - 4-wire | 1 | [6 empty] | FALSE | [5 empty] | #FFFF0000 | FA-NFPA 170 REMOTE TEST SWITCH | 1 | FALSE | FALSE | FALSE | 914 | [13 empty] | FALSE | [5 empty] | DESKTOP-7EIEB7A\acont | 2020-12-28 07:50 | THOR\acont | 2024-09-08 17:27 | Cloned from Edwards SD-TRM4 | [Edwards, Kidde] [RTS] C-DTS, EC-LLT, SD-TRK, SD-TRK4, SD-TRM, SD-TRM4, SIGA-DTS
daa8f058-fc99-4fd2-a1b8-b72200d35f7a | NFPA 170 STROBE WALL |  |  | North | Eaton Wheelock |  | Strobe |  |  |  | Module | TRUE | RSSP-2430W-FR | ++ | Strobe, 24 Vdc, Red, 30cd | 1 | 0 | 0.347 |  |  |  |  | FALSE | FALSE |  |  |  |  | #FF0070C0 | FA-NFPA 170 STROBE WALL | 1 | FALSE | FALSE | FALSE | 2022 | [13 empty] | FALSE | [5 empty] | THOR\acont | 2023-10-23 16:50 | THOR\acont | 2024-09-08 17:27 | Cloned from Eaton Wheelock RS-2415W-FR CLONED | [Eaton Wheelock] [NAC] [DC] RSS-2430W-FR, RSSP-2430W-FR
afda12b8-9784-4076-89c0-b723945dee91 | NFPA 170 SMOKE DETECTOR |  |  | North | Hochiki |  | Smoke Detector |  |  |  | Module | TRUE | ALK-V w/SCI-B4 SHORT CIRCUIT ISOLATOR BASE | ALK-V SMOKE SENSOR | ALK-V SMOKE SENSOR w/SCI-B4 SHORT CIRCUIT ISOLATOR BASE | 1 | 0.00039 | 0.0008 |  |  |  |  | TRUE | TRUE |  | *Refer to Install Sheet |  |  | #FFFF0000 | FA-NFPA 170 SMOKE DETECTOR | 1 | FALSE | FALSE | FALSE | 1408 | [16 empty] | SCI |  |  | DESKTOP-0D6CQVA\lousc | 2019-10-12 10:14 | THOR\acont | 2024-09-08 17:27 | Cloned from Hochiki AIE-EA w/SCI-B4 SHORT CIRCUIT ISOLATOR BASE | [Hochiki, VES] [SLC HOCHIKI] 01 [*] [SLC] ACC-EN (C), ACD-V w/ASBL SOUNDER BASE (C), ACD-V w/HSB-NSA-6 STANDARD BASE (C), ACD-V w/SCI-B4 SHORT CIRCUIT ISOLATOR BASE (C), ACD-V w/SCI-B6 SHORT CIRCUIT ISOLATOR BASE (C), ACD-V w/YBN-NSA-4 STANDARD BASE (C),
59572717-8386-478e-b1b2-b727000b4efa | NFPA 170 HORN STROBE |  |  | North | Eaton Wheelock |  | Horn/Strobe |  |  |  | Module | TRUE | HS4-24MCWH-FW | + | Horn Strobe, 24 VDC, , white | 1 | 0 | 0.549 |  |  |  |  | FALSE | FALSE |  |  |  |  | #FF0070C0 | FA-NFPA 170 HORN STROBE | 1 | FALSE | FALSE | FALSE | 2012 | [13 empty] | FALSE | [7 empty] | THOR\acont | 2024-09-08 17:27 |  | [Eaton Wheelock] [NAC] [VDC, CODE 3 MEDIUM DB] HS4-24MCWH-FR, HS4-24MCWH-FW
fb4ac2ee-ef12-4551-a208-b72802bbe646 | NFPA 170 SMOKE HEAT DETECTOR |  |  | North | System Sensor |  | Smoke/Heat Detector |  |  |  | Module | TRUE | SS-PHOTO-T w/B300-6 | + | Intelligent photoelectric smoke detector with thermal, Standard Base | 1 | 0.0002 | 0.0045 |  |  |  |  | FALSE | TRUE |  |  |  |  | #FFFF0000 | FA-NFPA 170 SMOKE HEAT DETECTOR | 1 | FALSE | FALSE | FALSE | 1408 | [13 empty] | FALSE | [5 empty] | THOR\acont | 2024-11-27 07:39 | THOR\acont | 2024-11-27 07:49 | Cloned from System Sensor SS-PHOTO w/B300-6 | [Silent Knight, System Sensor] [SLC SK SENSORS] [*] [#4 TYPE ADDR ¦ SENSORS] DNR w/SK-PHOTO-R-W (C), DNRW w/SK-PHOTO-R-W (C), HFS-D (C), HFS-P (C), HFS-PT (C), HFS-T (C), OSI-RI-SK (C), SK-ACCLIMATE (C), SK-BEAM (C), SK-DUCT-W w/SK-PHOTO-R-W (C), SK-FIRE [Firelite, System Sensor] [SLC MODULES SENSORS] [*] [#2 SHARED ADDR ¦ SENSORS] AD355 w/B200SR-LF-WH (C), AD355 w/B200SR-WH (C), AD355 w/B210LP (C), AD355 w/B224BI-WH (C), AD355 w/B224RB-WH (C), AD355 w/B501 (C), BEAM355 (C), BEAM355S (C), CP355 w/B200SR- [Firelite, System Sensor] [SLC SENSORS] [*] [#4 TYPE ADDR ¦ SENSORS] AD355 w/B200SR-LF-WH (C), AD355 w/B200SR-WH (C), AD355 w/B210LP (C), AD355 w/B224BI-WH (C), AD355 w/B224RB-WH (C), AD355 w/B501 (C), BEAM355 (C), BEAM355S (C), CP355 w/B200SR-WH (C), CP
de3967f5-4610-430b-b814-b729c6a77b5f | NFPA 170 SMOKE HEAT DETECTOR |  |  | North | Edwards |  | Smoke/Heat Detector |  |  |  | Module | TRUE | SIGA-PHD w/SIGA-SB BASE | ++ | Photoelectric smoke and heat detector, 135F w/15F/min ROR | 1 | 5.1e-05 | 6.8e-05 |  |  |  |  | FALSE | TRUE |  |  |  |  | #FFFF0000 | FA-NFPA 170 SMOKE HEAT DETECTOR | 1 | FALSE | FALSE | FALSE | 1408 | [13 empty] | FALSE | [7 empty] | THOR\acont | 2024-10-08 16:47 | 20191121 AC Detector with base | [Edwards, Kidde] [SLC EST MODULES/SENSORS] 01 [*] [iO64] DS-HFS (C), DS-PS (C), FX-HD w/IB4U BASE, FX-HD w/RB4U BASE, FX-HD w/SB4U BASE, FX-HD w/SB4U-LF BASE, FX-HD wB4U BASE, FX-PD w/B4U BASE (C), FX-PD w/IB4U BASE (C), FX-PD w/SB4U BASE (C), FX-PD w/SB [Edwards, Kidde] [SLC EST SENSORS] 01 [*] [EST3, iO1000] DS-HFS (C), DS-PS (C), FX-HD w/IB4U BASE, FX-HD w/RB4U BASE, FX-HD w/SB4U BASE, FX-HD w/SB4U-LF BASE, FX-HD wB4U BASE, FX-PD w/B4U BASE (C), FX-PD w/IB4U BASE (C), FX-PD w/SB4U BASE (C), FX-PD w/SB [Edwards, Kidde] [SLC EST SENSORS] [*] [#4 TYPE ADDR ¦ SENSORS] KI-DDOS (C), SIGA2-COS w/SIGA-AB4G BASE, SIGA2-COS w/SIGA-AB4G-LF BASE, SIGA2-COS w/SIGA-AB4GT BASE, SIGA2-COS w/SIGA-IB BASE, SIGA2-COS w/SIGA-RB BASE, SIGA2-COS w/SIGA-SB BASE, SIGA2-HCOS [Edwards, Kidde] [SLC EST MODULES SENSORS] [*] [#2 SHARED ADDR ¦ SENSORS] KI-DDOS (C), SIGA2-COS w/SIGA-AB4G BASE, SIGA2-COS w/SIGA-AB4G-LF BASE, SIGA2-COS w/SIGA-AB4GT BASE, SIGA2-COS w/SIGA-IB BASE, SIGA2-COS w/SIGA-RB BASE, SIGA2-COS w/SIGA-SB BASE, S
2493e088-fdce-46cc-9415-b72ffbf4f43e | NFPA 170 DIGITAL ALARM COMMNUCATOR TRANSMITTER |  |  | North | NAPCO |  | Communicator |  |  |  | Module | TRUE | GEMC-NL-MOD | ++ | Internet Reporting Module | 1 | 0.051 | 0.051 |  |  | 24 | [7 empty] | #FFFF0000 | FA-NFPA 170 DIGITAL ALARM COMMNUCATOR TRANSMITTER | 1 | FALSE | FALSE | FALSE | 250 | [19 empty] | DESKTOP-7SAL8M7\acont | 2020-01-21 11:59 | THOR\acont | 2024-09-08 17:27
6f4a16d2-d8ff-47b2-bc7c-b7324111b08f |  |  |  | North | MIRCOM | [5 empty] | Module | TRUE | QBC-5000N | new | Audio Battery Charger | 1 | [12 empty] | #FFFFFFFF |  |  | FALSE | FALSE | FALSE | [22 empty] | THOR\acont | 2024-10-09 10:48
5056b4c8-56e0-4175-8359-b732a6330c2f |  |  |  | North | Bosch |  | Cards & Components |  |  |  | Card | TRUE | B430 | ++ | Plug-in Communicator, Telephone | 1 | 0.024 | 0.024 |  |  | 12 | [7 empty] | #FFFFFFFF |  |  | FALSE | FALSE | FALSE | [20 empty] | DESKTOP-7SAL8M7\acont | 2019-07-08 19:12 | THOR\acont | 2024-10-09 10:48 |  |  | [Bosch] B430
aac54601-48b4-4868-8df9-b7442898e90b |  |  |  | North | MIRCOM | [5 empty] | Module | TRUE | PS-2040 | ++ | FLEXNET-MNS Network Fire Alarm and Audio Power Supply (120/240V) | 1 | [12 empty] | #FFFFFFFF |  |  | FALSE | FALSE | FALSE | [22 empty] | THOR\acont | 2024-10-09 10:48
4e748937-ea27-439e-8592-b748d66e0bb0 | NFPA 170 DOCUMENT BOX |  |  | North | Space Age Electronics |  | Miscellaneous |  |  |  | Assembly | TRUE | SSU01690 | + | Fire Alarm Document Cabinet w/8GB USB Drive (ACE-11), Black with Custom Logo | 1 | 0 | 0 |  |  |  |  | TRUE |  | Surface Mounted |  |  |  | #FFFF0000 | FA-NFPA 170 DOCUMENT BOX | 1 | FALSE | FALSE | FALSE | [20 empty] | DESKTOP-7EIEB7A\acont | 2022-05-03 14:25 | THOR\acont | 2024-09-08 17:27 | Cloned from Space Age Electronics SSU00690
8ee7beab-00c8-4ef4-ba83-b74ce0d163ba |  |  |  | North | Siemens | [5 empty] | Module | TRUE | TL-30U | 500-885330 | TIME LIMIT IN/OUT VARIABLE (1) SPACE | 1 | [12 empty] | #FFFFFFFF |  |  | FALSE | FALSE | FALSE | [20 empty] | DESKTOP-7SAL8M7\acont | 2019-08-13 09:04 | THOR\acont | 2024-10-09 10:48
47020835-f72c-44f1-a645-b7542a648a80 |  |  |  | North | Edwards |  | Hardware |  |  |  | Hardware | TRUE | QS8-5-G-2E-SP |  | OBSOLETE - FAP w/ 5 Option Card Space, Gray, EN-54, Spanish, 230V | 1 | [6 empty] | FALSE | [5 empty] | #FFFFFFFF |  |  | FALSE | FALSE | FALSE | [14 empty] | FALSE | [7 empty] | THOR\acont | 2024-10-09 10:48
5fec707f-b3ba-413b-8253-b75497c45307 | CADGEN CARD ACCESS CONTROL PANEL |  |  | North | Hirsch Electronics | Security/Access Control | Card Access Control Panel |  |  |  | Assembly | TRUE | MX-4 |  | Controls 4 Supervised Doors. 4,000 Users. Includes 4 door relays, 4 Alarm Inputs (requires Line Modules), enclosure, power supply, battery, tamper switch, key lock, and integrated SNIB2. Supports Expansion Boards. 110-240 VAC. | 1 | [6 empty] | TRUE |  |  | NEMA type with conduit knockouts and removable door | 18 x 15.25 x 5.5 in (457 x 387 x 140 mm) |  | #FFFF0000 | FA-CADGEN CARD ACCESS CONTROL PANEL | 1 | FALSE | FALSE | FALSE | [9 empty] | 7 |  |  |  |  | TRUE | [5 empty] | DESKTOP-QGO6JOK\acont | 2023-12-28 07:15 | THOR\acont | 2024-09-08 17:27 | Cloned from Hirsch MX-2
0933305d-8a90-4f63-bc6a-b7570180139a |  |  |  | North | System Sensor |  | Cards & Components |  |  |  | Card | TRUE | B401BH | ++ | Sounder/Base assembly for Conventional Detector Heads | 1 | 0.001 | 0.015 |  |  |  |  | TRUE | FALSE |  |  |  |  | #FFFFFFFF |  |  | FALSE | FALSE | FALSE | [14 empty] | FALSE | [7 empty] | THOR\acont | 2024-10-09 10:48
7843c4dc-acc3-4254-a517-b7577aaf3972 |  |  |  | North | Edwards |  | Hardware |  |  |  | Hardware | TRUE | 451602SDB |  | 16/2 Stranded,OS,Twisted Direct Buried (DB) | 1 | [6 empty] | FALSE | [5 empty] | #FFFFFFFF |  |  | FALSE | FALSE | FALSE | [14 empty] | FALSE | [7 empty] | THOR\acont | 2024-10-09 10:48
0cd3b95e-6bca-48bb-b6ef-b7595979b93f | NFPA 170 NON ADDRESSABLE RELAY |  |  | North | Kidde |  | Non-Addressable Relay |  |  |  | Module | TRUE | SM120X |  | Relay/Power Supply Module | 1 | [6 empty] | TRUE | TRUE |  |  |  |  | #FFFF0000 | FA-NFPA 170 NON ADDRESSABLE RELAY | 1 | FALSE | FALSE | FALSE | 1408 | [16 empty] | 120v |  |  | DESKTOP-7EIEB7A\acont | 2023-08-22 11:37 | THOR\acont | 2024-09-08 17:27 | Cloned from Gentex 9120F | [First Alert, Generic, Gentex, Kidde, N/A] [VAC ] 120VAC SMOKE DETECTOR (C), 7020BSL (C), 7139CS-C (C), 7139CS-W (C), 9120 (C), 9120F (C), 9120H (C), 9120HF (C), 9120T (C), 9120TF (C), 9123 (C), 9123F (C), 9123H (C), 9123HF (C), 9123T (C), 9123TF (C), FU [First Alert, Generic, Gentex, Kidde, N/A] [IDC] 01 120VAC SMOKE DETECTOR (C), 7020BSL (C), 7139CS-C (C), 7139CS-W (C), 9120 (C), 9120F (C), 9120H (C), 9120HF (C), 9120T (C), 9120TF (C), 9123 (C), 9123F (C), 9123H (C), 9123HF (C), 9123T (C), 9123TF (C), [Generic, Gentex, Kidde, N/A] [SMOKE ALARM TANDEM] [TANDEM] 10 Amp Circuit Breaker, 120VAC SMOKE DETECTOR (C), 15 Amp Circuit Breaker, 20 Amp Circuit Breaker, 9120 (C), 9120F (C), 9120H (C), 9120HF (C), 9120T (C), 9120TF (C), 9123 (C), 9123F (C), 9123H ( | [Kidde] SM120X
e1bdbfec-4a96-4b47-9539-b75c9b123863 |  |  |  | North | MIRCOM | [5 empty] | Module | TRUE | BBX-FXMNS | new | Black backbox enclosure with white doors for FX-4000MNS. Add suffix ‘R’ for red doors. Add suffix ‘B’ for black doors. | 1 | [12 empty] | #FFFFFFFF |  |  | FALSE | FALSE | FALSE | [22 empty] | THOR\acont | 2024-10-09 10:48
18d2633d-3a82-4fd9-af2d-b760a8cbc6f6 | NFPA 170 HORN STROBE CEILING |  |  | North | Edwards |  | Horn/Strobe |  |  |  | Module | TRUE | GCWA-HDVMR |  | MNEC Horn-Strobe, white, ALERT, 15-95 cd, red | 1 | 0 | 0.18 |  |  |  |  | FALSE | TRUE |  |  |  |  | #FF0070C0 | FA-NFPA 170 HORN STROBE CEILING | 1 | FALSE | FALSE | FALSE | 2013 | [13 empty] | FALSE |  |  | C |  |  |  |  | THOR\acont | 2024-09-08 17:27 |  | [Edwards, Kidde] [NAC] [16 VDC, HIGH DB] EGCF-HDVM (C), GCF-HDVM (C), GCFR-HDVM (C), GC-HDVM (C), GCWA-HDVMA (C), GCWA-HDVMB (C), GCWA-HDVMC (C), GCWA-HDVMG (C), GCWA-HDVMR (C), GCWN-HDVMA (C), GCWN-HDVMB (C), GCWN-HDVMC (C), GCWN-HDVMG (C), GCWN-HDVMR ( [Edwards, Kidde] [NAC] [24 VDC, HIGH DB] EGCF-HDVM (C), GCF-HDVM (C), GCFR-HDVM (C), GC-HDVM (C), GCWA-HDVMA (C), GCWA-HDVMB (C), GCWA-HDVMC (C), GCWA-HDVMG (C), GCWA-HDVMR (C), GCWN-HDVMA (C), GCWN-HDVMB (C), GCWN-HDVMC (C), GCWN-HDVMG (C), GCWN-HDVMR ( [Edwards, Kidde] [NAC] [16 VDC, LOW DB] EGCF-HDVM (C), GCF-HDVM (C), GCFR-HDVM (C), GC-HDVM (C), GCWA-HDVMA (C), GCWA-HDVMB (C), GCWA-HDVMC (C), GCWA-HDVMG (C), GCWA-HDVMR (C), GCWN-HDVMA (C), GCWN-HDVMB (C), GCWN-HDVMC (C), GCWN-HDVMG (C), GCWN-HDVMR (C [Edwards, Kidde] [NAC] [24 VDC, LOW DB] EGCF-HDVM (C), GCF-HDVM (C), GCFR-HDVM (C), GC-HDVM (C), GCWA-HDVMA (C), GCWA-HDVMB (C), GCWA-HDVMC (C), GCWA-HDVMG (C), GCWA-HDVMR (C), GCWN-HDVMA (C), GCWN-HDVMB (C), GCWN-HDVMC (C), GCWN-HDVMG (C), GCWN-HDVMR (C
802f4316-0f6e-4be9-9f4b-b76d1a981215 | NFPA 170 SMOKE DETECTOR |  |  | North | Notifier |  | Smoke Detector |  |  |  | Module | TRUE | FSP-851T w/B200SR-LF | ++ | DETECTOR, SMOKE, ADDRESSABLE PHOTO w/SOUNDER BASE | 1 | 0.0003 | 0.0065 |  |  |  |  | FALSE | TRUE | FLUSH |  | 4" SQ. DEEP | 3 "O" PLASTER RING | #FFFF0000 | FA-NFPA 170 SMOKE DETECTOR | 1 | FALSE | FALSE | FALSE | 1408 |  |  | 7272-0028:0206 | [10 empty] | FALSE |  |  | LF¦SB |  |  |  |  | THOR\acont | 2024-09-08 17:27 | 20191121 AC Detector with base | [Honeywell, Notifier, System Sensor] [SLC MODULES SENSORS] [*] [#2 SHARED ADDR ¦ SENSORS] 2251B (C), 2251-COPTIR (C), 2251-COPTIR w/B200S-WH (C), 2251TB (C), 2251TMB (C), 5251B (C), 5251B-WP (C), 5251H (C), 5251RB (C), 5251RB-WP (C), 7251 (C), 7251DH (C) [Notifier] [AUX POWER] [16VDC, HIGH VOLUME] FSD-751PL w/B200SR-LF (C), FSD-751RP w/B200SR-LF (C), FSD-751RPL w/B200SR-LF (C), FSI-851 w/B200SR-LF (C), FSL-751 w/B200SR-LF (C), FSP-851 w/B200SR-LF (C), FSP-851T w/B200SR-LF (C), FST-851 w/B200SR-LF (C), FS [Honeywell, Notifier, System Sensor] [SLC SENSORS] [*] [#4 TYPE ADDR ¦ SENSORS] 2251B (C), 2251-COPTIR (C), 2251-COPTIR w/B200S-WH (C), 2251TB (C), 2251TMB (C), 5251B (C), 5251B-WP (C), 5251H (C), 5251RB (C), 5251RB-WP (C), 7251 (C), 7251DH (C), DH200LP
d2bb9e05-d1ba-4e80-a29f-b771e22b1bfd |  |  |  | North | Simplex |  | Hardware |  |  |  | Hardware | TRUE | 4100-0638 |  | ADDITIONAL 24V HARNESS | 1 | [12 empty] | #FFFFFFFF |  |  | FALSE | FALSE | FALSE | [20 empty] | AULAPTOP-PC\Aulaptop | 2019-07-04 04:36 | THOR\acont | 2024-10-09 10:48
e35f9abf-c121-4742-b1f7-b772acff4de5 | NFPA 170 HORN STROBE |  |  | North | Kidde |  | Horn/Strobe |  |  |  | Module | TRUE | EG4AVRF |  | Wall horn-strobe, red, FIRE | 1 | [6 empty] | FALSE |  | GRSW-10 |  |  |  | #FF0070C0 | FA-NFPA 170 HORN STROBE | 1 | FALSE | FALSE | FALSE | 2012 | [13 empty] | FALSE | [5 empty] | DESKTOP-7SAL8M7\acont | 2020-08-19 11:55 | THOR\acont | 2024-09-08 17:27 | Cloned from Edwards G4AVRF | [Edwards, Kidde] [NAC] [VFWR, HIGH DB] EG4AVRF, EG4AVRF-FR, EG4AVRF-SP, EG4AVRN, EG4AVWF, EG4AVWF-FR, EG4AVWF-SP, EG4AVWN, G4AVRF, G4AVRF-FR, G4AVRF-SP, G4AVRN, G4AVWF, G4AVWF w/STI, G4AVWF-FR, G4AVWF-SP, G4AVWN [Edwards, Kidde] [NAC] [VDC, HIGH DB] EG4AVRF, EG4AVRF-FR, EG4AVRF-SP, EG4AVRN, EG4AVWF, EG4AVWF-FR, EG4AVWF-SP, EG4AVWN, G4AVRF, G4AVRF-FR, G4AVRF-SP, G4AVRN, G4AVWF, G4AVWF w/STI, G4AVWF-FR, G4AVWF-SP, G4AVWN [Edwards, Kidde] [NAC] [VDC, LOW DB] EG4AVRF, EG4AVRF-FR, EG4AVRF-SP, EG4AVRN, EG4AVWF, EG4AVWF-FR, EG4AVWF-SP, EG4AVWN, G4AVRF, G4AVRF-FR, G4AVRF-SP, G4AVRN, G4AVWF, G4AVWF w/STI, G4AVWF-FR, G4AVWF-SP, G4AVWN [Edwards, Kidde] [NAC] [VFWR, LOW DB] EG4AVRF, EG4AVRF-FR, EG4AVRF-SP, EG4AVRN, EG4AVWF, EG4AVWF-FR, EG4AVWF-SP, EG4AVWN, G4AVRF, G4AVRF-FR, G4AVRF-SP, G4AVRN, G4AVWF, G4AVWF w/STI, G4AVWF-FR, G4AVWF-SP, G4AVWN
41bdf080-6699-46d3-b191-b776e7a52cb2 | NFPA 170 FIRE ALARM CONTROL UNIT | RISER FACP |  | North | Autocall |  | Fire Alarm Control Unit |  |  |  | Assembly | TRUE | A010-9404 | ++ | Basic control unit with 2x40 LCD Operator Interface, 6 A ESS/battery charger, (1) Two-loop Isolated IDNet 2 Communications Channel and (1) Fourloop Isolated IDNet 2+2 Communications Module, Class A or Class B, with support for up to 500 addressable IDNet points; and (2) 3 A, Class B, IDNAC SLCs with support for up to 254 addressable notification appliances, Platinum | 1 | [6 empty] | TRUE | [5 empty] | #FFFF0000 | FA-NFPA 170 FIRE ALARM CONTROL UNIT | 1 | FALSE | FALSE | FALSE | 202 | [8 empty] | 7,12,18,26,33,55,65,110 |  | 50 |  |  | TRUE | [5 empty] | DESKTOP-7EIEB7A\acont | 2022-10-10 10:02 | THOR\acont | 2024-09-08 17:27 | Cloned from Autocall A010-9622
33743f9d-2695-4cc2-8bf4-b7799c625568 | NFPA 170 SPEAKER STROBE |  |  | North | Siemens |  | Speaker/Strobe |  |  |  | Module | TRUE | SLSPSWR-ALA | S54329-F45-A1 | SLSPSWR-ALA SPK/ST,WALL,RED,ALERT,AMBER | 1 | [12 empty] | #FF0070C0 | FA-NFPA 170 SPEAKER STROBE | 1 | FALSE | FALSE | FALSE | 2019 | [19 empty] | DESKTOP-7SAL8M7\acont | 2019-08-13 09:04 | THOR\acont | 2024-09-08 17:27 |  | [Siemens] [AUDIO 70.7v] [70V AUDIO] SL2SPSCW-F (C), SLSPCR-A (C), SLSPCR-AL (C), SLSPCR-F (C), SLSPCR-N (C), SLSPCW-A (C), SLSPCW-AL (C), SLSPCW-F (C), SLSPCW-N (C), SLSPSCR-A (C), SLSPSCR-AL (C), SLSPSCR-ALA (C), SLSPSCR-F (C), SLSPSCR-N (C), SLSPSCR-NA [Siemens] [NAC] [16 VDC] SLSPSWR-AL, SLSPSWR-ALA, SLSPSWR-F, SLSPSWR-M, SLSPSWR-N, SLSPSWR-NA, SLSPSWW-AL, SLSPSWW-ALA, SLSPSWW-F, SLSPSWW-M, SLSPSWW-N, SLSPSWW-NA, SLSWR-A, SLSWR-AL, SLSWR-ALA, SLSWR-F, SLSWR-FB, SLSWR-N, SLSWR-NA, SLSWW-AL, SLSWW-ALA, [Siemens] [NAC] [24 VDC] SLSPSWR-AL, SLSPSWR-ALA, SLSPSWR-F, SLSPSWR-M, SLSPSWR-N, SLSPSWR-NA, SLSPSWW-AL, SLSPSWW-ALA, SLSPSWW-F, SLSPSWW-M, SLSPSWW-N, SLSPSWW-NA, SLSWR-A, SLSWR-AL, SLSWR-ALA, SLSWR-F, SLSWR-FB, SLSWR-N, SLSWR-NA, SLSWW-AL, SLSWW-ALA, [Siemens] [AUDIO 25v] [25V AUDIO] SL2SPSCW-F (C), SLSPCR-A (C), SLSPCR-AL (C), SLSPCR-F (C), SLSPCR-N (C), SLSPCW-A (C), SLSPCW-AL (C), SLSPCW-F (C), SLSPCW-N (C), SLSPSCR-A (C), SLSPSCR-AL (C), SLSPSCR-ALA (C), SLSPSCR-F (C), SLSPSCR-N (C), SLSPSCR-NA (
7b2cf648-9fe1-44b2-8d39-b779d18903f3 | NFPA 170 STROBE WALL |  |  | North | Eaton Wheelock |  | Strobe |  |  |  | Module | TRUE | RSS-24C-FW |  | Strobe, 24 VDC, , Non-Sync/Sync | 1 | 0 | 0.492 |  |  |  |  | FALSE | FALSE |  |  |  |  | #FF0070C0 | FA-NFPA 170 STROBE WALL | 1 | FALSE | FALSE | FALSE | 2023 | [13 empty] | FALSE | [7 empty] | THOR\acont | 2024-09-08 17:27 |  | [Eaton Wheelock] [NAC] RSS-24C-FW
4911b106-3aab-4e1c-a6ef-b7817e9e0e05 | NFPA 170 FIRE ALARM CONTROL UNIT | RISER FACP |  | North | Hochiki |  | Fire Alarm Control Unit |  |  |  | Assembly | TRUE | LA103K4-10 |  | FireNET L@TITUDE Analog Addressable Fire Alarm Control Panel, 4 Slot Standard Enclosure, 10.25 A Auto Voltage, 8-Loop Panel Module, Hochiki Protocol, Network Module, and Media Gateway™, Red, 48 Zone LEDs | 1 | [6 empty] | FALSE |  |  | *Refer to Install Sheet | 16.5in (W) x 23.2in (H) x 6in (D) | KM5FCRD (Optional Semi-Flush Mounting Kit) | #FFFF0000 | FA-NFPA 170 FIRE ALARM CONTROL UNIT | 1 | FALSE | FALSE | FALSE | 202 | [8 empty] | 7,12,18,28 |  |  | 10.25 |  | TRUE | [5 empty] | DESKTOP-7SAL8M7\acont | 2019-12-04 15:59 | THOR\acont | 2024-09-08 17:27 | Cloned from Hochiki LA103K1-10 CLONED
48f74388-0c7f-4b3e-b91c-b78e574b771b |  |  |  | North | Siemens | [5 empty] | Module | TRUE | PS-5A | 500-492369 | PS-5A PWR SUP MOD | 1 | [12 empty] | #FFFFFFFF |  |  | FALSE | FALSE | FALSE | [20 empty] | DESKTOP-7SAL8M7\acont | 2019-08-13 09:04 | THOR\acont | 2024-10-09 10:48
910f14c1-0331-4270-a94a-b791a2e7b8b7 | NFPA 170 MANUAL PULL |  |  | North | Edwards |  | Manual Station |  |  |  | Module | TRUE | MPSR1-D45W-GE |  | Wpf, Single Action Station, DPDT, Cat 45 key reset | 1 | [6 empty] | FALSE | [5 empty] | #FFFF0000 | FA-NFPA 170 MANUAL PULL | 1 | FALSE | FALSE | FALSE | 957 | [13 empty] | FALSE |  |  | WP |  |  |  |  | THOR\acont | 2024-09-08 17:27 |  | [Edwards, Kidde, Monaco Enterprises] [IDC] 01 1534-1, 200-GAOF, 270A-DPO, 270A-SPO, 270-DOC, 270-DOC-B, 270-DOC-F, 270-DPO, 270-GAO, 270-GAOB, 270-GAO-DOC, 270-GAO-DOCF, 270P-DPO, 270P-SPO, 270-SPO, 270-SPOW, 270-SPOWB, 270-SPOWF, 271-KR1/SR/GS, 276A-REL
c708ac82-dd55-4c51-a20c-b7a0d54b0d63 |  |  |  | North | Bosch | [5 empty] | Module | TRUE | ACD-IC2K26-50 | * | Access Cards Bosch Proxy Cards ACD-IC2K26-50 pc | 1 | [12 empty] | #FFFFFFFF |  |  | FALSE | FALSE | FALSE | [20 empty] | DESKTOP-7EIEB7A\acont | 2021-08-13 06:25 | THOR\acont | 2024-10-09 10:48
d611da56-4bf5-4043-8ce3-b7a1f5bc78ae | NFPA 170 SMOKE DETECTOR |  |  | North | BRK |  | Smoke Detector |  |  |  | Module | FALSE | 7010B |  | 120V AC, 60Hz Wire-in with 9V Battery Backup | 1 | [6 empty] | FALSE | TRUE |  |  |  |  | #FFFF0000 | FA-NFPA 170 SMOKE DETECTOR | 1 | FALSE | FALSE | FALSE | 1408 | [13 empty] | FALSE |  |  | 120V |  |  | DESKTOP-7SAL8M7\acont | 2020-09-14 07:29 | THOR\acont | 2024-09-08 17:27 | Cloned from Apollo 120VAC SMOKE (BY OTHERS)
fe7b0f24-a5ef-4d04-8b00-b7a24f54b0de | NFPA 170 ADDRESSABLE OUTPUT MODULE |  |  | North | Apollo |  | Addressable Control/Relay |  |  |  | Module | TRUE | D900-CTRL A/V |  | AUDIBLE/VISUAL CONTROL MODULE | 1 | 0.001 | 0.004 |  |  |  |  | FALSE | [5 empty] | #FFFF0000 | FA-NFPA 170 ADDRESSABLE OUTPUT MODULE | 1 | FALSE | FALSE | FALSE | 1100 | [13 empty] | FALSE | [7 empty] | THOR\acont | 2024-09-08 17:27 |  | [Apollo] [AUX POWER] A901-CTRL A/V, D900-CTRL A/V [Apollo] [SLC APOLLO MODULES/SENSORS] [#5] A901-CTRL A/V, A901-CTRL-A/V-2, D900-CTRL A/V [Apollo] [AUDIO 70.7v] [70V AUDIO] A901-CTRL A/V, A901-CTRL-A/V-2, D900-CTRL A/V [Apollo] [NAC] A901-CTRL A/V, D900-CTRL A/V [Advanced, Apollo] [SLC APOLLO MODULES SENSORS] [*] [#1 SHARED ADDR ¦ MODULES] 45681-800 (C), 45681-805 (C), 55000-001 (C), 55000-002 (C), 55000-005 (C), 55000-006 (C), 55000-009 (C), 55000-010 (C), 55000-765 (C), 55000-790ADV, 55000-805ADV, 55000-806ADV | [Apollo] A901-CTRL A/V, D900-CTRL A/V [Apollo] A901-CTRL A/V, D900-CTRL A/V
0950fabf-7e7f-4517-95b2-b7a6bbaabed6 | CADGEN KEYPAD |  |  | North | Bosch |  | Keypad Interface |  |  |  | Module | TRUE | D1260BLK | ++ | LCD Keypad, SDI | 1 | 0.2 | 0.25 |  |  | 12 | [7 empty] | #FFFF0000 | FA-CADGEN KEYPAD | 1 | FALSE | FALSE | FALSE | [20 empty] | DESKTOP-7EIEB7A\acont | 2022-07-23 11:06 | THOR\acont | 2024-09-08 17:27 | Cloned from Bosch D1260 | [Bosch] [SDI BOSCH] [*] [ALL DEVICES ++] B426, B450, B450-CHI, B450-M, B901, D1255, D1255RB, D1255W, D1256RB, D1257RB, D1260, D1260B, D1260BLK, D1260R, D1260W
6b71c1ce-7892-4f0f-b536-b7abc182238a | NFPA 170 HORN |  |  | North | Kidde |  | Horn |  |  |  | Module | TRUE | G4LFRF-H | + | Low Frequency(520hz) horn, Red, FIRE | 1 | 0 | 0.109 |  |  |  |  | FALSE | [5 empty] | #FF0070C0 | FA-NFPA 170 HORN | 1 | FALSE | FALSE | FALSE | 2021 | [13 empty] | FALSE |  |  | LF |  |  | DESKTOP-7EIEB7A\acont | 2021-11-15 14:36 | THOR\acont | 2024-09-08 17:27 | Cloned from Edwards G4LFRF-H | [Edwards, Kidde] [NAC] [24 VFWR, CONTINUOUS LOW DB] G4LFRF-H, G4LFRN-H, G4LFWF-H, G4LFWN-H [Edwards, Kidde] [NAC] [16 VDC, TEMPORAL HIGH DB] G4LFRF-H, G4LFRN-H, G4LFWF-H, G4LFWN-H [Edwards, Kidde] [NAC] [24 VDC, CONTINUOUS HIGH DB] G4LFRF-H, G4LFRN-H, G4LFWF-H, G4LFWN-H [Edwards, Kidde] [NAC] [16 VDC, TEMPORAL LOW DB] G4LFRF-H, G4LFRN-H, G4LFWF-H, G4LFWN-H [Edwards, Kidde] [NAC] [16 VDC, CONTINUOUS LOW DB] G4LFRF-H, G4LFRN-H, G4LFWF-H, G4LFWN-H [Edwards, Kidde] [NAC] [16 VDC, TEMPORAL HIGH DB] G4LFRF-H, G4LFRN-H, G4LFWF-H, G4LFWN-H [Edwards, Kidde] [NAC] [24 VFWR, TEMPORAL LOW DB] G4LFRF-H, G4LFRN-H, G4LFWF-H, G4LFWN-H [Edwards, Kidde] [NAC] [24 VDC, TEMPORAL LOW DB] G4LFRF-H, G4LFRN-H, G4LFWF-H, G4LFWN-H [Edwards, Kidde] [NAC] [16 VDC, CONTINUOUS HIGH DB] G4LFRF-H, G4LFRN-H, G4LFWF-H, G4LFWN-H [Edwards, Kidde] [NAC] [16 VFWR, CONTINUOUS LOW DB] G4LFRF-H, G4LFRN-H, G4LFWF-H, G4LFWN-H [Edwards, Kidde] [NAC] [24 VDC, CONTINUOUS LOW DB] G4LFRF-H, G4LFRN-H, G4LFWF-H, G4LFWN-H [Edwards, Kidde] [NAC] [24 VDC, TEMPORAL HIGH DB] G4LFRF-H, G4LFRN-H, G4LFWF-H, G4LFWN-H [Edwards, Kidde] [NAC] [16 VDC, CONTINUOUS LOW DB] G4LFRF-H, G4LFRN-H, G4LFWF-H, G4LFWN-H [Edwards, Kidde] [NAC] [16 VFWR, TEMPORAL HIGH DB] G4LFRF-H, G4LFRN-H, G4LFWF-H, G4LFWN-H [Edwards, Kidde] [NAC] [24 VFWR, CONTINUOUS HIGH DB] G4LFRF-H, G4LFRN-H, G4LFWF-H, G4LFWN-H [Edwards, Kidde] [NAC] [16 VFWR, CONTINUOUS HIGH DB] G4LFRF-H, G4LFRN-H, G4LFWF-H, G4LFWN-H [Edwards, Kidde] [NAC] [16 VFWR, TEMPORAL LOW DB] G4LFRF-H, G4LFRN-H, G4LFWF-H, G4LFWN-H [Edwards, Kidde] [NAC] [24 VFWR, TEMPORAL HIGH DB] G4LFRF-H, G4LFRN-H, G4LFWF-H, G4LFWN-H
112797d3-e08a-4406-9bc5-b7bed1cd0844 | NFPA 170 STROBE WALL |  |  | North | System Sensor |  | Strobe |  |  |  | Module | TRUE | SGWKLED-P | ++ | Compact Strobe, Wall, White, Plain, Outdoor | 1 | 0 | 0.043 |  |  |  |  | FALSE | [5 empty] | #FF0070C0 | FA-NFPA 170 STROBE WALL | 1 | FALSE | FALSE | FALSE | 2023 | [13 empty] | FALSE |  |  | WP |  |  | DESKTOP-QGO6JOK\acont | 2024-07-15 14:02 | THOR\acont | 2024-09-08 17:27 | Cloned from System Sensor SGRKLED CLONED CLONED CLONED | [System Sensor] [NAC] [VDC] SGRKLED, SGRKLED-B, SGRKLED-P, SGRLED, SGRLED-B, SGWKLED, SGWKLED-B, SGWKLED-P, SGWLED, SGWLED-B, SRLED, SRLED-B, SRLED-P, SRLED-SP, SWLED, SWLED-ALERT, SWLED-B, SWLED-CLR-ALERT, SWLED-P, SWLED-SP
51235972-936f-448a-be3f-b7bf5f53446e |  |  |  | North | Monaco Enterprises |  | Cards & Components |  |  |  | Card | TRUE | 404-093-00 MAIN BOARD |  |  | 1 | [6 empty] | TRUE | [5 empty] | #FFFFFFFF |  |  | FALSE | FALSE | FALSE | [20 empty] | AULAPTOP-PC\Aulaptop | 2019-04-20 08:30 | THOR\acont | 2024-10-09 10:48 | Cloned from Monaco Enterprises New Part |  | [Monaco Enterprises] 404-093-00 MAIN BOARD
5a04a25b-8143-4a3f-b311-b7c36f072ce1 | NFPA 170 STROBE WALL |  |  | North | Federal Signal |  | Strobe |  |  |  | Module | TRUE | 191XL-024A |  | Flashing LED Hazardous Location Warning Light, Pipe Mount, Amber | 1 | 0 | 0.38 |  |  |  |  | FALSE | [5 empty] | #FF0070C0 | FA-NFPA 170 STROBE WALL | 1 | FALSE | FALSE | FALSE | 2023 | [13 empty] | FALSE |  |  | HZ |  |  | DESKTOP-7SAL8M7\acont | 2020-11-17 10:34 | THOR\acont | 2024-09-08 17:27 | Cloned from Federal Signal 191XL-S024A | [Federal Signal] [NAC] [24 VDC] 191XL-024A, 191XL-024B, 191XL-024C, 191XL-024G, 191XL-024R, 191XL-S024A, 191XL-S024B, 191XL-S024C, 191XL-S024G, 191XL-S024R
ddfea38b-4c75-4fb6-84d8-b7c484f33202 | NFPA 170 FIRE ALARM CONTROL UNIT | RISER FACP |  | North | Edwards |  | Fire Alarm Control Unit |  |  |  | Assembly | TRUE | FSP1004G |  | FACP - 10 Cl 'B' IDCs, 4 Cl 'B' NACs, 120V, Gray | 1 | [6 empty] | FALSE | [5 empty] | #FFFF0000 | FA-NFPA 170 FIRE ALARM CONTROL UNIT | 1 | FALSE | FALSE | FALSE | 202 | [8 empty] | 7,12,18 |  |  |  |  | TRUE | [7 empty] | THOR\acont | 2024-09-08 17:27
90e5aa4c-f6dd-4ef1-99c0-b7cffa917bdd | NFPA 170 SMOKE HEAT DETECTOR |  |  | North | Kidde |  | Smoke/Heat Detector |  |  |  | Module | TRUE | KIR-OSHD w/KI-ABDT BASE | ++ | Intelligent Multisensor Smoke and Heat Detector | 1 | 4.3e-05 | 7e-05 |  |  |  |  | FALSE | TRUE |  |  |  |  | #FFFF0000 | FA-NFPA 170 SMOKE HEAT DETECTOR | 1 | FALSE | FALSE | FALSE | 1408 | [13 empty] | FALSE | [5 empty] | DESKTOP-7EIEB7A\acont | 2023-05-24 19:27 | THOR\acont | 2024-09-08 17:27 | Cloned from Kidde KIR-COD w/KI-ABDT BASE | [Kidde] [SLC EST SENSORS] [*] [#4 TYPE ADDR ¦ SENSORS] DS-HFS (C), DS-PS (C), FX-HD w/IB4U BASE, FX-HD w/RB4U BASE, FX-HD w/SB4U BASE, FX-HD w/SB4U-LF BASE, FX-HD wB4U BASE, FX-PD w/B4U BASE (C), FX-PD w/IB4U BASE (C), FX-PD w/SB4U BASE (C), FX-PD w/SB4U [Edwards, Kidde] [SLC EST SENSORS] 01 [*] [EST3, iO1000] DS-HFS (C), DS-PS (C), FX-HD w/IB4U BASE, FX-HD w/RB4U BASE, FX-HD w/SB4U BASE, FX-HD w/SB4U-LF BASE, FX-HD wB4U BASE, FX-PD w/B4U BASE (C), FX-PD w/IB4U BASE (C), FX-PD w/SB4U BASE (C), FX-PD w/SB [Kidde] [SLC EST MODULES SENSORS] [*] [#2 SHARED ADDR ¦ SENSORS] DS-HFS (C), DS-PS (C), FX-HD w/IB4U BASE, FX-HD w/RB4U BASE, FX-HD w/SB4U BASE, FX-HD w/SB4U-LF BASE, FX-HD wB4U BASE, FX-PD w/B4U BASE (C), FX-PD w/IB4U BASE (C), FX-PD w/SB4U BASE (C), FX [Edwards, Kidde] [SLC EST MODULES/SENSORS] 01 [*] [iO64] DS-HFS (C), DS-PS (C), FX-HD w/IB4U BASE, FX-HD w/RB4U BASE, FX-HD w/SB4U BASE, FX-HD w/SB4U-LF BASE, FX-HD wB4U BASE, FX-PD w/B4U BASE (C), FX-PD w/IB4U BASE (C), FX-PD w/SB4U BASE (C), FX-PD w/SB [Edwards, Kidde] [AUX POWER] KI-COD w/KI-ABDT BASE (C), KI-HCD w/KI-ABDT BASE, KI-HRD w/KI-ABDT BASE, KI-PCD w/KI-ABDT BASE (C), KI-PD w/KI-ABDT BASE (C), KI-PHCD w/KI-ABDT BASE (C), KI-PHD w/KI-ABDT BASE (C), KIR-COD w/KI-ABDT BASE (C), KIR-HCD w/KI-ABD
d4155771-74c8-4d63-b57b-b7d02e19382d |  |  |  | North | Siemens | [5 empty] | Module | TRUE | CAB1-TK | 500-633013 | CAB1 SEMI FLUSH MNT TRIM KIT BLK MOUNTS TO CAB1 | 1 | [12 empty] | #FFFFFFFF |  |  | FALSE | FALSE | FALSE | [20 empty] | DESKTOP-7SAL8M7\acont | 2019-08-13 09:04 | THOR\acont | 2024-10-09 10:48
ab814db7-29f6-4c8a-8ce4-b7d0cd9fa23c |  |  |  | North | Edwards |  | Hardware |  |  |  | Hardware | TRUE | MN-HS32SPKHRG3P |  | 1920 Watt HPSA (3 of 5 Active Panels) replacement speaker head - complete | 1 | [6 empty] | FALSE | [5 empty] | #FFFFFFFF |  |  | FALSE | FALSE | FALSE | [14 empty] | FALSE | [7 empty] | THOR\acont | 2024-10-09 10:48
06c38920-83c3-4d51-b98d-b7d2e329e63c | NFPA 170 SPEAKER STROBE CEILING |  |  | North | Hochiki |  | Speaker/Strobe |  |  |  | Module | TRUE | E60-24MCC-FR |  | Speaker/Strobe, 24 VDC, Multi-Candela, , 25/70 Vrms, red | 1 | 0 | 0.375 |  |  |  |  | FALSE | TRUE |  | *Refer to Install Sheet |  |  | #FF0070C0 | FA-NFPA 170 SPEAKER STROBE CEILING | 1 | FALSE | FALSE | FALSE | 2020 | [13 empty] | FALSE |  |  | C |  |  |  |  | THOR\acont | 2024-09-08 17:27 |  | [Eaton Wheelock, Hochiki] [AUDIO 70.7v] [70V AUDIO] E60-24MCC-FR (C), E60-24MCC-FW (C), E60-24MCCH-FR (C), E60-24MCCH-FW (C), E60-24MCW-FR, E60-24MCW-FW, E60-24MCWH-FR, E60-24MCWH-FW, E60-R, E60-W [Eaton Wheelock, Hochiki] [AUDIO 25v] [25V AUDIO] E60-24MCC-FR (C), E60-24MCC-FW (C), E60-24MCCH-FR (C), E60-24MCCH-FW (C), E60-24MCW-FR, E60-24MCW-FW, E60-24MCWH-FR, E60-24MCWH-FW, E60-R, E60-W [Eaton Wheelock, Hochiki] [NAC] E60-24MCC-FR (C), E60-24MCC-FW (C)
10c93fa9-6fac-4e15-9f84-b7d306c859bd |  |  |  | North | Kidde |  | Cards & Components |  |  |  | Card | TRUE | VM-ETH2 |  | Ethernet adapter card provides all the function of the VM-ETH1 plus the added capability of communicating to compatible digital alarm receivers. Please refer to the VM UL Compatibility List for the latest compatible receivers. | 1 | [6 empty] | TRUE | [5 empty] | #FFFFFFFF |  |  | FALSE | FALSE | FALSE | [14 empty] | FALSE | [7 empty] | THOR\acont | 2024-10-09 10:48
4443a70d-6364-444b-bd16-b7d8c5df5e43 | NFPA 170 HORN STROBE CEILING |  |  | North | Siemens |  | Horn/Strobe |  |  |  | Module | TRUE | CH-MC-CR | 500-636021 | CHIME MULTI CANDELA RED CEILING | 1 | [7 empty] | TRUE |  |  |  |  | #FF0070C0 | FA-NFPA 170 HORN STROBE CEILING | 1 | FALSE | FALSE | FALSE | [17 empty] | CH |  |  | DESKTOP-7SAL8M7\acont | 2019-08-13 09:04 | THOR\acont | 2024-09-08 17:27 |  | [Siemens] [NAC] [16-33VFWR] CH-HMC-CW (C), CH-MC-CR (C), CH-MC-CW (C), CH-MC-R, CH-MC-W [Siemens] [NAC] [16-33VDC] CH-HMC-CW (C), CH-MC-CR (C), CH-MC-CW (C), CH-MC-R, CH-MC-W
f44bbee7-be3c-4289-abaa-b7dda769529c |  |  |  | North | Altronix |  | Cards & Components |  |  |  | Card | TRUE | AL600ULACM Main Board | + |  | 1 | 0.18 | 0.2 |  |  |  |  | TRUE | [5 empty] | #FFFFFFFF |  |  | FALSE | FALSE | FALSE | [14 empty] | FALSE | [5 empty] | XPS-17-9710\August | 2024-04-04 16:54 | THOR\acont | 2024-10-09 10:48 | Cloned from Altronix FireSwitch108 Main Board | [Altronix, Hochiki, LifeSafety Power] [NAC Trigger] AL1024ULM MAIN CARD, AL1024ULX Main Board, AL125UL Main Board, AL300ULX Main Board, AL400ULX Main Board, AL400ULXJ Main Board (24VDC), AL600ULACM Main Board, AL600ULXR Main Board, eFlow104N Main Board, | [Altronix] AL600ULACM Main Board
37a2ef45-dbe6-42d9-9780-b7e79a0edd5e | NFPA 170 SPEAKER STROBE CEILING |  |  | North | System Sensor |  | Speaker/Strobe |  |  |  | Module | TRUE | SPSCWK | + | Outdoor Speaker Strobe, Standard cd | 1 | 0 | 0.017 |  |  |  |  | FALSE | TRUE |  |  |  |  | #FF0070C0 | FA-NFPA 170 SPEAKER STROBE CEILING | 1 | FALSE | FALSE | FALSE | 2020 | [13 empty] | FALSE |  |  | C, WP |  |  | DESKTOP-7EIEB7A\acont | 2021-05-05 15:40 | THOR\acont | 2024-09-08 17:27 | Cloned from System Sensor SPSCWK-CLR-ALERT | [BluePoint, System Sensor] [AUDIO 25v] [25V AUDIO] BP04-311P, SPCR (C), SPCW (C), SPCWK (C), SPRK, SPSCWH (C), SPSCWHK (C), SPSCWHK-P (C), SPSCWK (C), SPSCWK-CLR-ALERT (C), SPSRHK, SPSRK, SPSRK-P, SPSWK, SPSWK-CLR-ALERT, SPSWK-P, SPWK [BluePoint, System Sensor] [NAC] [VDC, TEMPORAL HIGH] BP04-311P, SCRK (C), SCWK (C), SPSCWK (C), SPSCWK-CLR-ALERT (C), SPSRK, SPSRK-P, SPSWK, SPSWK-CLR-ALERT, SPSWK-P [BluePoint, System Sensor] [NAC] [VFWR, TEMPORAL HIGH] BP04-311P, SCRK (C), SCWK (C), SPSCWK (C), SPSCWK-CLR-ALERT (C), SPSRK, SPSRK-P, SPSWK, SPSWK-CLR-ALERT, SPSWK-P [BluePoint, System Sensor] [AUDIO 70.7v] [70V AUDIO] BP04-311P, SPCR (C), SPCW (C), SPCWK (C), SPRK, SPSCWH (C), SPSCWHK (C), SPSCWHK-P (C), SPSCWK (C), SPSCWK-CLR-ALERT (C), SPSRHK, SPSRK, SPSRK-P, SPSWK, SPSWK-CLR-ALERT, SPSWK-P, SPWK
39021187-54da-4fbb-99c6-b7ea5eb5a177 |  |  |  | North | Kidde |  | Cards & Components |  |  |  | Card | TRUE | VS1-G-SP Mainboard |  | Mainboard for VS1-G-SP assembly | 1 | 0.21 | 0.329 |  |  |  |  | TRUE | [5 empty] | #FFFFFFFF |  |  | FALSE | FALSE | FALSE | [14 empty] | FALSE | [7 empty] | THOR\acont | 2024-10-09 10:48 |  | [Edwards, Kidde, Macurco] [IDC] [#2 TROUBLE] 2IDC, 76-600000-001 Main Board, 76-800xxx-xxx Main Board, 77-600000-901 Main Board, 84-732001-901 Main Board, DVP-120 Mainboard, EST1-2Z Mainboard, FSP1004G Mainboard, FSP1004G-2 Mainboard, FSP1004GD Mainboard [Edwards, Kidde, Macurco] [IDC] [#3 SUPERVISORY] 2IDC, 76-600000-001 Main Board, 76-800xxx-xxx Main Board, 77-600000-901 Main Board, 84-732001-901 Main Board, DVP-120 Mainboard, EST1-2Z Mainboard, FSP1004G Mainboard, FSP1004G-2 Mainboard, FSP1004GD Mainb [Edwards, Kidde, Macurco] [IDC] [#1 ALARM] 2IDC, 76-600000-001 Main Board, 76-800xxx-xxx Main Board, 77-600000-901 Main Board, 84-732001-901 Main Board, DVP-120 Mainboard, EST1-2Z Mainboard, FSP1004G Mainboard, FSP1004G-2 Mainboard, FSP1004GD Mainboard, [Edwards, Kidde] [VAC ] 2IDC, 76-600000-001 Main Board, 76-800xxx-xxx Main Board, 77-600000-901 Main Board, 84-732001-901 Main Board, APS10A Mainboard, APS6A Mainboard, BPS10A Mainboard, BPS10A/230 Mainboard, BPS6A Mainboard, BPS6A/230 Mainboard, EST1-2Z | [Edwards, Kidde] FX-1000 Mainboard, FX-1000D Mainboard, FX-64RD Mainboard, iO1000G Mainboard, iO1000G-2 Mainboard, iO1000G-2-PG Mainboard, iO1000G-2-SP Mainboard, iO1000GC Mainboard, iO1000GD Mainboard, iO1000G-F Mainboard, iO1000G-PG Mainboard, iO1000G-S [Edwards, Kidde] FX-64R Mainboard, FX-64RD Mainboard, iO64G Mainboard, iO64G-2 Mainboard, iO64G-2-PG Mainboard, iO64G-2-SP Mainboard, iO64GD Mainboard, iO64GL Mainboard, iO64GL-F Mainboard, iO64G-PG Mainboard, iO64G-SP Mainboard, iO64R Mainboard, iO64R-2 [Kidde] VS1-G-SP Mainboard [Edwards, Kidde] FX-64R Mainboard, FX-64RD Mainboard, iO64G Mainboard, iO64G-2 Mainboard, iO64G-2-PG Mainboard, iO64G-2-SP Mainboard, iO64GD Mainboard, iO64GL Mainboard, iO64GL-F Mainboard, iO64G-PG Mainboard, iO64G-SP Mainboard, iO64R Mainboard, iO64R-2 [Edwards, Kidde] FX-1000 Mainboard, FX-1000D Mainboard, FX-64RD Mainboard, iO1000G Mainboard, iO1000G-2 Mainboard, iO1000G-2-PG Mainboard, iO1000G-2-SP Mainboard, iO1000GC Mainboard, iO1000GD Mainboard, iO1000G-F Mainboard, iO1000G-PG Mainboard, iO1000G-S [Edwards, Kidde] FX-64R Mainboard, FX-64RD Mainboard, iO64G Mainboard, iO64G-2 Mainboard, iO64G-2-PG Mainboard, iO64G-2-SP Mainboard, iO64GD Mainboard, iO64GL Mainboard, iO64GL-F Mainboard, iO64G-PG Mainboard, iO64G-SP Mainboard, iO64R Mainboard, iO64R-2
c4cebfbf-cf3f-47fb-8fe6-b7ef1f4b18c6 | NFPA 170 SMOKE DETECTOR |  |  | North | Gamewell FCI |  | Smoke Detector |  |  |  | Module | TRUE | ASD-PL3-IV w/B300-6-IV | + | Photoelectric smoke detector, ivory, Velociti/CLIP w/ 6” Flanged mounting base, ivory | 1 | 0.0002 | 0.0045 |  |  |  |  | FALSE | TRUE | FLUSH |  | 4" SQ. DEEP | 3 "O" PLASTER RING | #FFFF0000 | FA-NFPA 170 SMOKE DETECTOR | 1 | FALSE | FALSE | FALSE | 1408 | [13 empty] | FALSE | [5 empty] | DESKTOP-7SAL8M7\acont | 2019-04-25 06:40 | THOR\acont | 2024-09-08 17:27 | 20191121 AC Detector with base | [Gamewell FCI] [SLC MODULES SENSORS] [*] [#2 SHARED ADDR ¦ SENSORS] ADPF (C), ASD-PL2F w/B200S-LF-WH (C), ASD-PL2F w/B210LP (C), ASD-PL2FR (C), ASD-PL3 w/B200S-LF-WH (C), ASD-PL3 w/B200SR-LF-WH (C), ASD-PL3 w/B200SR-WH (C), ASD-PL3 w/B224BI-WH (C), ASD-P [Gamewell FCI] [SLC SENSORS] [*] [#4 TYPE ADDR ¦ SENSORS] ADPF (C), ASD-PL2F w/B200S-LF-WH (C), ASD-PL2F w/B210LP (C), ASD-PL2FR (C), ASD-PL3 w/B200S-LF-WH (C), ASD-PL3 w/B200SR-LF-WH (C), ASD-PL3 w/B200SR-WH (C), ASD-PL3 w/B224BI-WH (C), ASD-PL3 w/B224R
3ec2f550-64bc-480b-9d23-b8009ed5855a | NFPA 170 HORN STROBE CEILING |  |  | North | FCI |  | Strobe |  |  |  | Module | TRUE | PC2495 | ++ | Horn, electronic, red, w/95 cd strobe | 1 | 0 | 0.347 |  |  |  |  | FALSE | TRUE |  |  |  |  | #FF0070C0 | FA-NFPA 170 HORN STROBE CEILING | 1 | FALSE | FALSE | FALSE | 2022 | [13 empty] | FALSE |  |  | C |  |  | THOR\acont | 2025-02-25 16:23 | THOR\acont | 2025-02-25 16:25 | Cloned from FCI PC2415W CLONED CLONED CLONED CLONED | [Eaton Wheelock, FCI] [NAC] [DC MAX] PC2495 (C), PC2495W (C), RS-2415W-FR
d7d0eadb-6e84-4300-99ea-b809b88f34af | NFPA 170 REMOTE INDICATOR |  |  | North | Hochiki |  | Remote Indicator |  |  |  | Module | TRUE | MS-RA/R | REMOTE ALARM INDICATOR | REMOTE ALARM INDICATOR | 1 | 0.0015 | 0.0015 |  |  |  |  | TRUE |  |  | *Refer to Install Sheet |  |  | #FFFF0000 | FA-NFPA 170 REMOTE INDICATOR | 1 | FALSE | FALSE | FALSE | 2016 | [19 empty] | DESKTOP-0D6CQVA\lousc | 2019-10-12 10:34 | THOR\acont | 2024-09-08 17:27 | Cloned from Hochiki MS-KA/P/R | [Hochiki] [RTS] [PILOT LED] MS-KA/P/R, MS-KA/R, MS-RA, MS-RA/P, MS-RA/P/R, MS-RA/R, MS-RH/KA/P/R [Hochiki] [RTS] [ALARM LED] MS-KA/P/R, MS-KA/R, MS-RA, MS-RA/P, MS-RA/P/R, MS-RA/R, MS-RH/KA/P/R [Hochiki] [RTS] [HORN] MS-KA/P/R, MS-KA/R, MS-RA, MS-RA/P, MS-RA/P/R, MS-RA/R, MS-RH/KA/P/R
b350226a-3aac-439b-86e6-b80cf462969c |  |  |  | North | Siemens |  | Cards & Components |  |  |  | Card | TRUE | MXL Main Board |  | CARD, Fire Alarm Control Panel, Addressable Main Board | 1 | [6 empty] | TRUE | [5 empty] | #FFFFFFFF |  |  | FALSE | FALSE | FALSE | [14 empty] | FALSE | [7 empty] | THOR\acont | 2024-10-09 10:48 |  |  | [Siemens] DLC, FC924-US Main Board, FCI2018-UI Main Board, MXL Main Board [Siemens] MXL Main Board
363c952d-18d1-4d3b-80ec-b80e74c87ffb | NFPA 170 HORN STROBE CEILING |  |  | North | Block Definition Only |  | Horn/Strobe |  |  |  | Module | TRUE | NFPA 170 HORN STROBE CEILING |  | NFPA 170 HORN STROBE CEILING | 1 | [7 empty] | TRUE |  |  |  |  | #FF0070C0 | FA-NFPA 170 HORN STROBE CEILING | 1 | FALSE | FALSE | FALSE | 2013 | [19 empty] | AULAPTOP-PC\Aulaptop | 2020-03-26 07:41 | THOR\acont | 2024-09-08 17:27
f1850a4f-273b-442c-9819-b81af5c7491d | NFPA 170 SPEAKER STROBE |  |  | North | Edwards |  | Speaker/Strobe |  |  |  | Module | TRUE | G4HFRN-S7VMC |  | 70V Speaker/Strobe, Red,15, 30, 75, 110 cd | 1 | 0 | 0.078 |  |  |  |  | FALSE | [5 empty] | #FF0070C0 | FA-NFPA 170 SPEAKER STROBE | 1 | FALSE | FALSE | FALSE | 2019 | [13 empty] | FALSE | [7 empty] | THOR\acont | 2024-09-08 17:27 |  | [Edwards, Kidde] [AUDIO 70.7v] [70V AUDIO] G4F-S7, G4F-S7V1575, G4F-S7VM, G4HFRF-S7, G4HFRF-S7VMC, G4HFRN-S7, G4HFRN-S7VMC, G4HFWA-S7, G4HFWA-S7VMA, G4HFWA-S7VMC, G4HFWF-S7, G4HFWF-S7VMC, G4HFWN-S7, G4HFWN-S7VMA, G4HFWN-S7VMB, G4HFWN-S7VMC, G4RF-S7, G4RF [Edwards, Kidde] [NAC] [24 VDC] G4ERA-A, G4ERA-B, G4ERA-G, G4ERA-R, G4ERF-C, G4ERN-A, G4ERN-B, G4ERN-C, G4ERN-G, G4ERN-R, G4EWA-A, G4EWA-B, G4EWA-G, G4EWA-R, G4EWF-C, G4EWN-A, G4EWN-B, G4EWN-C, G4EWN-G, G4EWN-R, G4F-S2V1575, G4F-S2VM, G4F-S7V1575, G4F-S7 [Edwards, Kidde] [NAC] [16 VDC] G4ERA-A, G4ERA-B, G4ERA-G, G4ERA-R, G4ERF-C, G4ERN-A, G4ERN-B, G4ERN-C, G4ERN-G, G4ERN-R, G4EWA-A, G4EWA-B, G4EWA-G, G4EWA-R, G4EWF-C, G4EWN-A, G4EWN-B, G4EWN-C, G4EWN-G, G4EWN-R, G4F-S2V1575, G4F-S2VM, G4F-S7V1575, G4F-S7
1d784e2c-daf3-4107-8659-b82b1f627bb3 | NFPA 170 HEAT DETECTOR |  |  | North | Autocall |  | Heat Detector |  |  |  | Module | TRUE | A4098-9615E w/A4098-9684E | + | Electronic Heat Detector 2-Wire 200° F (57° C) with remote LED, High Humidity | 1 | 0.0001 | 0.086 |  |  |  |  | TRUE | TRUE |  |  |  |  | #FFFF0000 | FA-NFPA 170 HEAT DETECTOR | 1 | FALSE | FALSE | FALSE | 1403 | [16 empty] | 200 |  |  | THOR\acont | 2024-02-22 15:56 | THOR\acont | 2024-09-08 17:27 | Cloned from Autocall A4098-9614E w/A4098-9684E | [Autocall, Simplex] [IDC] 02 [*] 4090-9008, 4098-9612E w/4098-9683E (C), 4098-9612E w/4098-9684E (C), 4098-9612E w/4098-9788E (C), 4098-9613E w/4098-9683E (C), 4098-9613E w/4098-9684E (C), 4098-9613E w/4098-9788E (C), 4098-9614E w/4098-9683E (C), 4098-96 | [Autocall, Simplex] 4098-9612 w/4098-9682, 4098-9612E w/4098-9682E, 4098-9612E w/4098-9683E, 4098-9612E w/4098-9684E, 4098-9612E w/4098-9788E, 4098-9613 w/4098-9682, 4098-9613E w/4098-9682E, 4098-9613E w/4098-9683E, 4098-9613E w/4098-9684E, 4098-9613E w/4
47b78165-b1de-4c21-b598-b82f2814ef8a |  |  |  | North | Silent Knight |  | Cards & Components |  |  |  | Card | TRUE | EVS-100W MAIN BOARD |  | PANEL COMPONENT, INTELLIGENT 50/100 WATT AMPLIFIER | 1 | 0.19 | 1.31 |  |  |  |  | TRUE | [5 empty] | #FFFFFFFF |  |  | FALSE | FALSE | FALSE | [14 empty] | FALSE | [7 empty] | THOR\acont | 2024-10-09 10:48 |  | [Silent Knight, Stanley Security Solutions] [VBUS] EVS-100W MAIN BOARD, EVS-125W MAIN BOARD, EVS-50W MAIN BOARD, EVS-INT50W, EVS-LOC, EVS-RCU, VIP-50 Main Board [Farenhyt, Silent Knight, Stanley Security Solutions] [VAC ] 5104B Main Board, 5204 Main Board, 5207 Main Board, 5208 Main Board, 5495 Main Board, 5496 Main Board, 5499 Main Board, 5600 Main Board, 5700 Main Board, 5808 Main Board, 5820XL Main Board, 588 [Silent Knight, Stanley Security Solutions] [SBUS] [SBUS ++] 5496 Main Board, 5895XL Main Board, EVS-100W MAIN BOARD, EVS-125W MAIN BOARD, EVS-50W MAIN BOARD, EVS-INT50W, VIP-50 Main Board | [Silent Knight] EVS-100W MAIN BOARD
7f8eb250-216d-4b68-9517-b83c5be750c3 | NFPA 170 HORN STROBE |  |  | North | Eaton Wheelock |  | Horn/Strobe |  |  |  | Module | TRUE | HS-12/24-W | F | Horn, 24 VDC, white | 1 | [6 empty] | FALSE | FALSE |  |  |  |  | #FF0070C0 | FA-NFPA 170 HORN STROBE | 1 | FALSE | FALSE | FALSE | 2012 | [13 empty] | FALSE | [7 empty] | THOR\acont | 2024-09-08 17:27
2f57bdc2-4ae8-4c18-8af4-b83dcbb0b12b | NFPA 170 SPEAKER CEILING |  |  | North | Kidde |  | Speaker |  |  |  | Module | TRUE | EGCSWF |  | Speaker, Ceiling, White, FIRE | 1 | [6 empty] | FALSE | TRUE |  |  |  |  | #FF0070C0 | FA-NFPA 170 SPEAKER CEILING | 1 | FALSE | FALSE | FALSE | 2019 | [13 empty] | FALSE |  |  | C |  |  | DESKTOP-7EIEB7A\acont | 2021-05-24 09:24 | THOR\acont | 2024-09-08 17:27 | Cloned from Edwards GCSWF | [Edwards, Kidde] [AUDIO 70.7v] [70V AUDIO] EGCSRF (C), EGCSRN (C), EGCSVHRF (C), EGCSVHRF-FR (C), EGCSVHRF-SP (C), EGCSVHRN (C), EGCSVHWA (C), EGCSVHWF (C), EGCSVHWF-FR (C), EGCSVHWF-SP (C), EGCSVHWN (C), EGCSVRF (C), EGCSVRN (C), EGCSVWA (C), E [Edwards, Kidde] [AUDIO 25v] [25V AUDIO] EGCSRF (C), EGCSRN (C), EGCSVHRF (C), EGCSVHRF-FR (C), EGCSVHRF-SP (C), EGCSVHRN (C), EGCSVHWA (C), EGCSVHWF (C), EGCSVHWF-FR (C), EGCSVHWF-SP (C), EGCSVHWN (C), EGCSVRF (C), EGCSVRN (C), EGCSVWA (C), EGC
a521e53d-7aba-45e1-8124-b83fdaec1c2d |  |  |  | North | Edwards |  | Cards & Components |  |  |  | Card | TRUE | iO64G-2-PG Mainboard |  | Mainboard for iO64G-2-PG assembly | 1 | 0.155 | 0.204 | 3.75 |  |  |  | TRUE | [5 empty] | #FFFFFFFF |  |  | FALSE | FALSE | FALSE | [14 empty] | FALSE | [7 empty] | THOR\acont | 2024-10-09 10:48 |  | [Edwards, Kidde, Macurco] [IDC] [#2 TROUBLE] 2IDC, 76-600000-001 Main Board, 76-800xxx-xxx Main Board, 77-600000-901 Main Board, 84-732001-901 Main Board, DVP-120 Mainboard, EST1-2Z Mainboard, FSP1004G Mainboard, FSP1004G-2 Mainboard, FSP1004GD Mainboard [Edwards, Kidde] [VAC ] 2IDC, 76-600000-001 Main Board, 76-800xxx-xxx Main Board, 77-600000-901 Main Board, 84-732001-901 Main Board, APS10A Mainboard, APS6A Mainboard, BPS10A Mainboard, BPS10A/230 Mainboard, BPS6A Mainboard, BPS6A/230 Mainboard, EST1-2Z [Edwards, Kidde, Macurco] [IDC] [#3 SUPERVISORY] 2IDC, 76-600000-001 Main Board, 76-800xxx-xxx Main Board, 77-600000-901 Main Board, 84-732001-901 Main Board, DVP-120 Mainboard, EST1-2Z Mainboard, FSP1004G Mainboard, FSP1004G-2 Mainboard, FSP1004GD Mainb [Edwards, Kidde, Macurco] [IDC] [#1 ALARM] 2IDC, 76-600000-001 Main Board, 76-800xxx-xxx Main Board, 77-600000-901 Main Board, 84-732001-901 Main Board, DVP-120 Mainboard, EST1-2Z Mainboard, FSP1004G Mainboard, FSP1004G-2 Mainboard, FSP1004GD Mainboard, | [Edwards, Kidde] FX-64R Mainboard, FX-64RD Mainboard, iO64G Mainboard, iO64G-2 Mainboard, iO64G-2-PG Mainboard, iO64G-2-SP Mainboard, iO64GD Mainboard, iO64GL Mainboard, iO64GL-F Mainboard, iO64G-PG Mainboard, iO64G-SP Mainboard, iO64R Mainboard, iO64R-2 [Edwards, Kidde] FX-64R Mainboard, FX-64RD Mainboard, iO64G Mainboard, iO64G-2 Mainboard, iO64G-2-PG Mainboard, iO64G-2-SP Mainboard, iO64GD Mainboard, iO64GL Mainboard, iO64GL-F Mainboard, iO64G-PG Mainboard, iO64G-SP Mainboard, iO64R Mainboard, iO64R-2 [Edwards, Kidde] FX-64R Mainboard, FX-64RD Mainboard, iO64G Mainboard, iO64G-2 Mainboard, iO64G-2-PG Mainboard, iO64G-2-SP Mainboard, iO64GD Mainboard, iO64GL Mainboard, iO64GL-F Mainboard, iO64G-PG Mainboard, iO64G-SP Mainboard, iO64R Mainboard, iO64R-2 [Edwards] iO64G-2-PG Mainboard [Edwards, Kidde] FX-1000 Mainboard, FX-1000D Mainboard, FX-64RD Mainboard, iO1000G Mainboard, iO1000G-2 Mainboard, iO1000G-2-PG Mainboard, iO1000G-2-SP Mainboard, iO1000GC Mainboard, iO1000GD Mainboard, iO1000G-F Mainboard, iO1000G-PG Mainboard, iO1000G-S [Edwards, Kidde] FX-1000 Mainboard, FX-1000D Mainboard, FX-64RD Mainboard, iO1000G Mainboard, iO1000G-2 Mainboard, iO1000G-2-PG Mainboard, iO1000G-2-SP Mainboard, iO1000GC Mainboard, iO1000GD Mainboard, iO1000G-F Mainboard, iO1000G-PG Mainboard, iO1000G-S
fe9f319f-7c22-45be-b088-b84145ce2db9 | NFPA 170 FIRE ALARM CONTROL UNIT | RISER FACP |  | North | Hochiki |  | Fire Alarm Control Unit |  |  |  | Assembly | TRUE | LA403K1-60 |  | FireNET L@TITUDE Analog Addressable Fire Alarm Control Panel, 4 Slot Deep Plex-Door Enclosure, 10.25 A Auto Voltage, 2-Loop Panel Module, Hochiki Protocol, Network Module, and Media Gateway™, Black, 48 Zone LEDs | 1 | [6 empty] | FALSE |  |  | *Refer to Install Sheet | 16.5in (W) x 23.2in (H) x 8in (D) | KM5FCRD (Optional Semi-Flush Mounting Kit) | #FFFF0000 | FA-NFPA 170 FIRE ALARM CONTROL UNIT | 1 | FALSE | FALSE | FALSE | 202 | [8 empty] | 7,12,18,28 |  |  | 10.25 |  | TRUE | [5 empty] | DESKTOP-GHR3H5U\Anthony | 2019-11-27 08:00 | THOR\acont | 2024-09-08 17:27
49a517a6-53e0-464f-ad06-b84572c0dde0 |  |  |  | North | Software House | Security/Access Control |  |  |  |  | Module | TRUE | IP-ACM2A-EM |  |  | 1 | [12 empty] | #FFFFFFFF |  |  | FALSE | FALSE | FALSE | [20 empty] | THOR\acont | 2024-03-12 21:43 | THOR\acont | 2024-10-09 10:48
90d32bfe-ef31-46ac-9b4d-b845ddfc7eff | NFPA 170 HEAT DETECTOR |  |  | North | Edwards |  | Heat Detector |  |  |  | Module | TRUE | SIGA-HRD w/SIGA-IB BASE | ++ | Intelligent fixed temperature/Rate-of-rise heat detector, Isolator Detector Base | 1 | 5.1e-05 | 6.8e-05 |  |  |  |  | FALSE | [5 empty] | #FFFF0000 | FA-NFPA 170 HEAT DETECTOR | 1 | FALSE | FALSE | FALSE | 1403 | [13 empty] | FALSE | [7 empty] | THOR\acont | 2024-10-08 16:26 | 20191121 AC Detector with base | [Edwards, Kidde] [SLC EST MODULES/SENSORS] 01 [*] [iO64] DS-HFS (C), DS-PS (C), FX-HD w/IB4U BASE, FX-HD w/RB4U BASE, FX-HD w/SB4U BASE, FX-HD w/SB4U-LF BASE, FX-HD wB4U BASE, FX-PD w/B4U BASE (C), FX-PD w/IB4U BASE (C), FX-PD w/SB4U BASE (C), FX-PD w/SB [Edwards, Kidde] [SLC EST SENSORS] [*] [#4 TYPE ADDR ¦ SENSORS] KI-DDOS (C), SIGA2-COS w/SIGA-AB4G BASE, SIGA2-COS w/SIGA-AB4G-LF BASE, SIGA2-COS w/SIGA-AB4GT BASE, SIGA2-COS w/SIGA-IB BASE, SIGA2-COS w/SIGA-RB BASE, SIGA2-COS w/SIGA-SB BASE, SIGA2-HCOS [Edwards, Kidde] [SLC EST SENSORS] 01 [*] [EST3, iO1000] DS-HFS (C), DS-PS (C), FX-HD w/IB4U BASE, FX-HD w/RB4U BASE, FX-HD w/SB4U BASE, FX-HD w/SB4U-LF BASE, FX-HD wB4U BASE, FX-PD w/B4U BASE (C), FX-PD w/IB4U BASE (C), FX-PD w/SB4U BASE (C), FX-PD w/SB [Edwards, Kidde] [SLC EST MODULES SENSORS] [*] [#2 SHARED ADDR ¦ SENSORS] KI-DDOS (C), SIGA2-COS w/SIGA-AB4G BASE, SIGA2-COS w/SIGA-AB4G-LF BASE, SIGA2-COS w/SIGA-AB4GT BASE, SIGA2-COS w/SIGA-IB BASE, SIGA2-COS w/SIGA-RB BASE, SIGA2-COS w/SIGA-SB BASE, S
ec9b7a71-4c11-43cd-ab57-b847f73ae4dc | NFPA 170 HEAT DETECTOR |  |  | North | Simplex |  | Heat Detector |  |  |  | Module | TRUE | 4098-9613 w/4098-9788 | + | Electronic Heat Detector 2-Wire 135° F (57° C) No options | 1 | 0.0001 | 0.024 |  |  |  |  | TRUE | TRUE |  |  |  |  | #FFFF0000 | FA-NFPA 170 HEAT DETECTOR | 1 | FALSE | FALSE | FALSE | 1403 | [16 empty] | 135¦RR |  |  | DESKTOP-7EIEB7A\acont | 2022-02-15 10:16 | THOR\acont | 2024-09-08 17:27 | Cloned from Autocall A4098-9613 w/A4098-9788 | [Autocall, Simplex] [IDC] 01 2098-9201 (C), 2098-9202 (C), 2098-9203 (C), 2098-9208 (C), 2098-9576 (C), 2099-9101 (C), 2099-9102 (C), 2099-9103 (C), 2099-9104 (C), 2099-9105 (C), 2099-9107 (C), 2099-9108 (C), 2099-9754 (C), 2099-9755 (C), 2099-9756 (C),
22ad6999-6a3b-4bc0-bb61-b848f14aa3ab | NFPA 170 BELL |  |  | North | Kidde |  | Bell |  |  |  | Module | TRUE | 439D-6AW-R | + | Bell, 6" 24Vdc, Red | 1 | [6 empty] | FALSE | [5 empty] | #FFFF0000 | FA-NFPA 170 BELL | 1 | FALSE | FALSE | FALSE | 2000 | [13 empty] | FALSE | [5 empty] | THOR\acont | 2024-04-18 13:38 | THOR\acont | 2024-09-08 17:27 | Cloned from Edwards 439D-6AW-R | [Edwards, Kidde] [NAC] [VDC] 439D-10AW, 439D-10AWC, 439D-10AW-R, 439D-6AW, 439D-6AWC, 439D-6AW-R, 439D-8AW, 439D-8AW-R, 439DEX-10AW, 439DEX-6AW, 439DEX-8AW
93f24293-0c66-47c6-b806-b84917fa3393 | NFPA 170 HORN STROBE |  |  | North | Eaton Wheelock |  | Horn/Strobe |  |  |  | Module | TRUE | ELHSW-N | + | WALL HORN STROBE, WHITE, NONE | 1 | [6 empty] | TRUE | [5 empty] | #FF0070C0 | FA-NFPA 170 HORN STROBE | 1 | FALSE | FALSE | FALSE | 2020 | [19 empty] | DESKTOP-7EIEB7A\acont | 2021-04-29 09:45 | THOR\acont | 2024-09-08 17:27 | Cloned from Eaton Wheelock ELHSW-A | [Eaton Wheelock] [NAC] [24VDC, LOW CONT.] ELHSR, ELHSR-A, ELHSR-N, ELHSW, ELHSW-A, ELHSW-AL, ELHSW-EV, ELHSW-N [Eaton Wheelock] [NAC] [24VDC, HIGH CONT.] ELHSR, ELHSR-A, ELHSR-N, ELHSW, ELHSW-A, ELHSW-AL, ELHSW-EV, ELHSW-N
2d200edb-ea7b-4885-b7f9-b84e0723918c | NFPA 170 STROBE WALL |  |  | North | Gentex |  | Strobe |  |  |  | Module | TRUE | GXS-120-WW |  | Strobe, 120 VAC, UL1971/ADA | 1 | [6 empty] | FALSE | FALSE |  |  |  |  | #FF0070C0 | FA-NFPA 170 STROBE WALL | 1 | FALSE | FALSE | FALSE | 2023 | [13 empty] | FALSE | [7 empty] | THOR\acont | 2024-09-08 17:27
e41901f8-9a97-4ef0-a720-b84e3cb7976b |  |  |  | North | Kidde |  | Cards & Components |  |  |  | Card | TRUE | MIRBPS10A/230 Mainboard |  | Mainboard for BPS10A/230 assembly | 1 | 0.07 | 0.27 |  |  |  |  | TRUE | [5 empty] | #FFFFFFFF |  |  | FALSE | FALSE | FALSE | [14 empty] | FALSE | [5 empty] | DESKTOP-7SAL8M7\acont | 2020-01-02 08:45 | THOR\acont | 2024-10-09 10:48 | Cloned from Edwards BPS10A/230 Mainboard | [Edwards, Kidde] [VAC ] 2IDC, 76-600000-001 Main Board, 76-800xxx-xxx Main Board, 77-600000-901 Main Board, 84-732001-901 Main Board, APS10A Mainboard, APS6A Mainboard, BPS10A Mainboard, BPS10A/230 Mainboard, BPS6A Mainboard, BPS6A/230 Mainboard, EST1-2Z [Altronix, Edwards, Harrington, Kidde] [NAC Trigger] AL1002ULADA Main Board, AL1002ULADA Main Board, APS10A Mainboard, APS6A Mainboard, BPS10A Mainboard, BPS10A/230 Mainboard, BPS6A Mainboard, BPS6A/230 Mainboard, MIRBPS10A Mainboard, MIRBPS10A/230 Mainb | [Edwards, Kidde] APS10A Mainboard, APS6A Mainboard, BPS10A Mainboard, BPS10A/230 Mainboard, BPS6A Mainboard, BPS6A/230 Mainboard, MIRBPS10A Mainboard, MIRBPS10A/230 Mainboard, MIRBPS6A Mainboard, MIRBPS6A/230 Mainboard
1ad38259-b5aa-422a-a439-b84e8dde0b4b | NFPA 170 VOICE EVACUATION CONTROL UNIT |  |  | North | Evax |  | Voice Evac Control Unit |  |  |  | Assembly | TRUE | EVAX-100 | + | EVAX 100 Watt Voice Evacuation System | 1 | [6 empty] | FALSE | [5 empty] | #FFFF0000 | FA-NFPA 170 VOICE EVACUATION CONTROL UNIT | 1 | FALSE | FALSE | FALSE | 211 | [8 empty] | 7,12,18 |  |  |  | 100 | TRUE | [7 empty] | THOR\acont | 2024-09-08 17:27 |  |  | [Evax] EVAX-100, EVAX-100/4Z, EVAX-100/8Z, EVAX-100E, EVAX-150, EVAX-200, EVAX-25, EVAX-25/4Z, EVAX-50, EVAX-50/4Z
d88efbd6-b0f1-439e-8529-b851c5fbaf66 | NFPA 170 SMOKE DETECTOR |  |  | North | MIRCOM |  | Smoke Detector |  |  |  | Module | TRUE | MIX-2251TMAP w/B501 | + | Intelligent AcclimateTM Multicriteria Smoke Sensor, Standard Base | 1 | 0.0003 | 0.0065 |  |  |  |  | FALSE | TRUE |  |  |  |  | #FFFF0000 | FA-NFPA 170 SMOKE DETECTOR | 1 | FALSE | FALSE | FALSE | 1408 | [13 empty] | FALSE |  |  | MC |  |  | DESKTOP-7SAL8M7\acont | 2019-04-12 12:42 | THOR\acont | 2024-09-08 17:27 | 20191121 AC Detector with base | [MIRCOM] [SLC MODULES SENSORS] [*] [#2 SHARED ADDR ¦ SENSORS] DNR w/MIX-2251BR (C), DNR w/MIX-2351RAP (C), MIX-1251AP w/B200SR-LF-WH (C), MIX-1251AP w/B200SR-WH (C), MIX-1251AP w/B210LP (C), MIX-1251AP w/B224RB-WH (C), MIX-1251AP w/B501 (C), MIX-1251B w/ [MIRCOM] [SLC SENSORS] [*] [#4 TYPE ADDR ¦ SENSORS] DNR w/MIX-2251BR (C), DNR w/MIX-2351RAP (C), MIX-1251AP w/B200SR-LF-WH (C), MIX-1251AP w/B200SR-WH (C), MIX-1251AP w/B210LP (C), MIX-1251AP w/B224RB-WH (C), MIX-1251AP w/B501 (C), MIX-1251B w/B200SR-LF-
28070e4b-79cf-429b-b6f8-b85307cead0a | NFPA 170 HEAT DETECTOR |  |  | North | Monaco Enterprises |  | Heat Detector |  |  |  | Module | TRUE | 721-134-00 | ++ | Intelligent Electronic Heat Detector, 135°F Fixed Temperature, Rate-of-Rise, Plug-in, AP/CLIP, White, Type II | 1 | 0.0002 | 0.002 |  |  |  |  | FALSE | TRUE |  |  |  |  | #FFFF0000 | FA-NFPA 170 HEAT DETECTOR | 1 | FALSE | FALSE | FALSE | 1403 | [13 empty] | FALSE |  |  | 135° |  |  | DESKTOP-7EIEB7A\acont | 2023-04-25 07:13 | THOR\acont | 2024-09-08 17:27 | Cloned from Monaco Enterprises 721-124-00 w/B210LP | [Monaco Enterprises] [SLC MODULES SENSORS] 01 [*] 708-026-01, 708-031-00, 721-121-00 w/B200SR-LF-WH (C), 721-121-00 w/B200SR-WH (C), 721-121-00 w/B210LP (C), 721-121-00 w/B224RB-WH (C), 721-121-00 w/B501 (C), 721-124-00 w/B200SR-LF-WH (C), 721-124-00 w/B [Monaco Enterprises] [SLC SENSORS] 01 [*] 721-121-00 w/B200SR-LF-WH (C), 721-121-00 w/B200SR-WH (C), 721-121-00 w/B210LP (C), 721-121-00 w/B224RB-WH (C), 721-121-00 w/B501 (C), 721-124-00 w/B200SR-LF-WH (C), 721-124-00 w/B200SR-WH (C), 721-124-00 w/B210L [Monaco Enterprises] [SLC SENSORS] 01 [*] 721-121-00 w/B200SR-LF-WH (C), 721-121-00 w/B200SR-WH (C), 721-121-00 w/B210LP (C), 721-121-00 w/B224RB-WH (C), 721-121-00 w/B501 (C), 721-124-00 w/B200SR-LF-WH (C), 721-124-00 w/B200SR-WH (C), 721-124-00 w/B210L [Monaco Enterprises] [SLC MODULES/SENSORS] 01 [*] 721-121-00 w/B200SR-LF-WH (C), 721-121-00 w/B200SR-WH (C), 721-121-00 w/B210LP (C), 721-121-00 w/B224RB-WH (C), 721-121-00 w/B501 (C), 721-124-00 w/B200SR-LF-WH (C), 721-124-00 w/B200SR-WH (C), 721-124-00
d1c165eb-a033-4245-ab5d-b856a7f2403e | NFPA 170 FIRE ALARM CONTROL UNIT | RISER FACP |  | North | Hochiki |  | Fire Alarm Control Unit |  |  |  | Assembly | TRUE | LA101K2-44 |  | FireNET L@TITUDE Analog Addressable Fire Alarm Control Panel, 4 Slot Standard Enclosure, 5.25 A 115V, 4-Loop Panel Module, Hochiki Protocol, Network Module, and Media Gateway™, Gray, Printer / 48 Zone LEDs | 1 | [6 empty] | FALSE |  |  | *Refer to Install Sheet | 16.5in (W) x 23.2in (H) x 6in (D) | KM5FCRD (Optional Semi-Flush Mounting Kit) | #FFFF0000 | FA-NFPA 170 FIRE ALARM CONTROL UNIT | 1 | FALSE | FALSE | FALSE | 202 | [8 empty] | 7,12,18,28 |  |  | 5.25 |  | TRUE | [5 empty] | DESKTOP-7SAL8M7\acont | 2019-12-04 15:59 | THOR\acont | 2024-09-08 17:27 | Cloned from Hochiki LA101K1-44
f6b4f5af-f16e-4e3d-b5d3-b856db1ee484 | NFPA 170 HEAT DETECTOR |  |  | North | Simplex |  | Heat Detector |  |  |  | Module | TRUE | 4098-9614E w/4098-9683E | + | Electronic Heat Detector 2-Wire 200° F (57° C) with auxiliary alarm relay output, High Humidity | 1 | 0.0001 | 0.086 |  |  |  |  | TRUE | TRUE |  |  |  |  | #FFFF0000 | FA-NFPA 170 HEAT DETECTOR | 1 | FALSE | FALSE | FALSE | 1403 | [16 empty] | 200 |  |  | THOR\acont | 2024-02-22 15:56 | THOR\acont | 2024-09-08 17:27 | Cloned from Simplex 4098-9612E w/4098-9683E | [Autocall, Simplex] [IDC] 02 [*] 4090-9008, 4098-9612E w/4098-9683E (C), 4098-9612E w/4098-9684E (C), 4098-9612E w/4098-9788E (C), 4098-9613E w/4098-9683E (C), 4098-9613E w/4098-9684E (C), 4098-9613E w/4098-9788E (C), 4098-9614E w/4098-9683E (C), 4098-96 | [Autocall, Simplex] 4098-9612 w/4098-9682, 4098-9612E w/4098-9682E, 4098-9612E w/4098-9683E, 4098-9612E w/4098-9684E, 4098-9612E w/4098-9788E, 4098-9613 w/4098-9682, 4098-9613E w/4098-9682E, 4098-9613E w/4098-9683E, 4098-9613E w/4098-9684E, 4098-9613E w/4
d5d30940-bf60-4957-991a-b85d2340ccbc | NFPA 170 FIRE ALARM CONTROL UNIT | RISER FACP |  | North | Hochiki |  | Fire Alarm Control Unit |  |  |  | Assembly | TRUE | FN-2127US1ERS-220 |  | FireNET® FACP, 2 Loop, W/Network Card, Red, 220V | 1 | [6 empty] | FALSE |  |  | *Refer to Install Sheet | 14.5" W x 24" H x 5" D |  | #FFFF0000 | FA-NFPA 170 FIRE ALARM CONTROL UNIT | 1 | FALSE | FALSE | FALSE | 202 | [8 empty] | 7,12,18,28,55,60 |  |  |  |  | TRUE | [5 empty] | DESKTOP-0D6CQVA\lousc | 2019-09-24 07:23 | THOR\acont | 2024-09-08 17:27 | from Hochiki FN4127US1ERS120 | [AutoPulse, Hochiki, VES] [RS-485] [Network] 542R (433607), FN2127US0ERS120, FN-2127US0ERS-220, FN2127US1ERS120, FN-2127US1ERS-220, FN4127US0ERS120, FN-4127US0ERS-220, FN4127US1ERS120, FN-4127US1ERS-220, FN-LCD-N, FN-LCD-S, FNP-1127, FNP-1127ES0EGS-120, | [Hochiki] FN2127US0ERS120, FN-2127US0ERS-220, FN2127US1ERS120, FN-2127US1ERS-220, FN4127US0ERS120, FN-4127US0ERS-220, FN4127US1ERS120, FN-4127US1ERS-220 [Hochiki] FN2127US0ERS120, FN-2127US0ERS-220, FN2127US1ERS120, FN-2127US1ERS-220, FN4127US0ERS120, FN-4127US0ERS-220, FN4127US1ERS120, FN-4127US1ERS-220 [Hochiki] FN2127US0ERS120, FN-2127US0ERS-220, FN2127US1ERS120, FN-2127US1ERS-220, FN4127US0ERS120, FN-4127US0ERS-220, FN4127US1ERS120, FN-4127US1ERS-220 [Hochiki] FN2127US0ERS120, FN-2127US0ERS-220, FN2127US1ERS120, FN-2127US1ERS-220 [Hochiki] FN2127US0ERS120, FN-2127US0ERS-220, FN2127US1ERS120, FN-2127US1ERS-220, FN4127US0ERS120, FN-4127US0ERS-220, FN4127US1ERS120, FN-4127US1ERS-220 [Hochiki] FN2127US0ERS120, FN-2127US0ERS-220, FN2127US1ERS120, FN-2127US1ERS-220, FN4127US0ERS120, FN-4127US0ERS-220, FN4127US1ERS120, FN-4127US1ERS-220
206a4e17-9d15-4180-ac6e-b85ec7a89e47 |  |  |  | North | Autocall |  | Cards & Components |  |  |  | Card | TRUE | A100-1285 |  | 16 Switch, 16 Red LED Module | 1 | 0 | 0.024 |  |  |  |  | TRUE | [5 empty] | #FFFFFFFF |  |  | FALSE | FALSE | FALSE | [20 empty] | DESKTOP-0D6CQVA\lousc | 2019-07-07 18:10 | THOR\acont | 2024-10-09 10:48 | Cloned from AutoCall A100-1296
f7c3fcb5-4944-4ab0-b983-b8670fe77a8e |  |  |  | North | Siemens | [5 empty] | Module | TRUE | CP-GPMI-KIT | S54430-B14-A1 | FCM2041-U3 + HW KEY PMI-2/3 | 1 | [12 empty] | #FFFFFFFF |  |  | FALSE | FALSE | FALSE | [20 empty] | DESKTOP-7SAL8M7\acont | 2019-08-13 09:04 | THOR\acont | 2024-10-09 10:48
29b10308-f747-4e05-b4bd-b86881ea5a67 | NFPA 170 HORN STROBE |  |  | North | Potter |  | Horn/Strobe |  |  |  | Module | TRUE | HS24-177PW |  | Horn Strobe, High Candela (Fixed 177 Candela), Plain White | 1 | 0 | 0.269 |  |  |  |  | FALSE | [5 empty] | #FF0070C0 | FA-NFPA 170 HORN STROBE | 1 | FALSE | FALSE | FALSE | 2012 | [13 empty] | FALSE | [7 empty] | THOR\acont | 2024-09-08 17:27 |  | [Potter] [NAC] [UL MAX] HS24-177PR, HS24-177PW, HS24-177R, HS24-177W [Potter] [NAC] [24 VDC] HS24-177PR, HS24-177PW, HS24-177R, HS24-177W
7df731c9-8863-4f00-aca7-b873929d3665 |  |  |  | North | Evax |  | Cards & Components |  |  |  | Card | TRUE | EVAX-25/4Z Main Board | + | Main Board | 1 | 0.18 | 1.1 |  |  |  |  | TRUE | FALSE |  |  |  |  | #FFFFFFFF |  |  | FALSE | FALSE | FALSE | [13 empty] | 25 | TRUE | [5 empty] | DESKTOP-7SAL8M7\acont | 2020-11-19 08:22 | THOR\acont | 2024-10-09 10:48 | Cloned from Evax EVAX-25 Main Board | [Evax] [NAC Trigger] EVAX-100 Main Board, EVAX-100/4Z Main Board, EVAX-100/8Z Main Board, EVAX-100E Main Board, EVAX-25 Main Board, EVAX-25/4Z Main Board, EVAX-50 Main Board, EVAX-50/4Z Main Board [Evax] [VAC ] EVAX-100 Main Board, EVAX-100/4Z Main Board, EVAX-100/8Z Main Board, EVAX-100E Main Board, EVAX-25 Main Board, EVAX-25/4Z Main Board, EVAX-50 Main Board, EVAX-50/4Z Main Board
9aac3fe3-7860-4097-9d03-b8762e562fce |  |  |  | North | System Sensor |  | Cards & Components |  |  |  | Card | TRUE | B501-IV | ++ | 4-Wire Addressable Base | 1 | 0.00015 | 0.006 |  |  |  |  | TRUE | FALSE |  |  |  |  | #FFFFFFFF |  |  | FALSE | FALSE | FALSE | [14 empty] | FALSE | [5 empty] | DESKTOP-7EIEB7A\acont | 2023-05-03 11:19 | THOR\acont | 2024-10-09 10:48 | Cloned from System Sensor B501
d17e0508-5353-4ada-987d-b885ce65c0ee | CADGEN CARD READER |  |  | North | HID | Security/Access Control | Card Reader |  |  |  | Module | TRUE | 20 | ++ | Card reader, Mullion/Surface Mount | 1 | 0.06 | 0.25 |  |  | 12 |  | FALSE | [5 empty] | #FFFF0000 | FA-CADGEN CARD READER | 1 | FALSE | FALSE | FALSE | 5000 | [13 empty] | FALSE | [5 empty] | DESKTOP-7EIEB7A\acont | 2023-01-26 09:54 | THOR\acont | 2024-09-08 17:27 | Cloned from Bosch ARD–SER10–WI | [HID, Identive] [CARD READER INPUT] [*] [ALL DEVICES ++] 20, 20K, 40, 40K, 8216ABP00dk, R10, R15, R40, R90, RK40, RP40
91a4275f-6b01-4996-a2a9-b88a5a1a3af5 | NFPA 170 STROBE WALL |  |  | North | Siemens |  | Strobe |  |  |  | Module | TRUE | SL2SWW-EV | S54329-F217-A1++ | Strobe, Wall, Clear, White, Evacuation | 1 | [12 empty] | #FF0070C0 | FA-NFPA 170 STROBE WALL | 1 | FALSE | FALSE | FALSE | 2023 | [19 empty] | DESKTOP-7EIEB7A\acont | 2023-08-02 11:57 | THOR\acont | 2024-09-08 17:27 | Cloned from Siemens SL2SWW-F CLONED CLONED | [Siemens] [NAC] [16.0 – 33.0 VDC] SL2SPSWR-AL, SL2SPSWR-ALA, SL2SPSWR-F, SL2SPSWR-FB, SL2SPSWR-M, SL2SPSWR-N, SL2SPSWR-NA, SL2SPSWW-AL, SL2SPSWW-ALA, SL2SPSWW-F, SL2SPSWW-FB, SL2SPSWW-M, SL2SPSWW-N, SL2SPSWW-NA, SL2SWR-A, SL2SWR-AL, SL2SWR-ALA, SL2SWR-AL
6d0280c9-2443-41e7-b04b-b88b236f2bee |  |  |  | North | MK Battery |  | Hardware |  |  |  | Hardware | TRUE | BAT-1270 |  | 7 AH Battery | 1 | [6 empty] | FALSE |  | SURFACE |  | PROVIDED | N/A | #FFFFFFFF |  |  | FALSE | FALSE | FALSE |  |  |  | N/A | [10 empty] | FALSE | [7 empty] | THOR\acont | 2024-10-09 10:48
51197907-5d35-47a4-ae95-b8ac17c80bc7 |  |  |  | North | Notifier | [5 empty] | Module | TRUE | RPT-485WF |  | EIA-485 Annunciator Loop Repeater for Twisted Pair Wiring/Fiber Optic Cable | 1 | 0.049 | 0.049 |  |  |  |  | FALSE | [5 empty] | #FFFFFFFF |  |  | FALSE | FALSE | FALSE | [14 empty] | FALSE | [7 empty] | THOR\acont | 2024-10-09 10:48
84f4f2d5-6bf0-48d1-b718-b8bb48a157e1 | NFPA 170 SMOKE HEAT DETECTOR |  |  | North | Siemens |  | Smoke/Heat Detector |  |  |  | Module | TRUE | OH921 w/DB-11 BASE | S54320-F6-A2 | Optical & Thermal Detector | 1 | 0.00025 | 0.00041 | [5 empty] | TRUE |  |  |  |  | #FFFF0000 | FA-NFPA 170 SMOKE HEAT DETECTOR | 1 | FALSE | FALSE | FALSE | 1411 | [19 empty] | DESKTOP-7SAL8M7\acont | 2019-08-13 09:04 | THOR\acont | 2024-09-08 17:27 |  | [Siemens] [SLC MODULES SENSORS] [*] [#2 SHARED ADDR ¦ SENSORS] FDBZ492 w/OP921 (C), FDBZ492-HR w/FDO421 (C), FDBZ492-HR w/OP921 (C), FDO421 (C), FDO421 w/DB-11 BASE (C), FDOT421 w/DB-11 BASE (C), FDOT421 w/DB2-HR BASE (C), FDT421 w/DB-11 BASE, FP-11 w/DB
b87f9f8b-9166-4c02-96fa-b8c40164e129 |  |  |  | North | Bosch | [5 empty] | Module | TRUE | B40-MB25 | * | OUTDR MLTBND ANTENNA,CELL 25FT | 1 | [12 empty] | #FFFFFFFF |  |  | FALSE | FALSE | FALSE | [20 empty] | DESKTOP-7EIEB7A\acont | 2021-08-13 06:25 | THOR\acont | 2024-10-09 10:48
52e4412f-2329-42e3-a357-b8c5aac69c62 |  |  |  | North | Bosch | [5 empty] | Module | TRUE | ZX935Z | * | Motion detector, 35ft (11m) 0000166924 | 1 | [12 empty] | #FFFFFFFF |  |  | FALSE | FALSE | FALSE | [20 empty] | DESKTOP-7EIEB7A\acont | 2021-08-13 06:25 | THOR\acont | 2024-10-09 10:48
76505528-15ab-48b1-9f9e-b8c6579f60d3 | NFPA 170 FIRE ALARM CONTROL UNIT | RISER FACP |  | North | Advanced |  | Fire Alarm Control Unit |  |  |  | Assembly | TRUE | Mx-5201D | ++ | Multi Loop Panel in Large Deep Enclosure | 1 | [6 empty] | TRUE |  |  |  | 470 x 450 x 190 |  | #FFFF0000 | FA-NFPA 170 FIRE ALARM CONTROL UNIT | 1 | FALSE | FALSE | FALSE | 202 | [8 empty] | 4,7,12,18,45 |  | 45 |  |  | TRUE | [5 empty] | DESKTOP-7EIEB7A\acont | 2023-02-13 06:33 | THOR\acont | 2024-09-08 17:27 | Cloned from Advanced Mx-520xL
eb5c3dd3-d913-493b-bbc0-b8c72d5ebdfb | HEAT DETECTOR |  |  | North | System Sensor |  | Heat Detector |  |  |  | Module | TRUE | SS-HEAT-HT w/B300-6 | + | Intelligent high temperature thermal detector, Standard Base | 1 | 0.0002 | 0.0045 |  |  |  |  | FALSE | TRUE |  |  |  |  | #FFFF0000 | FA-HEAT DETECTOR | 1 | FALSE | FALSE | FALSE | 1408 | [13 empty] | FALSE | [5 empty] | THOR\acont | 2024-11-27 07:43 | THOR\acont | 2024-11-27 07:49 | Cloned from System Sensor SS-HEAT-ROR w/B300-6 | [Firelite, System Sensor] [SLC MODULES SENSORS] [*] [#2 SHARED ADDR ¦ SENSORS] AD355 w/B200SR-LF-WH (C), AD355 w/B200SR-WH (C), AD355 w/B210LP (C), AD355 w/B224BI-WH (C), AD355 w/B224RB-WH (C), AD355 w/B501 (C), BEAM355 (C), BEAM355S (C), CP355 w/B200SR- [Silent Knight, System Sensor] [SLC SK SENSORS] [*] [#4 TYPE ADDR ¦ SENSORS] DNR w/SK-PHOTO-R-W (C), DNRW w/SK-PHOTO-R-W (C), HFS-D (C), HFS-P (C), HFS-PT (C), HFS-T (C), OSI-RI-SK (C), SK-ACCLIMATE (C), SK-BEAM (C), SK-DUCT-W w/SK-PHOTO-R-W (C), SK-FIRE [Firelite, System Sensor] [SLC SENSORS] [*] [#4 TYPE ADDR ¦ SENSORS] AD355 w/B200SR-LF-WH (C), AD355 w/B200SR-WH (C), AD355 w/B210LP (C), AD355 w/B224BI-WH (C), AD355 w/B224RB-WH (C), AD355 w/B501 (C), BEAM355 (C), BEAM355S (C), CP355 w/B200SR-WH (C), CP
6eb16367-fb59-4cba-b6c9-b8d3db7c3ee2 | NFPA 170 STROBE WALL |  |  | North | Gentex |  | Strobe |  |  |  | Module | TRUE | GES24-177WW |  | 177 Candela, Low Profile Evacuation Strobe, White | 1 | 0 | 0.213 |  |  |  |  | FALSE | [5 empty] | #FF0070C0 | FA-NFPA 170 STROBE WALL | 1 | FALSE | FALSE | FALSE | 2023 | [13 empty] | FALSE | [7 empty] | THOR\acont | 2024-09-08 17:27 |  | [Gentex, Hochiki] [NAC] [UL MAX, HIGH DB, WHOOP] GES24-177WR, GES24-177WW, HES24-177WR, HES24-177WW [Gentex, Hochiki] [NAC] [UL MAX, HIGH DB, CONTINUOUS 2400 Hz] GES24-177WR, GES24-177WW, HES24-177WR, HES24-177WW [Gentex, Hochiki] [NAC] [UL MAX, HIGH DB, TEMPORAL 3 2400 Hz] GES24-177WR, GES24-177WW, HES24-177WR, HES24-177WW
87ff6730-2c66-440b-aa8c-b8d5b6019ce9 | NFPA 170 MANUAL PULL |  |  | North | Hochiki |  | Manual Station |  |  |  | Module | TRUE | HPS-SAK - single action with Key lock | HPS-SAK - single action with Key lock | HPS-SAK - single action with Key lock | 1 | 0 | 0 |  |  |  |  | TRUE |  |  | *Refer to Install Sheet |  |  | #FFFF0000 | FA-NFPA 170 MANUAL PULL | 1 | FALSE | FALSE | FALSE | 957 | [19 empty] | DESKTOP-0D6CQVA\lousc | 2019-10-06 14:55 | THOR\acont | 2024-09-08 17:27 | from Hochiki HPS-DAH - dual action with Hex lock | [Hochiki, VES] [IDC] 01 [IDC] HPS-DAH - dual action with Hex lock, HPS-DAH/S - dual action with Hex lock (Spanish), HPS-DAK - dual action with Key lock, HPS-DAK - SR, HPS-DAK - WP, HPS-DAK/S - dual action with Key lock (Spanish), HPS-SA-EX/WP, HPS-SAH si
344bf001-b56b-4d6b-942a-b8d88dce97c3 |  |  |  | North | Firelite |  | Cards & Components |  |  |  | Card | TRUE | MS-4024 Main Board | ++ | Main Board | 1 | 0.0792 | 0.34 | 3 |  |  |  | TRUE | FALSE |  |  |  |  | #FFFFFFFF |  |  | FALSE | FALSE | FALSE | [14 empty] | FALSE | [5 empty] | THOR\acont | 2024-08-12 11:51 | THOR\acont | 2024-10-09 10:48 | Cloned from Firelite MS-5024 Main Board | [ADT Unimode, AES, Firelite, NAPCO, Notifier] [VAC ] [VAC] 1640, 200UDLS Main Board, 411UDAC Main Board, ACC-25/50 Main Board, BE-500 CPU, CPU-N16LD, CPU-N16LND, ECC-125DA (25V) Main Board, ECC-50/100 Main Board (100W, 25V), ECC-50/100 Main Board (100W, [ADT Unimode, Firelite] [IDC] [#1 TROUBLE] 200UDLS Main Board, MS-4012 Main Board, MS-4024 Main Board, MS-5024 Main Board, MS-5210UD Main Board [ADT Unimode, Firelite] [IDC] [#1 ALARM] 200UDLS Main Board, MS-4012 Main Board, MS-4024 Main Board, MS-5024 Main Board, MS-5210UD Main Board [ADT Unimode, Firelite] [IDC] [#3 SUPERVISORY] 200UDLS Main Board, MS-4012 Main Board, MS-4024 Main Board, MS-5024 Main Board, MS-5210UD Main Board | [Firelite] MS-4024 Main Board
fffe72ee-a7ed-4ef8-bcd4-b8d8fa13321c | NFPA 170 SMOKE DETECTOR |  |  | North | Notifier |  | Smoke Detector |  |  |  | Module | TRUE | NP-200T-IV | ++ | Addressable low-profile photoelectric smoke detector with thermal sensor. Ivory, B300-6-IV base included. FlashScan and CLIP mode. | 1 | 0.0002 | 0.0045 |  |  |  |  | FALSE | TRUE | FLUSH |  | 4" SQ. DEEP | 3 "O" PLASTER RING | #FFFF0000 | FA-NFPA 170 SMOKE DETECTOR | 1 | FALSE | FALSE | FALSE | 1408 |  |  | 7272-0028:0206 | [10 empty] | FALSE | [7 empty] | THOR\acont | 2024-09-08 17:27 | 20191121 AC Detector without base | [Honeywell, Notifier, System Sensor] [SLC MODULES SENSORS] [*] [#2 SHARED ADDR ¦ SENSORS] 2251B (C), 2251-COPTIR (C), 2251-COPTIR w/B200S-WH (C), 2251TB (C), 2251TMB (C), 5251B (C), 5251B-WP (C), 5251H (C), 5251RB (C), 5251RB-WP (C), 7251 (C), 7251DH (C) [Honeywell, Notifier, System Sensor] [SLC SENSORS] [*] [#4 TYPE ADDR ¦ SENSORS] 2251B (C), 2251-COPTIR (C), 2251-COPTIR w/B200S-WH (C), 2251TB (C), 2251TMB (C), 5251B (C), 5251B-WP (C), 5251H (C), 5251RB (C), 5251RB-WP (C), 7251 (C), 7251DH (C), DH200LP
a0a2e711-875e-446f-a4cb-b8d908f070c0 | NFPA 170 SMOKE DETECTOR |  |  | North | Autocall |  | Smoke Detector |  |  |  | Module | TRUE | A4098-9714 w/A4098-9794 | + | TrueAlarm Photoelectric Smoke Detector w/TrueAlarm Sensor Sounder Base | 1 | 0.0008 | 0.001 |  |  |  |  | TRUE | TRUE |  |  |  |  | #FFFF0000 | FA-NFPA 170 SMOKE DETECTOR | 1 | FALSE | FALSE | FALSE | 1408 | [16 empty] | SB |  |  | DESKTOP-7EIEB7A\acont | 2022-02-01 13:20 | THOR\acont | 2024-09-08 17:27 | Cloned from Autocall A4098-9714 w/A4098-9792 | [Autocall, Simplex] [AUX POWER] [24VDC SOUNDER] 4098-9714 w/4098-9794 (C), A4098-9714 w/A4098-9794 (C) [Autocall, Simplex] [IDNet] [SENSORS ++] 4098-9714 (C), 4098-9714 w/4098-9770 (C), 4098-9714 w/4098-9771 (C), 4098-9714 w/4098-9772 (C), 4098-9714 w/4098-9773 (C), 4098-9714 w/4098-9780 (C), 4098-9714 w/4098-9789 (C), 4098-9714 w/4098-9791 (C), 4098-9714 [Autocall] [AUX POWER] A4098-9714 w/A4098-9794 (C)
08c1bd7a-5074-48ca-83c5-b8d9721f2728 | NFPA 170 AMPLIFIER RACK | RISER AMP |  | North | Hochiki |  | Amplifier |  |  |  | Assembly | TRUE | FNVDP50 (25V) | + | Distributed Panel, Dual Channel, 50W | 1 | [6 empty] | FALSE |  |  | *Refer to Install Sheet |  |  | #FFFF0000 | FA-NFPA 170 AMPLIFIER RACK | 1 | FALSE | FALSE | FALSE | 300 | [8 empty] | 7,12,18 |  |  |  | 50 | TRUE | [5 empty] | DESKTOP-7SAL8M7\acont | 2019-11-05 11:20 | THOR\acont | 2024-09-08 17:27 | Cloned from Evax HMX-DP50
f45d10d8-26c5-4aef-a532-b8de6e9e6071 | NFPA 170 SPEAKER STROBE |  |  | North | Edwards |  | Speaker/Strobe |  |  |  | Module | TRUE | 757-3A-RS70 |  | 30cdW, 15cdC Strobe, Re-Ent Speaker, 70V 2, 4, 8, 15w | 1 | [6 empty] | FALSE | [5 empty] | #FF0070C0 | FA-NFPA 170 SPEAKER STROBE | 1 | FALSE | FALSE | FALSE | 2019 | [13 empty] | FALSE | [7 empty] | THOR\acont | 2024-09-08 17:27 |  | [Edwards, Kidde] [AUDIO 70.7v] [70V AUDIO] 757-1A-R70, 757-1A-R70W, 757-3A-RS70, 757-3A-RS70W, 757-7A-RS70, 757-7A-RS70W, 757-7A-RS70WA, 757-7A-SS70, 757-7A-SS70W, 757-8A-RS70, 757-8A-RS70W, 757-8A-RS70WA, INT-3A-RS70, INT-3A-RS70W, INT-7A-RS70, INT-7A-R
f826a0a8-2c5c-4e75-b4eb-b8df8855779e |  |  |  | North | Edwards |  | Cards & Components |  |  |  | Card | TRUE | MN-FVPN |  | VoIP Unit, audio encoder/decoder | 1 | 0.089 | 0.089 |  |  |  |  | TRUE | [5 empty] | #FFFFFFFF |  |  | FALSE | FALSE | FALSE | [14 empty] | FALSE | [7 empty] | THOR\acont | 2024-10-09 10:48
d1795002-0eda-4959-8f98-b8e07dd2aa8f | NFPA 170 LCD ANNNUNCIATOR DISPLAY | RISER ANNUNCIATOR |  | North | Bosch |  | LCD Annunciator |  |  |  | Module | TRUE | FMR-1000-RCMD | ++ | LCD annunciator FPA-1000 with control | 1 | 0.025 | 0.15 |  |  | 12 |  | TRUE | FALSE |  |  |  |  | #FFFF0000 | FA-NFPA 170 LCD ANNNUNCIATOR DISPLAY | 1 | FALSE | FALSE | FALSE | 255 | [13 empty] | FALSE | [5 empty] | DESKTOP-7EIEB7A\acont | 2021-06-09 11:20 | THOR\acont | 2024-09-08 17:27 | Cloned from Firelite ANN-80 | [Bosch] [OPTION BUS] [*] [BUS ++] D7030X, D7030X-S2, D7030X-S8, D7032, D7035, D7035B, D7042, D7042B, D7048, D7048B, FMR-1000-RA, FMR-1000-RCMD, FMR-7033, FMR-7036
5b469e0d-eeba-4b3b-a5ee-b8e2e76b8c8c | NFPA 170 CELL COMM | NFPA 170 CELL COMM PS |  | North | NAPCO |  | Cards & Components |  |  |  | Card | TRUE | SLE-MAXVI-CFBPS Main Board | ++ | Main Board | 1 | 0.085 | 0.2 |  |  |  |  | TRUE |  | Plastic housing includes three keyhole slots for triple gang boxes |  | 8 x 5-29/64 x 1½" (20.3 x 13.9 x 3.8cm) |  | #FFFF0000 | FA-NFPA 170 CELL COMM | 1 | FALSE | FALSE | FALSE | 250 | [9 empty] | 1 |  |  |  | FALSE | [5 empty] | THOR\acont | 2024-04-17 14:42 | THOR\acont | 2024-09-08 17:27 | Cloned from NAPCO SLE-MAXVI-CFBPS | [NAPCO, Potter] [IDC] [#1 LINE TRBL] IntelliCom-5GA, IntelliCom-5GV, SLE/4G-CDMA-CFB, SLE/4G-CDMA-CFB-PS, SLE/4G-CDMA-FIRE, SLE/4G-CDMAI-FIRE, SLE-CDMA-CFB, SLE-CDMA-CFB-PS, SLE-CDMA-FIRE, SLE-CDMAI-FIRE, SLE-LTEA-CFB-PS Main Card, SLE-LTEAI-CFB-PS Main [NAPCO, Potter] [DACT] [#2 DACT] IntelliCom-5GA, IntelliCom-5GV, SLE/4G-CDMA-CFB, SLE/4G-CDMA-CFB-PS, SLE/4G-CDMA-FIRE, SLE/4G-CDMAI-FIRE, SLE-CDMA-CFB, SLE-CDMA-CFB-PS, SLE-CDMA-FIRE, SLE-CDMAI-FIRE, SLE-LTEA-CFB-PS Main Card, SLE-LTEAI-CFB-PS Main Card [NAPCO, Potter] [DACT] [#1 DACT] IntelliCom-5GA, IntelliCom-5GV, SLE/4G-CDMA-CFB, SLE/4G-CDMA-CFB-PS, SLE/4G-CDMA-FIRE, SLE/4G-CDMAI-FIRE, SLE-CDMA-CFB, SLE-CDMA-CFB-PS, SLE-CDMA-FIRE, SLE-CDMAI-FIRE, SLE-LTEA-CFB-PS Main Card, SLE-LTEAI-CFB-PS Main Card [NAPCO] [VAC ] FL-255FACP Main Board, FL-32FACP Main Board, FL-FACP-LTE Main Board, FL-X2-32 Main Board, GEM-ACM1D Main Board, GEMC-128MB, GEMC-12V2APS-CF Main Board, GEMC-12V2APS-R Main Board, GEMC-255MB, GEMC-32MB, GEMC-96MB, GEMC-NAC6 Main Board, GEMC [NAPCO, Potter] [IDC] [#2 PS TRBL] IntelliCom-5GA, IntelliCom-5GV, SLE/4G-CDMA-CFB, SLE/4G-CDMA-CFB-PS, SLE/4G-CDMA-FIRE, SLE/4G-CDMAI-FIRE, SLE-CDMA-CFB, SLE-CDMA-CFB-PS, SLE-CDMA-FIRE, SLE-CDMAI-FIRE, SLE-LTEA-CFB-PS Main Card, SLE-LTEAI-CFB-PS Main Ca [NAPCO, Potter] [AUX POWER] [*] CDMA-FIRE, IntelliCom-5GA, IntelliCom-5GV, SLE/4G-CDMA-CFB, SLE/4G-CDMA-CFB-PS, SLE/4G-CDMA-FIRE, SLE/4G-CDMAI-FIRE, SLE-CDMA-CFB, SLE-CDMA-CFB-PS, SLE-CDMA-FIRE, SLE-CDMAI-FIRE, SLE-LTEV-CB, SLE-LTEV-CB-TF, SLE-LTEV-CFB, | [NAPCO, Potter] IntelliCom-5GA, IntelliCom-5GV, SLE-LTEAI-CFB-PS Main Card, SLE-LTEVI-CFB, SLE-LTEVI-CFB-PS Main Card, SLE-LTEVI-FIRE, SLE-MAXAI-CFB, SLE-MAXAI-CFBPS, SLE-MAXAI-CFBPS Main Board, SLE-MAXAI-FIRE, SLE-MAXVI-CFB, SLE-MAXVI-CFBPS, SLE-MAXVI-CF
26b5ae00-ee9d-41f3-84de-b8e5ee31e117 | NFPA 170 STROBE WALL |  |  | North | Edwards |  | Strobe |  |  |  | Module | TRUE | GL1RF-VMC |  | Strobe, red, FIRE , LED , 15-110 cd, clear lens. | 1 | 0 | 0.115 |  |  |  |  | FALSE | [5 empty] | #FF0070C0 | FA-NFPA 170 STROBE WALL | 1 | FALSE | FALSE | FALSE | 2023 | [13 empty] | FALSE | [7 empty] | THOR\acont | 2024-09-08 17:27 |  | [Edwards, Kidde] [NAC] [16 VFWR] GL1RF-VMC, GL1WF-VMC, GL1WN-VMC [Edwards, Kidde] [NAC] [16 VDC] GL1RF-VMC, GL1WF-VMC, GL1WN-VMC [Edwards, Kidde] [NAC] [24 VDC] GL1RF-VMC, GL1WF-VMC, GL1WN-VMC
355673a8-12f1-4015-8380-b8eb7aa995b4 |  |  |  | North | Edwards |  | Hardware |  |  |  | Hardware | TRUE | 2-SPRC2 |  | OBSOLETE - Replacement Smoke Chambers (for SIGA2-PCOS) | 1 | [6 empty] | FALSE | [5 empty] | #FFFFFFFF |  |  | FALSE | FALSE | FALSE | [14 empty] | FALSE | [7 empty] | THOR\acont | 2024-10-09 10:48
fe4d7de7-43d5-491c-b2fa-b8f33d09a00c | NFPA 170 SMOKE HEAT DETECTOR |  |  | North | Autocall |  | Smoke/Heat Detector |  |  |  | Module | TRUE | A4098-9754 w/A4098-9793 | + | TrueAlarm Photoelectric and Heat Sensing Detector w/TrueAlarm Isolator Base | 1 | 0.0008 | 0.001 |  |  |  |  | TRUE | TRUE |  |  |  |  | #FFFF0000 | FA-NFPA 170 SMOKE HEAT DETECTOR | 1 | FALSE | FALSE | FALSE | 1402 | [19 empty] | DESKTOP-7SAL8M7\acont | 2020-05-26 09:27 | THOR\acont | 2024-09-08 17:27 | Cloned from AutoCall A4098-9754 w/A4098-9773 | [Autocall, Simplex] [IDNet] [SENSORS ++] 4098-9714 (C), 4098-9714 w/4098-9770 (C), 4098-9714 w/4098-9771 (C), 4098-9714 w/4098-9772 (C), 4098-9714 w/4098-9773 (C), 4098-9714 w/4098-9780 (C), 4098-9714 w/4098-9789 (C), 4098-9714 w/4098-9791 (C), 4098-9714
833a28d9-56f0-480e-b1d6-b8f65a7c6b99 | NFPA 170 STROBE WALL |  |  | North | Edwards |  | Strobe |  |  |  | Module | TRUE | 116DEGEXG-FJ |  | Explosionproof Strobe - Genesis synchronization GREEN LENS | 1 | 0 | 0.505 |  |  |  |  | FALSE | [5 empty] | #FF0070C0 | FA-NFPA 170 STROBE WALL | 1 | FALSE | FALSE | FALSE | 2023 | [13 empty] | FALSE |  |  | EXP |  |  | AUGUSTXPS17-EUP\aucon | 2023-01-13 11:57 | THOR\acont | 2024-09-08 17:27 | Cloned from Edwards 116DEGEXA-FJ CLONED | [Edwards] [NAC] [24 VDC] 116DEGEXG-FJ [Edwards] [NAC] [24 FWR] 116DEGEXG-FJ
88d14eb0-740a-42e7-8446-b90068aaa3b7 | NFPA 170 STROBE WALL |  |  | North | Kidde |  | Strobe |  |  |  | Module | TRUE | EG4VWF-SP |  | Wall strobe, white, FUEGO | 1 | [6 empty] | FALSE |  | GRSW-10 |  |  |  | #FF0070C0 | FA-NFPA 170 STROBE WALL | 1 | FALSE | FALSE | FALSE | 2023 | [13 empty] | FALSE | [5 empty] | DESKTOP-7SAL8M7\acont | 2020-08-19 11:55 | THOR\acont | 2024-09-08 17:27 | Cloned from Edwards G4VWF-SP | [Edwards, Kidde] [NAC] [VFWR] EG4VRF, EG4VRF-FR, EG4VRF-SP, EG4VRN, EG4VWF, EG4VWF-FR, EG4VWF-SP, EG4VWN, G4VRF, G4VRF-FR, G4VRF-SP, G4VRN, G4VWF, G4VWF-FR, G4VWF-SP, G4VWN [Edwards, Kidde] [NAC] [VDC] EG4VRF, EG4VRF-FR, EG4VRF-SP, EG4VRN, EG4VWF, EG4VWF-FR, EG4VWF-SP, EG4VWN, G4VRF, G4VRF-FR, G4VRF-SP, G4VRN, G4VWF, G4VWF-FR, G4VWF-SP, G4VWN
bb23af47-5b8f-426b-b3a0-b91e812b285e | NFPA 170 SMOKE HEAT DETECTOR |  |  | North | Bosch |  | Smoke/Heat Detector |  |  |  | Module | TRUE | FCP-350-PTH w/FAA-350 | ++ | Smoke detector head, photo/heat w/popit base | 1 | 5.9e-05 | 0.005 |  |  | 24 | [7 empty] | #FFFF0000 | FA-NFPA 170 SMOKE HEAT DETECTOR | 1 | FALSE | FALSE | FALSE | [20 empty] | THOR\acont | 2024-04-23 12:39 | THOR\acont | 2024-09-08 17:27 | Cloned from Bosch FCP-350-PTH | [Bosch] [AUX POWER] [*] F220-135 w/F220-B6PS, F220-P w/F220-B6PS (C), F220-PTH w/F220-B6PS (C), FCP-350-P w/FAA-350, FCP-350-PTH w/FAA-350 [Bosch] [SLC POPIT BOSCH] [*] [#1 ++] D9127T, D9127U, F220-135 w/F220-B6PS, F220-P w/F220-B6PS (C), F220-PTH w/F220-B6PS (C), FCP-350-P w/FAA-350, FCP-350-PTH w/FAA-350, FMM-462, FMM-462-D
6add5fac-7aa5-4075-b947-b921b0a4fc2a | NFPA 170 AMPLIFIER RACK | RISER AMP |  | North | Potter |  | Amplifier |  |  |  | Assembly | TRUE | PVC-DP50 (25V) | + | Distributed Panel, Dual Channel, 50W | 1 | [6 empty] | FALSE | [5 empty] | #FFFF0000 | FA-NFPA 170 AMPLIFIER RACK | 1 | FALSE | FALSE | FALSE | 300 | [8 empty] | 7,12,18 |  |  |  | 50 | TRUE | [5 empty] | DESKTOP-7SAL8M7\acont | 2020-11-03 16:06 | THOR\acont | 2024-09-08 17:27 | Cloned from Hochiki FNVDP50 (25V)
22d328a5-8417-44fa-8cc0-b92564bacf10 |  |  |  | North | Edwards |  | Hardware |  |  |  | Hardware | TRUE | RSAN-6 |  | Rack Mounting Frame for SAN Modules | 1 | [6 empty] | FALSE | [5 empty] | #FFFFFFFF |  |  | FALSE | FALSE | FALSE | [14 empty] | FALSE | [7 empty] | THOR\acont | 2024-10-09 10:48
3524cad7-7f95-4a1f-a8cf-b92ebc7e4ad7 | NFPA 170 SPEAKER STROBE CEILING |  |  | North | Edwards |  | Speaker/Strobe |  |  |  | Module | TRUE | GCHFWN-S2VMC |  | 25V Ceiling Speaker/Strobe,White, 15, 30, 75, 95 cd | 1 | 0 | 0.168 |  |  |  |  | FALSE | TRUE |  |  |  |  | #FF0070C0 | FA-NFPA 170 SPEAKER STROBE CEILING | 1 | FALSE | FALSE | FALSE | 2020 | [13 empty] | FALSE |  |  | C |  |  |  |  | THOR\acont | 2024-09-08 17:27 |  | [Edwards, Kidde] [AUDIO 25v] [25V AUDIO] EGCF-S2VMH (C), G4F-S2, G4F-S2V1575, G4F-S2VM, G4HFRF-S2, G4HFRF-S2VMC, G4HFRN-S2, G4HFRN-S2VMC, G4HFWA-S2, G4HFWA-S2VMA, G4HFWA-S2VMC, G4HFWF-S2, G4HFWF-S2VMC, G4HFWN-S2, G4HFWN-S2VMA, G4HFWN-S2VMC, G4RF-S2, G4RF [Edwards, Kidde] [NAC] [24 VDC] EGCFR-VM (C), EGCF-VM (C), GCFR-S7VM (C), GCFR-VM (C), GCF-S2VM (C), GCF-S7VM (C), GCF-VM (C), GCHFRF-S2VMC (C), GCHFRF-S7VMC (C), GCHFRN-S2VMC (C), GCHFRN-S7VMC (C), GCHFWA-S2VMA (C), GCHFWA-S2VMC (C), GCHFWA-S7VMA (C), G [Edwards, Kidde] [NAC] [16 VDC] EGCFR-VM (C), EGCF-VM (C), GCFR-S7VM (C), GCFR-VM (C), GCF-S2VM (C), GCF-S7VM (C), GCF-VM (C), GCHFRF-S2VMC (C), GCHFRF-S7VMC (C), GCHFRN-S2VMC (C), GCHFRN-S7VMC (C), GCHFWA-S2VMA (C), GCHFWA-S2VMC (C), GCHFWA-S7VMA (C), G
488c671b-bd29-400f-a7f9-b933a297a755 | NFPA 170 HORN |  |  | North | Siemens |  | Horn |  |  |  | Module | TRUE | SL2FSWR-CO | S54329-F118-A1++ | Sounder, Wall, Clear, Red, CO | 1 | [12 empty] | #FF0070C0 | FA-NFPA 170 HORN | 1 | FALSE | FALSE | FALSE | 2023 | [16 empty] | LF |  |  | DESKTOP-7EIEB7A\acont | 2023-08-03 12:10 | THOR\acont | 2024-09-08 17:27 | Cloned from Siemens SL2FSSWR-CO | [Siemens] [NAC] [24 VDC, HORN TEMPORAL] SL2FSCR-AL (C), SL2FSCR-CO (C), SL2FSCR-F (C), SL2FSCR-N (C), SL2FSCW-AL (C), SL2FSCW-CO (C), SL2FSCW-F (C), SL2FSCW-N (C), SL2FSWR-AL, SL2FSWR-CO, SL2FSWR-F, SL2FSWR-N, SL2FSWW-AL, SL2FSWW-CO, SL2FSWW-F, SL2FSWW-N
a45f3eb2-9d53-4430-b5ea-b93d1d6c4188 | NFPA 170 SMOKE DETECTOR |  |  | North | Honeywell |  | Smoke Detector |  |  |  | Module | TRUE | OSI-90 | + | Imager - 80º coverage | 1 | 0.008 | 0.008 | [5 empty] | TRUE |  |  |  |  | #FFFF0000 | FA-NFPA 170 SMOKE DETECTOR | 1 | FALSE | FALSE | FALSE | 1408 | [19 empty] | XPS-17-9710\August | 2024-07-19 09:22 | THOR\acont | 2024-09-08 17:27 | Cloned from Xtralis OSI-90 | [Honeywell, Xtralis] [AUX POWER] [*] OSE-HPW, OSE-SPW, OSI-10 (C), OSI-90 (C), OSI-R (C) [Honeywell, Xtralis] [IDC] [#1 ALARM] OSI-10 (C), OSI-90 (C), OSI-R (C) [Honeywell, Xtralis] [IDC] [#2 TROUBLE] OSI-10 (C), OSI-90 (C), OSI-R (C)
5ab99921-b260-4843-9168-b9405e2628e5 |  |  |  | North | Bosch | Security/Access Control |  |  |  |  | Module | TRUE | DS160 |  | WHITE REX MOTION W SOUNDER | 1 | [12 empty] | #FFFFFFFF |  |  | FALSE | FALSE | FALSE | [22 empty] | THOR\acont | 2024-10-09 10:48 |  | [Bosch] [IDC] 02 [ALL DEVICES ++] DS150I, DS151I, DS160, DS161 [Bosch] [ACCESS CONTROL INPUT] [*] [ALL DEVICES ++] DS150I, DS151I, DS160, DS161
c520134d-a206-44d6-a380-b9418cf2ddcf | NFPA 170 EM SPEAKER STROBE CEILING |  |  | North | Siemens |  | Speaker/Strobe |  |  |  | Module | TRUE | SEFH-HMC-CR | S54329-A35-A1 | SPK,ST,CLG,R | 1 | [7 empty] | TRUE |  |  |  |  | #FF0070C0 | FA-NFPA 170 EM SPEAKER STROBE CEILING | 1 | FALSE | FALSE | FALSE | 2005 | [16 empty] | C |  |  | DESKTOP-7SAL8M7\acont | 2019-08-13 09:04 | THOR\acont | 2024-09-08 17:27 |  | [Siemens] [NAC] [VDC] SEFH-AHMC-CW-ALERT (C), SEFH-HMC-CR (C), SEFH-HMC-CR-ALERT (C), SEFH-HMC-CW (C), SEFH-HMC-CW-ALERT (C), SEH-HMC-CR (C), SEH-HMC-CR-B (C), SEH-HMC-CW (C), SEH-HMC-CW-B (C) [Siemens] [AUDIO 70.7v] [70V AUDIO] SEFH-AHMC-CW-ALERT (C), SEFH-AMC-CW-ALERT (C), SEFH-AMC-W-ALERT, SEFH-CR (C), SEFH-CW (C), SEFH-HMC-CR (C), SEFH-HMC-CR-ALERT (C), SEFH-HMC-CW (C), SEFH-HMC-CW-ALERT (C), SEFH-HMC-R, SEFH-HMC-W, SEFH-MC-CR (C), SEFH-MC [Siemens] [AUDIO 25v] [25V AUDIO] SEFH-AHMC-CW-ALERT (C), SEFH-AMC-CW-ALERT (C), SEFH-AMC-W-ALERT, SEFH-CR (C), SEFH-CW (C), SEFH-HMC-CR (C), SEFH-HMC-CR-ALERT (C), SEFH-HMC-CW (C), SEFH-HMC-CW-ALERT (C), SEFH-HMC-R, SEFH-HMC-W, SEFH-MC-CR (C), SEFH-MC-C
a2276a4a-a1af-4bc7-aa85-b94855269688 | NFPA 170 ADDRESSABLE INPUT MONITOR MODULE |  |  | North | Block Definition Only |  | Addressable Module |  |  |  | Module | TRUE | NFPA 170 ADDRESSABLE INPUT MONITOR MODULE |  | NFPA 170 ADDRESSABLE INPUT MONITOR MODULE | 1 | [12 empty] | #FFFF0000 | FA-NFPA 170 ADDRESSABLE INPUT MONITOR MODULE | 1 | FALSE | FALSE | FALSE | 1000 | [19 empty] | AULAPTOP-PC\Aulaptop | 2020-03-26 07:41 | THOR\acont | 2024-09-08 17:27
c7611b2e-567b-4dc1-a073-b949b13cc986 |  |  |  | North | Edwards |  | Hardware |  |  |  | Hardware | TRUE | G4ARN-CVR | ++ | Replacement Appliance Cover, Horn, Red, None | 1 | [12 empty] | #FFFFFFFF |  |  | FALSE | FALSE | FALSE | [20 empty] | THOR\acont | 2024-06-05 08:40 | THOR\acont | 2024-10-09 10:48 | Cloned from Edwards G4ARA-CVR CLONED CLONED CLONED
35647c35-9101-4855-a3c4-b94b1db105e1 |  |  |  | North | Edwards |  | Cards & Components |  |  |  | Card | TRUE | MN-HS64T3P |  | 3840 Watt Non-Omni directional HPSA Assembly (3 of 5 Active Panels) with lockable NEMA 4 amplifier, 110V/60 Hz. inverter/battery charger and electronics enclosure, lockable NEMA 4 battery enclosure (w/o batteries). Enclosures equipped with tamper switches. AC powered amplifier with DC backup. Edwards hard-wire interface included. Batteries and accessories are ordered separately. Tan colored speaker head. | 1 | [6 empty] | TRUE | [5 empty] | #FFFFFFFF |  |  | FALSE | FALSE | FALSE | [14 empty] | FALSE | [7 empty] | THOR\acont | 2024-10-09 10:48
c394440a-9964-4cfa-853f-b959eda3d338 |  |  |  | North | Harrington |  | Cards & Components |  |  |  | Card | TRUE | AL602ULADA Main Board |  | Main Board | 1 | 0.09 | 0.175 |  |  |  |  | TRUE | [5 empty] | #FFFFFFFF |  |  | FALSE | FALSE | FALSE | [14 empty] | FALSE | [7 empty] | THOR\acont | 2024-10-09 10:48 |  |  | [Harrington] AL602ULADA Main Board
ca034f31-4e11-496c-bbcd-b95a3ec6e985 | NFPA 170 SPEAKER WALL |  |  | North | Gentex |  | Speaker |  |  |  | Module | TRUE | SSPKCLPR |  | Speaker, 25 or 70.7 Vrms, 1/8 to 4 watts, red | 1 | [6 empty] | FALSE | FALSE |  |  |  |  | #FF0070C0 | FA-NFPA 170 SPEAKER WALL | 1 | FALSE | FALSE | FALSE | 2021 | [13 empty] | FALSE | [7 empty] | THOR\acont | 2024-09-08 17:27 |  | [Gentex, Hochiki, Potter] [AUDIO 70.7v] [70V AUDIO] CSPKSTR-24AR (C), CSPKSTR-24AW (C), CSPKSTR-24BR (C), CSPKSTR-24BW (C), CSPKSTR-24GR (C), CSPKSTR-24GW (C), CSPKSTR-24RR (C), CSPKSTR-24RW (C), FASPKR-R (C), FASPKR-W (C), FASPKR-WR, FASPKR-WW, FASPK-WP [Gentex, Hochiki, Potter] [AUDIO 25v] [25V AUDIO] CSPKSTR-24AR (C), CSPKSTR-24AW (C), CSPKSTR-24BR (C), CSPKSTR-24BW (C), CSPKSTR-24GR (C), CSPKSTR-24GW (C), CSPKSTR-24RR (C), CSPKSTR-24RW (C), FASPKR-R (C), FASPKR-W (C), FASPKR-WR, FASPKR-WW, FASPK-WPR,
7bf4c5fa-93c9-4e0b-b97e-b95f0cbfbad5 | NFPA 170 STROBE WALL |  |  | North | Federal Signal |  | Strobe |  |  |  | Module | TRUE | 191XL-S024B |  | Flashing LED Hazardous Location Warning Light, Surface Mount, Blue | 1 | 0 | 0.38 |  |  |  |  | FALSE | [5 empty] | #FF0070C0 | FA-NFPA 170 STROBE WALL | 1 | FALSE | FALSE | FALSE | 2023 | [13 empty] | FALSE |  |  | HZ |  |  | DESKTOP-7SAL8M7\acont | 2020-11-17 10:31 | THOR\acont | 2024-09-08 17:27 | Cloned from Federal Signal 191XL-S024A | [Federal Signal] [NAC] [24 VDC] 191XL-024A, 191XL-024B, 191XL-024C, 191XL-024G, 191XL-024R, 191XL-S024A, 191XL-S024B, 191XL-S024C, 191XL-S024G, 191XL-S024R
ac3c2886-c6b2-44ca-a029-b96c6f7770bf | 170 BASIC SHAPE |  |  | North | Edwards |  | Miscellaneous |  |  |  | Assembly | TRUE | 3-CAB5R |  | Complete Cabinet /w 5 LRM Spaces, Red | 1 | [6 empty] | FALSE | [5 empty] | #FFFF0000 | FA-170 BASIC SHAPE | 1 | FALSE | FALSE | FALSE | [14 empty] | TRUE | [7 empty] | THOR\acont | 2024-09-08 17:27
68041690-022e-4d63-a762-b97258ba30e0 | NFPA 170 SPEAKER STROBE CEILING |  |  | North | Edwards |  | Speaker/Strobe |  |  |  | Module | TRUE | GCHFWN-S2VMA |  | 25V Ceiling Speaker/Strobe, White, 15, 30, 75, 95 cd, AMBER | 1 | 0 | 0.318 |  |  |  |  | FALSE | TRUE |  |  |  |  | #FF0070C0 | FA-NFPA 170 SPEAKER STROBE CEILING | 1 | FALSE | FALSE | FALSE | 2020 | [13 empty] | FALSE |  |  | C |  |  |  |  | THOR\acont | 2024-09-08 17:27 |  | [Edwards, Kidde] [NAC] [16 VDC] EGCFR-VM (C), EGCF-VM (C), GCFR-S7VM (C), GCFR-VM (C), GCF-S2VM (C), GCF-S7VM (C), GCF-VM (C), GCHFRF-S2VMC (C), GCHFRF-S7VMC (C), GCHFRN-S2VMC (C), GCHFRN-S7VMC (C), GCHFWA-S2VMA (C), GCHFWA-S2VMC (C), GCHFWA-S7VMA (C), G [Edwards, Kidde] [NAC] [24 VDC] EGCFR-VM (C), EGCF-VM (C), GCFR-S7VM (C), GCFR-VM (C), GCF-S2VM (C), GCF-S7VM (C), GCF-VM (C), GCHFRF-S2VMC (C), GCHFRF-S7VMC (C), GCHFRN-S2VMC (C), GCHFRN-S7VMC (C), GCHFWA-S2VMA (C), GCHFWA-S2VMC (C), GCHFWA-S7VMA (C), G [Edwards, Kidde] [AUDIO 25v] [25V AUDIO] EGCF-S2VMH (C), G4F-S2, G4F-S2V1575, G4F-S2VM, G4HFRF-S2, G4HFRF-S2VMC, G4HFRN-S2, G4HFRN-S2VMC, G4HFWA-S2, G4HFWA-S2VMA, G4HFWA-S2VMC, G4HFWF-S2, G4HFWF-S2VMC, G4HFWN-S2, G4HFWN-S2VMA, G4HFWN-S2VMC, G4RF-S2, G4RF
4cfbba06-5a26-4a79-b313-b9775bedcda7 |  |  |  | North | Edwards |  | Cards & Components |  |  |  | Card | TRUE | PS10-4B |  | Power Supply | 1 | 0.088 | 0.169 |  |  |  |  | FALSE | [5 empty] | #FFFFFFFF |  |  | FALSE | FALSE | FALSE | [14 empty] | FALSE | [5 empty] | DESKTOP-7SAL8M7\acont | 2020-07-24 10:15 | THOR\acont | 2024-10-09 10:48 | Cloned from Kidde PS10-4B |  | [Edwards, Kidde] PS10-4B
f57c77d8-064c-4741-9dbc-b9790d0e3745 |  |  |  | North | Bosch | [5 empty] | Module | TRUE | MBV-BPLU-DIP | * | Divar Ip License Plus Base For Dip Aio 6000-7000 | 1 | [12 empty] | #FFFFFFFF |  |  | FALSE | FALSE | FALSE | [20 empty] | DESKTOP-7EIEB7A\acont | 2021-08-13 06:25 | THOR\acont | 2024-10-09 10:48
4ee57889-722a-4adc-aa7e-b97e53e8534f |  |  |  | North | Bosch | [5 empty] | Module | TRUE | D110@01 | * | TAMPER SWITCH 2 PACK | 1 | [12 empty] | #FFFFFFFF |  |  | FALSE | FALSE | FALSE | [20 empty] | DESKTOP-7EIEB7A\acont | 2021-08-13 06:25 | THOR\acont | 2024-10-09 10:48
0f606105-ed3b-4a8d-a74b-b9863b53a608 |  |  |  | North | Siemens |  | Cards & Components |  |  |  | Card | TRUE | FT2007-U1 | S54400-A142-A1++ | LED ANNUNCIATOR DRIVER | 1 | 0.025 | 0.25 |  |  |  |  | TRUE | [5 empty] | #FFFFFFFF |  |  | FALSE | FALSE | FALSE | [20 empty] | AULAPTOP-PC\Aulaptop | 2019-04-20 11:42 | THOR\acont | 2024-10-09 10:48
280ea7a2-255b-41d4-a3ab-b98a45afed8e | NFPA 170 SMOKE HEAT CO DETECTOR |  |  | North | Bosch |  | Smoke/Heat/CO Detector |  |  |  | Module | TRUE | FAP-440-TC w/FAA-440-B6 | + | Analog detector head, photo/heat/CO, 24V w/6" Base | 1 | 0.017 | 0.017 |  |  |  |  | FALSE | TRUE |  |  |  |  | #FFFF0000 | FA-NFPA 170 SMOKE HEAT CO DETECTOR | 1 | FALSE | FALSE | FALSE | 1403 | [13 empty] | FALSE | [5 empty] | DESKTOP-7EIEB7A\acont | 2021-06-09 08:25 | THOR\acont | 2024-09-08 17:27 | Cloned from Bosch FAP-440-T w/FAA-440-B6 | [Bosch] [SLC BOSCH MODULES SENSORS] [*] [#01 SENSORS ++] FAH-325 w/FAA-325-6 (C), FAH-325 w/FAA-325-B4 (C), FAH-325 w/FAA-325-B6S (C), FAH-440 w/FAA-440-B6 (C), FAI-325 w/FAA-325-6 (C), FAI-325 w/FAA-325-B4 (C), FAI-325 w/FAA-325-B6S (C), FAP-325 w/FAA-3
47ec1f3f-52a0-4abf-864f-b990a2afe9d0 | NFPA 170 STROBE WALL |  |  | North | BluePoint |  | Strobe |  |  |  | Assembly | TRUE | BP04-A101LP | + | IWS ASSEMBLY | 1 | 0 | 0.043 |  |  |  |  | FALSE | [5 empty] | #FF0070C0 | FA-NFPA 170 STROBE WALL | 1 | FALSE | FALSE | FALSE | 2023 | [13 empty] | FALSE | [5 empty] | THOR\acont | 2024-04-12 13:14 | THOR\acont | 2024-09-08 17:27 | Cloned from BluePoint BP04-101LP | [BluePoint, System Sensor] [NAC] [VFWR] BP04-101LP, BP04-111LP, BP04-A101LP, BP04-A111LP, SGRL, SGWL, SPSRL, SPSRL-P, SPSRL-SP, SPSWL, SPSWL-ALERT, SPSWL-CLR-ALERT, SPSWL-P, SRL, SRL w/ WAV-RL, SRL-P, SRL-SP, SWL, SWL w/ WAV-WL, SWL-ALERT, SWL-CLR-ALERT, [BluePoint, System Sensor] [NAC] [VDC] BP04-101LP, BP04-111LP, BP04-A101LP, BP04-A111LP, SGRL, SGWL, SPSRL, SPSRL-P, SPSRL-SP, SPSWL, SPSWL-ALERT, SPSWL-CLR-ALERT, SPSWL-P, SRL, SRL w/ WAV-RL, SRL-P, SRL-SP, SWL, SWL w/ WAV-WL, SWL-ALERT, SWL-CLR-ALERT,
23488691-6739-4ffa-81cf-b99199ddf43f |  |  |  | North | West-Com | [5 empty] | Module | TRUE | PillowSpeaker |  | West-Com Pillow Speakers | 1 | [6 empty] | FALSE | [5 empty] | #FFFFFFFF |  |  | FALSE | FALSE | FALSE | [14 empty] | FALSE |  |  | PillowSpeaker |  |  |  |  | THOR\acont | 2024-10-09 10:48
b6535b04-cdf5-4380-b2c5-b992a2908493 |  |  |  | North | TRIPLITE | Security/Access Control |  |  |  |  | Module | TRUE | SMART1500RMXL2UA |  | 1500VA LINE INTERACTIVE UPS SYSTEM | 1 | [12 empty] | #FFFFFFFF |  |  | FALSE | FALSE | FALSE | [20 empty] | THOR\acont | 2024-03-12 21:43 | THOR\acont | 2024-10-09 10:48
fc8b4df7-20dc-45d3-9b9e-b995697a52dc | NFPA 170 SMOKE DETECTOR |  |  | North | Hochiki |  | Smoke Detector |  |  |  | Module | TRUE | SOC-24V w/HSC-221L LATCHING LED BASE | SOC-24V w/HSC-221L LATCHING LED BASE | PHOTOELECTRIC SMOKE DETECTOR w/ LATCHING LED BASE | 1 |  | 0.191 |  |  |  |  | TRUE | TRUE |  | *Refer to Install Sheet |  |  | #FFFF0000 | FA-NFPA 170 SMOKE DETECTOR | 1 | FALSE | FALSE | FALSE | 1408 | [16 empty] | L |  |  | DESKTOP-0D6CQVA\lousc | 2019-10-06 17:41 | THOR\acont | 2024-09-08 17:27 | from Hochiki SOC-24V w/HSC-220L LATCHING LED BASE | [Hochiki] [IDC] 02 [IDC] SLR-24H w/HSC-220L LATCHING LED BASE (C), SLR-24H w/HSC-220R - 2 WIRE RELAY BASE (C), SLR-24H w/HSC-221L LATCHING LED BASE (C), SLR-24H w/HSC-221R - 2 WIRE RELAY BASE (C), SLR-24H w/HSC-224L LATCHING LED BASE (C), SLR-24H w/HSC-2
37d5b9e1-e895-4ff3-99e0-b996a87a1692 | NFPA 170 AMPLIFIER RACK | RISER AMP |  | North | Hochiki |  | Amplifier |  |  |  | Assembly | TRUE | FNVDP25 (25V) | + | Distributed Panel, Dual Channel, 25W | 1 | [6 empty] | FALSE |  |  | *Refer to Install Sheet |  |  | #FFFF0000 | FA-NFPA 170 AMPLIFIER RACK | 1 | FALSE | FALSE | FALSE | 300 | [8 empty] | 7,12,18 |  |  |  | 25 | TRUE | [5 empty] | DESKTOP-7SAL8M7\acont | 2019-11-05 11:20 | THOR\acont | 2024-09-08 17:27 | Cloned from Evax HMX-DP25
f4f236e6-0e24-4624-a741-b996b7da5632 | NFPA 170 HORN STROBE |  |  | North | MIRCOM |  | Horn/Strobe |  |  |  | Module | TRUE | FHS-400-RR | ++ | Wall Mount Horn/Strobe, Red | 1 | [6 empty] | FALSE | [5 empty] | #FF0070C0 | FA-NFPA 170 HORN STROBE | 1 | FALSE | FALSE | FALSE | 2012 | [13 empty] | FALSE | [7 empty] | THOR\acont | 2024-09-08 17:27 |  | [MIRCOM] [NAC] [24 VDC, CONT, HIGH] FHS-400-RR, FHS-400-WW [MIRCOM] [NAC] [24 VFWR, CONT, HIGH] FHS-400-RR, FHS-400-WW
a52514d6-95fb-4ef5-9579-b9995afa9de7 | NFPA 170 STROBE CEILING |  |  | North | Edwards |  | Strobe |  |  |  | Module | TRUE | GCVWF |  | Strobe, running man, white, fire | 1 | [6 empty] | FALSE | TRUE |  |  |  |  | #FF0070C0 | FA-NFPA 170 STROBE CEILING | 1 | FALSE | FALSE | FALSE | 2022 | [13 empty] | FALSE |  |  | C |  |  | DESKTOP-7SAL8M7\acont | 2019-11-07 12:45 | THOR\acont | 2024-09-08 17:27 | Cloned from Kidde EGCVWF | [Edwards, Kidde] [NAC] [24 FWR] EGCSVRF (C), EGCSVRN (C), EGCSVWA (C), EGCSVWF (C), EGCSVWN (C), EGCVRF (C), EGCVRN (C), EGCVWF (C), EGCVWN (C), GCSVRF (C), GCSVRN (C), GCSVWA (C), GCSVWF (C), GCSVWN (C), GCVRF (C), GCVRN (C), GCVWF (C), GCVWN (C) [Edwards, Kidde] [NAC] [24 VDC] EGCSVRF (C), EGCSVRN (C), EGCSVWA (C), EGCSVWF (C), EGCSVWN (C), EGCVRF (C), EGCVRN (C), EGCVWF (C), EGCVWN (C), GCSVRF (C), GCSVRN (C), GCSVWA (C), GCSVWF (C), GCSVWN (C), GCVRF (C), GCVRN (C), GCVWF (C), GCVWN (C)
8f149b5a-20a8-4427-807c-b99ffabb9b90 | NFPA 170 ADDRESSABLE INPUT OUTPUT |  |  | North | Siemens |  | Addressable Module |  |  |  | Module | TRUE | FDCIO222/FDCH221 | ++ | 4 Way Input / 4 Way Output Module With Short Circuit Isolator, provides compliance with BS 7273-4 Category A (Critical) | 1 | 0.00075 | 0.00075 | [10 empty] | #FFFF0000 | FA-NFPA 170 ADDRESSABLE INPUT OUTPUT | 1 | FALSE | FALSE | FALSE | [20 empty] | DESKTOP-7EIEB7A\acont | 2021-11-19 10:16 | THOR\acont | 2024-09-08 17:27 |  | [Siemens] [C-NET] [*] [#1 MODULE] FDCIO221/FDCH221, FDCIO222/FDCH221, FDM225-RP/FDMC295, FDM226-RP/FDMC295 | [Siemens] FDCIO221/FDCH221, FDCIO222/FDCH221
730418b8-83a4-4d4c-85cf-b9aa0bf7c1dd |  |  |  | North | Monaco Enterprises |  | Hardware |  |  |  | Hardware | TRUE | 626-000-06 |  | Coaxial cable, 50Ω mini RG-8X, preassembled Type 1, 15 ft | 1 | [6 empty] | TRUE | [5 empty] | #FFFFFFFF |  |  | FALSE | FALSE | FALSE | [20 empty] | DESKTOP-7EIEB7A\acont | 2022-11-07 15:11 | THOR\acont | 2024-10-09 10:48 | Cloned from Monaco Enterprises 199-011-00
f4f1c981-8dea-4ebf-94d0-b9ab9358b85e |  |  |  | North | Brivo | [5 empty] | Module | TRUE | New Part CLONED CLONED CLONED CLONED CLONED CLONED CLONED CLONED CLONED CLONED | [9 empty] | TRUE | [5 empty] | #FFFFFFFF |  |  | FALSE | FALSE | [21 empty] | AUGUSTALIEN\aucon | 2023-03-07 15:46 | DESKTOP-7EIEB7A\acont | 2023-03-31 12:04 | Cloned from New Part CLONED CLONED CLONED CLONED CLONED CLONED CLONED CLONED CLONED
dc16ebcf-d126-41b8-b511-b9b898998417 |  |  |  | North | Edwards |  | Cards & Components |  |  |  | Card | TRUE | 4-NET-AD | + | Network Expander Module | 1 | 0.092 | 0.092 |  |  |  |  | TRUE | [5 empty] | #FFFFFFFF |  |  | FALSE | FALSE | FALSE | [20 empty] | DESKTOP-7SAL8M7\acont | 2019-12-13 12:52 | THOR\acont | 2024-10-09 10:48
3ffc883a-a380-49b9-bab6-b9d4951996c5 | NFPA 170 SMOKE DETECTOR |  |  | North | Notifier |  | Smoke Detector |  |  |  | Module | TRUE | NP-100T w/B210LP | ++ | Intelligent Addressable Photo/Thermal detector; with base. | 1 | 0.0003 | 0.0065 |  |  |  |  | FALSE | TRUE |  |  |  |  | #FFFF0000 | FA-NFPA 170 SMOKE DETECTOR | 1 | FALSE | FALSE | FALSE | 1408 | [13 empty] | FALSE | [7 empty] | THOR\acont | 2024-09-08 17:27 | 20191121 AC Detector with base | [Honeywell, Notifier, System Sensor] [SLC MODULES SENSORS] [*] [#2 SHARED ADDR ¦ SENSORS] 2251B (C), 2251-COPTIR (C), 2251-COPTIR w/B200S-WH (C), 2251TB (C), 2251TMB (C), 5251B (C), 5251B-WP (C), 5251H (C), 5251RB (C), 5251RB-WP (C), 7251 (C), 7251DH (C) [Honeywell, Notifier, System Sensor] [SLC SENSORS] [*] [#4 TYPE ADDR ¦ SENSORS] 2251B (C), 2251-COPTIR (C), 2251-COPTIR w/B200S-WH (C), 2251TB (C), 2251TMB (C), 5251B (C), 5251B-WP (C), 5251H (C), 5251RB (C), 5251RB-WP (C), 7251 (C), 7251DH (C), DH200LP
2239b469-d651-4aa5-8e86-b9d7ceecc734 |  |  |  | North | Potter |  | Hardware |  |  |  | Hardware | TRUE | ASB | + | Addressable Sounder Base | 1 | 0.000325 | 0.000325 |  |  |  |  | FALSE | [5 empty] | #FFFFFFFF |  |  | FALSE | FALSE | FALSE |  |  |  | 7272-0328:0194 | [10 empty] | FALSE | [5 empty] | DESKTOP-7SAL8M7\acont | 2020-12-04 07:11 | THOR\acont | 2024-10-09 10:48 | Cloned from Potter ARB | [Potter] [AUX POWER] ASB [Potter] [SLC NOHMI] [*] [#2 SHARED ADDR ¦ SENSORS] ARB, ASB, DDA (C), FHA, PSA (C), PSHA (C), RHA
f844734d-38a5-4024-8be4-b9ddd90f24e0 |  |  |  | North | RS2 Technologies |  | Cards & Components |  |  |  | Card | TRUE | LP-1502 | ++ | System Control Processor | 1 | 0.5 | 0.5 |  |  | 24 |  | TRUE | [5 empty] | #FFFFFFFF |  |  | TRUE | FALSE | FALSE | [20 empty] | DESKTOP-7EIEB7A\acont | 2023-01-24 07:13 | THOR\acont | 2024-10-09 10:48 | Cloned from ProdataKey, Inc. R1 Main Board | [RS2 Technologies] [RS-485] [SIO COMMUNICATION] LP-1501, LP-1501Plus, LP-1502, MR-16IN-S3, MR-16OUT-S3, MR-50-S3, MR-52-S3 [RS2 Technologies] [AUX POWER] [*] [AUX INPUT] LP-1501, LP-1501Plus, LP-1502, MR-16IN-S3, MR-16OUT-S3, MR-50-S3, MR-52-S3 [RS2 Technologies] [ETHERNET] [HOST COMMUNICATION] LP-1501, LP-1501Plus, LP-1502 | [RS2 Technologies] LP-1502
648b24c5-c275-4caa-8b11-b9e28c539b6f |  |  |  | North | Siemens | [5 empty] | Module | TRUE | CSB-BRKT | 500-650492 | CSB-BRKT | 1 | [12 empty] | #FFFFFFFF |  |  | FALSE | FALSE | FALSE | [20 empty] | DESKTOP-7SAL8M7\acont | 2019-08-13 09:04 | THOR\acont | 2024-10-09 10:48
95f70667-f166-48f2-a77c-b9e80cbeb104 |  |  |  | North | Bosch | [5 empty] | Module | TRUE | NDA-U-WMT-MO | * | ***(Motor Shop Electric Construction Co.)Pendant Wall Mount | 1 | [12 empty] | #FFFFFFFF |  |  | FALSE | FALSE | FALSE | [20 empty] | DESKTOP-7EIEB7A\acont | 2021-08-13 06:25 | THOR\acont | 2024-10-09 10:48
aebe46e0-711f-49a4-b4eb-b9eaab8e609c |  |  |  | North | Potter |  | Cards & Components |  |  |  | Card | TRUE | PVX-100E |  | 100W Voice Evacuation System Expander | 1 |  |  |  | 100 |  |  | TRUE | [5 empty] | #FFFFFFFF |  |  | FALSE | FALSE | FALSE | [14 empty] | FALSE | [7 empty] | THOR\acont | 2024-10-09 10:48
035c4502-1c14-461c-9a13-b9ecd4b17c3b | NFPA 170 SMOKE HEAT DETECTOR |  |  | North | Notifier |  | Smoke/Heat Detector |  |  |  | Module | TRUE | FPTI-951 w/B200S-IV | + | Intelligent addressable multi-criteria photoelectric, thermal and infrared smoke detector, white w/ Intelligent sounder base, ivory, UL listed | 1 | 0.0002 | 0.0045 |  |  |  |  | FALSE | TRUE | FLUSH |  | 4" SQ. DEEP | 3 "O" PLASTER RING | #FFFF0000 | FA-NFPA 170 SMOKE HEAT DETECTOR | 1 | FALSE | FALSE | FALSE | 1402 | [13 empty] | FALSE |  |  | S |  |  | DESKTOP-7EIEB7A\acont | 2021-01-13 08:04 | THOR\acont | 2024-09-08 17:27 | Cloned from Notifier FSCO-951 w/B200S-IV | [Notifier, System Sensor] [AUX POWER] 2251-COPTIR w/B200S-WH (C), B200S, B200SR, B200S-WH, B210LP, FCO-851 w/B200S (C), FCO-951 w/B200S-WH (C), FCP-951 w/B200S-WH, FPC-951 w/B200S-IV (C), FPC-951 w/B200S-WH (C), FPTI-951 w/B200S-IV (C), FPTI-951 w/B200S- [Honeywell, Notifier, System Sensor] [SLC MODULES SENSORS] [*] [#2 SHARED ADDR ¦ SENSORS] 2251B (C), 2251-COPTIR (C), 2251-COPTIR w/B200S-WH (C), 2251TB (C), 2251TMB (C), 5251B (C), 5251B-WP (C), 5251H (C), 5251RB (C), 5251RB-WP (C), 7251 (C), 7251DH (C) [Honeywell, Notifier, System Sensor] [SLC SENSORS] [*] [#4 TYPE ADDR ¦ SENSORS] 2251B (C), 2251-COPTIR (C), 2251-COPTIR w/B200S-WH (C), 2251TB (C), 2251TMB (C), 5251B (C), 5251B-WP (C), 5251H (C), 5251RB (C), 5251RB-WP (C), 7251 (C), 7251DH (C), DH200LP [Notifier] [AUX POWER] FPTI-951 w/B200S-IV (C), FPTI-951 w/B200S-WH (C), FSCO-951 w/B200S-IV (C), FSCO-951 w/B200S-WH (C)
5607dc7e-3918-405d-9989-b9ef172e6fd8 |  |  |  | North | Notifier |  | Cards & Components |  |  |  | Card | TRUE | SFP-5UD Main Board | + | Five-zone, 24-volt Fire Alarm Control Panel Main Board | 1 | 0.11 | 0.214 |  |  |  |  | TRUE | [5 empty] | #FFFFFFFF |  |  | FALSE | FALSE | FALSE | [14 empty] | FALSE | [7 empty] | THOR\acont | 2024-10-09 10:48 |  | [Notifier] [VAC ] 411UDAC Main Board, AFP-100 Main Board, AFP-200 Main Board, FCPS-24S6 MAIN BOARD, FCPS-24S8 MAIN BOARD, HPFF12 Main Board, HPFF8 Main Board, NFC-125DA (25V) Main Board, NFC-50/100 Main Board (100W, 25V), NFC-50/100 Main Board (100W, 70V | [Notifier] SFP-5UD Main Board
5b40f216-660d-44de-9a5b-b9f45a64573a | NFPA 170 HORN STROBE CEILING |  |  | North | Eaton Wheelock |  | Horn/Strobe |  |  |  | Module | TRUE | NS-24MCC-FR |  | Horn Strobe ceiling, 24 VDC, , red | 1 | 0 | 0.411 |  |  |  |  | FALSE | TRUE |  |  |  |  | #FF0070C0 | FA-NFPA 170 HORN STROBE CEILING | 1 | FALSE | FALSE | FALSE | 2013 | [13 empty] | FALSE |  |  | C |  |  |  |  | THOR\acont | 2024-09-08 17:27 |  | [Eaton Wheelock] [NAC] NS-24MCC-FR (C), NS-24MCC-FW (C)
e71021de-b932-4ca9-9635-b9f99b06ba36 |  |  |  | North | Firelite |  | Cards & Components |  |  |  | Card | TRUE | ES-50XP Main Board | ++ | Main Board | 1 | 0.141 | 0.257 | 2.7 |  |  |  | TRUE | FALSE |  |  |  |  | #FFFFFFFF |  |  | FALSE | FALSE | FALSE | [14 empty] | FALSE | [5 empty] | THOR\acont | 2023-12-07 15:17 | THOR\acont | 2024-10-09 10:48 | Cloned from Firelite ES-50X Main Board | [ADT Unimode, AES, Firelite, NAPCO, Notifier] [VAC ] [VAC] 1640, 200UDLS Main Board, 411UDAC Main Board, ACC-25/50 Main Board, BE-500 CPU, CPU-N16LD, CPU-N16LND, ECC-125DA (25V) Main Board, ECC-50/100 Main Board (100W, 25V), ECC-50/100 Main Board (100W, [Firelite] [IDC] 03 ACM-8RF, ANN-RLY, CDRM-300, CRF-300-6, ES-1000X MAIN BOARD, ES-200X MAIN BOARD with PWRMOD24, ES-200X MAIN BOARD without PWRMOD24, ES-50X Main Board, ES-50XP Main Board [Firelite] [IDC] 02 ACM-8RF, ANN-RLY, CDRM-300, CRF-300, CRF-300-6, ES-1000X MAIN BOARD, ES-200X MAIN BOARD with PWRMOD24, ES-200X MAIN BOARD without PWRMOD24, ES-50X Main Board, ES-50XP Main Board [Firelite] [IDC] 04 ACM-8RF, ANN-RLY, CRF-300-6, ES-1000X MAIN BOARD, ES-200X MAIN BOARD with PWRMOD24, ES-200X MAIN BOARD without PWRMOD24, ES-50X Main Board, ES-50XP Main Board | [Firelite] ES-50X Main Board, ES-50XP Main Board
398305e6-7ef1-467f-a193-ba04d19f8f6b | HEAT DETECTOR |  |  | North | System Sensor |  | Heat Detector |  |  |  | Module | TRUE | SS-HEAT-ROR w/B300-6 | + | Intelligent fixed temperature and rate-of-rise thermal detector, Standard Base | 1 | 0.0002 | 0.0045 |  |  |  |  | FALSE | TRUE |  |  |  |  | #FFFF0000 | FA-HEAT DETECTOR | 1 | FALSE | FALSE | FALSE | 1408 | [13 empty] | FALSE | [5 empty] | THOR\acont | 2024-11-27 07:42 | THOR\acont | 2024-11-27 07:49 | Cloned from System Sensor SS-HEAT w/B300-6 | [Firelite, System Sensor] [SLC SENSORS] [*] [#4 TYPE ADDR ¦ SENSORS] AD355 w/B200SR-LF-WH (C), AD355 w/B200SR-WH (C), AD355 w/B210LP (C), AD355 w/B224BI-WH (C), AD355 w/B224RB-WH (C), AD355 w/B501 (C), BEAM355 (C), BEAM355S (C), CP355 w/B200SR-WH (C), CP [Silent Knight, System Sensor] [SLC SK SENSORS] [*] [#4 TYPE ADDR ¦ SENSORS] DNR w/SK-PHOTO-R-W (C), DNRW w/SK-PHOTO-R-W (C), HFS-D (C), HFS-P (C), HFS-PT (C), HFS-T (C), OSI-RI-SK (C), SK-ACCLIMATE (C), SK-BEAM (C), SK-DUCT-W w/SK-PHOTO-R-W (C), SK-FIRE [Firelite, System Sensor] [SLC MODULES SENSORS] [*] [#2 SHARED ADDR ¦ SENSORS] AD355 w/B200SR-LF-WH (C), AD355 w/B200SR-WH (C), AD355 w/B210LP (C), AD355 w/B224BI-WH (C), AD355 w/B224RB-WH (C), AD355 w/B501 (C), BEAM355 (C), BEAM355S (C), CP355 w/B200SR-
4f64fd1e-026f-4986-99e6-ba056bcd2999 | NFPA 170 ASPIRATING SMOKE DETECTOR |  |  | North | Gamewell FCI |  | Air Sampling Detection |  |  |  | Module | TRUE | 8100 | ++ | FAAST XM Conventional Aspiration Detector | 1 | 0.415 | 0.465 |  |  |  |  | TRUE | TRUE |  |  |  |  | #FFFF0000 | FA-NFPA 170 ASPIRATING SMOKE DETECTOR | 1 | FALSE | FALSE | FALSE | 1408 | [19 empty] | DESKTOP-7EIEB7A\acont | 2023-05-03 08:44 | THOR\acont | 2024-09-08 17:27 | Cloned from Gamewell FCI 8100 | [Gamewell FCI, Xtralis] [IDC] 03 [FIRE1] 7100X (C), 8100 (C), 9400X (C), AAD-7100X (C), AAD-8100 (C), VEP-A00-1P, VEP-A00-1P-NTF, VEP-A00-P, VEP-A00-P-NTF, VEP-A10-P, VEP-A10-P-NTF, VLF-250 (C), VLF-500 (C), VLI-880 (C), VLI-885 (C), XAS-1-US (C), XAS-2- [Gamewell FCI, Xtralis] [IDC] 01 [FAULT 1] 7100X (C), 8100 (C), 9400X (C), AAD-7100X (C), AAD-8100 (C), VEP-A00-1P, VEP-A00-1P-NTF, VEP-A00-P, VEP-A00-P-NTF, VEP-A10-P, VEP-A10-P-NTF, VLF-250 (C), VLF-500 (C), VLI-880 (C), VLI-885 (C), XAS-1-US (C), XAS- [Gamewell FCI, Xtralis] [IDC] 02 [ACTION] 7100X (C), 8100 (C), 9400X (C), AAD-7100X (C), AAD-8100 (C), VEP-A00-1P, VEP-A00-1P-NTF, VEP-A00-P, VEP-A00-P-NTF, VEP-A10-P, VEP-A10-P-NTF, VLF-250 (C), VLF-500 (C), VLI-880 (C), VLI-885 (C), XAS-1-US (C), XAS-2 [Gamewell FCI] [AUX POWER] 7100X (C), 8100 (C), 9400X (C), AAD-7100X (C), AAD-8100 (C)
a31c2194-6daa-4dca-8504-ba0ffb8fe0c2 |  |  |  | North | Potter | [5 empty] | Module | TRUE | ZA-42 | + | Zone Adder Module | 1 | 0.045 | 0.12 |  |  |  |  | FALSE | [5 empty] | #FFFFFFFF |  |  | FALSE | FALSE | FALSE |  |  |  | 7165-0328:0155 | [10 empty] | FALSE | [7 empty] | THOR\acont | 2024-10-09 10:48 |  |  | [Potter] ZA-42
874a0b6f-e6f0-4e39-99f5-ba1667165598 | NFPA 170 SPEAKER STROBE |  |  | North | Eaton Wheelock |  | Speaker/Strobe |  |  |  | Module | TRUE | E60-24MCW-FW |  | Speaker/Strobe, 24 VDC, Multi-Candela, 25/70 Vrms, white | 1 | 0 | 0.102 |  |  |  |  | FALSE | FALSE |  |  |  |  | #FF0070C0 | FA-NFPA 170 SPEAKER STROBE | 1 | FALSE | FALSE | FALSE | 2019 | [13 empty] | FALSE | [7 empty] | THOR\acont | 2024-09-08 17:27 |  | [Eaton Wheelock, Hochiki] [AUDIO 25v] [25V AUDIO] E60-24MCC-FR (C), E60-24MCC-FW (C), E60-24MCCH-FR (C), E60-24MCCH-FW (C), E60-24MCW-FR, E60-24MCW-FW, E60-24MCWH-FR, E60-24MCWH-FW, E60-R, E60-W [Eaton Wheelock, Hochiki] [AUDIO 70.7v] [70V AUDIO] E60-24MCC-FR (C), E60-24MCC-FW (C), E60-24MCCH-FR (C), E60-24MCCH-FW (C), E60-24MCW-FR, E60-24MCW-FW, E60-24MCWH-FR, E60-24MCWH-FW, E60-R, E60-W [Eaton Wheelock, Hochiki] [NAC] E60-24MCW-FR, E60-24MCW-FW
edbf0e09-24d2-43b5-ae78-ba17d0818fa5 | NFPA 170 SPEAKER WALL |  |  | North | Kidde |  | Speaker |  |  |  | Module | TRUE | EG4SRN |  | Speaker, Wall, Red, None | 1 | [6 empty] | FALSE | FALSE | GRSW-10 | G4RSB |  |  | #FF0070C0 | FA-NFPA 170 SPEAKER WALL | 1 | FALSE | FALSE | FALSE | 2021 | [13 empty] | FALSE |  |  | C |  |  | DESKTOP-7EIEB7A\acont | 2021-05-24 09:19 | THOR\acont | 2025-02-25 13:49 | Cloned from Edwards G4SRN | [Edwards, Hochiki, Kidde] [AUDIO 25v] [25V AUDIO] EG4SRF, EG4SRN, EG4SVRF, EG4SVRN, EG4SVWA, EG4SVWF, EG4SVWN, EG4SWA, EG4SWF, EG4SWN, G4SRF, G4SRN, G4SVRF, G4SVRN, G4SVWA, G4SVWF, G4SVWN, G4SWA, G4SWF, G4SWN, WGSRA, WGSRF, WGSRF-FR, WGSRF-SP, WGSRN, WGS [Edwards, Hochiki, Kidde] [AUDIO 70.7v] [70V AUDIO] EG4SRF, EG4SRN, EG4SVRF, EG4SVRN, EG4SVWA, EG4SVWF, EG4SVWN, EG4SWA, EG4SWF, EG4SWN, G4SRF, G4SRN, G4SVRF, G4SVRN, G4SVWA, G4SVWF, G4SVWN, G4SWA, G4SWF, G4SWN, WGSRA, WGSRF, WGSRF-FR, WGSRF-SP, WGSRN, W
7826c0cf-a946-44a1-8564-ba1f36102059 | NFPA 170 MANUAL PULL |  |  | North | Simplex |  | Manual Station |  |  |  | Module | TRUE | 2099-9759 | ++ | Non-Coded, Non-Addressable Manual Station, Double Action | 1 | [6 empty] | FALSE | TRUE | Flush | Single gang box 2-1/2" deep 4" square box, 2-1/8" (54 mm) minimum | 5" H x 3-3/4" W x 1" D (127 mm x 95 mm x 25 mm) |  | #FFFF0000 | FA-NFPA 170 MANUAL PULL | 1 | FALSE | FALSE | FALSE | 1408 | [13 empty] | FALSE |  |  | SBP |  |  | DESKTOP-7EIEB7A\acont | 2023-03-07 06:38 | THOR\acont | 2024-09-08 17:27 | Cloned from Simplex 2099-9103 | [Autocall, Simplex] [IDC] 01 2098-9201 (C), 2098-9202 (C), 2098-9203 (C), 2098-9208 (C), 2098-9576 (C), 2099-9101 (C), 2099-9102 (C), 2099-9103 (C), 2099-9104 (C), 2099-9105 (C), 2099-9107 (C), 2099-9108 (C), 2099-9754 (C), 2099-9755 (C), 2099-9756 (C),
4ae3a1dc-e680-47b7-9d46-ba29e7e16728 | NFPA 170 LOCAL OPERATOR CONSOLE | RISER LOC |  | North | Fike |  | Local Operator Console |  |  |  | Assembly | TRUE | 10-2801-1-0-01-0-1-01 | ++ | Local Operating Console with RDU | 1 | [6 empty] | FALSE |  | Flush or surface mount | 18 gauge steel | 16.70” x 15.0” x 5.45” (42.4 cm x 38.1 cm x 13.8 cm) |  | #FFFF0000 | FA-NFPA 170 LOCAL OPERATOR CONSOLE | 1 | FALSE | FALSE | FALSE | [14 empty] | FALSE | [5 empty] | AULAPTOP-PC\Aulaptop | 2018-11-28 04:45 | THOR\acont | 2024-12-30 12:22 | Cloned from Fike New Part CLONED CLONED CLONED | [Fike] [AUX POWER] [*] [AUX INPUT ++] 10-2631, 10-2646, 10-2800‐1‐0‐01‐0‐1‐01, 10-2801-1-0-01-0-1-01, FIK-5883 [Fike] [RS-485] 10-2631, 10-2646, 10-2800‐1‐0‐01‐0‐1‐01, 10-2801-1-0-01-0-1-01 | [Fike] 10-2800‐1‐0‐01‐0‐1‐01, 10-2801-1-0-01-0-1-01
6aefb5b6-c262-4a56-ab25-ba2c7f53f6e8 | NFPA 170 INTERSECT |  |  | North | N/A |  | Miscellaneous |  |  |  | Module | TRUE | FURNISHED BY OTHERS |  | WIREPATH INTERSECTION | 1 | [6 empty] | FALSE |  | PROVIDED BY ELECTRICAL CONTRACTOR |  | PROVIDED BY OTHERS |  | #FFFF0000 | FA-NFPA 170 INTERSECT | 1 | TRUE | FALSE | FALSE | 6000 | [13 empty] | FALSE | [5 empty] | DESKTOP-7EIEB7A\acont | 2022-02-02 10:55 | THOR\acont | 2024-09-08 17:27 | Cloned from Generic WIREPATH INTERSECTION | [Generic, N/A] [JUNCTION PASSTHROUGH] [#40] CLASS A RETURN, END OF LINE DEVICE, END OF LINE RESISTOR, FIBER PATCH PANEL, FIRE ALARM TERMINAL CABINET, FURNISHED BY OTHERS, FURNISHED BY OTHERS, JUNCTION BOX, JUNCTION BOX CEILING, LINE BREAK (DOUBLE), LINE [Generic, N/A] [JUNCTION PASSTHROUGH] [#42] CLASS A RETURN, END OF LINE DEVICE, END OF LINE RESISTOR, FIBER PATCH PANEL, FIRE ALARM TERMINAL CABINET, FURNISHED BY OTHERS, FURNISHED BY OTHERS, JUNCTION BOX, JUNCTION BOX CEILING, LINE BREAK (DOUBLE), LINE [Generic, N/A] [JUNCTION PASSTHROUGH] [#13] CLASS A RETURN, END OF LINE DEVICE, END OF LINE RESISTOR, FIBER PATCH PANEL, FIRE ALARM TERMINAL CABINET, FURNISHED BY OTHERS, FURNISHED BY OTHERS, JUNCTION BOX, JUNCTION BOX CEILING, LINE BREAK (DOUBLE), LINE [Generic, N/A, Space Age Electronics] [JUNCTION PASSTHROUGH] [#8] CLASS A RETURN, END OF LINE DEVICE, END OF LINE RESISTOR, FIBER PATCH PANEL, FIRE ALARM TERMINAL CABINET, FURNISHED BY OTHERS, FURNISHED BY OTHERS, JUNCTION BOX, JUNCTION BOX CEILING, LINE [Generic, N/A] [JUNCTION PASSTHROUGH] [#27] CLASS A RETURN, END OF LINE DEVICE, END OF LINE RESISTOR, FIBER PATCH PANEL, FIRE ALARM TERMINAL CABINET, FURNISHED BY OTHERS, FURNISHED BY OTHERS, JUNCTION BOX, JUNCTION BOX CEILING, LINE BREAK (DOUBLE), LINE [Generic, N/A] [JUNCTION PASSTHROUGH] [#39] CLASS A RETURN, END OF LINE DEVICE, END OF LINE RESISTOR, FIBER PATCH PANEL, FIRE ALARM TERMINAL CABINET, FURNISHED BY OTHERS, FURNISHED BY OTHERS, JUNCTION BOX, JUNCTION BOX CEILING, LINE BREAK (DOUBLE), LINE [Generic, N/A] [JUNCTION PASSTHROUGH] [#17] CLASS A RETURN, END OF LINE DEVICE, END OF LINE RESISTOR, FIBER PATCH PANEL, FIRE ALARM TERMINAL CABINET, FURNISHED BY OTHERS, FURNISHED BY OTHERS, JUNCTION BOX, JUNCTION BOX CEILING, LINE BREAK (DOUBLE), LINE [Generic, N/A] [JUNCTION PASSTHROUGH] [#23] CLASS A RETURN, END OF LINE DEVICE, END OF LINE RESISTOR, FIBER PATCH PANEL, FIRE ALARM TERMINAL CABINET, FURNISHED BY OTHERS, FURNISHED BY OTHERS, JUNCTION BOX, JUNCTION BOX CEILING, LINE BREAK (DOUBLE), LINE [Generic, N/A] [JUNCTION PASSTHROUGH] [#34] CLASS A RETURN, END OF LINE DEVICE, END OF LINE RESISTOR, FIBER PATCH PANEL, FIRE ALARM TERMINAL CABINET, FURNISHED BY OTHERS, FURNISHED BY OTHERS, JUNCTION BOX, JUNCTION BOX CEILING, LINE BREAK (DOUBLE), LINE [Generic, N/A] [JUNCTION PASSTHROUGH] [#30] CLASS A RETURN, END OF LINE DEVICE, END OF LINE RESISTOR, FIBER PATCH PANEL, FIRE ALARM TERMINAL CABINET, FURNISHED BY OTHERS, FURNISHED BY OTHERS, JUNCTION BOX, JUNCTION BOX CEILING, LINE BREAK (DOUBLE), LINE [Generic, N/A] [JUNCTION PASSTHROUGH] [#20] CLASS A RETURN, END OF LINE DEVICE, END OF LINE RESISTOR, FIBER PATCH PANEL, FIRE ALARM TERMINAL CABINET, FURNISHED BY OTHERS, FURNISHED BY OTHERS, JUNCTION BOX, JUNCTION BOX CEILING, LINE BREAK (DOUBLE), LINE [Generic, N/A] [JUNCTION PASSTHROUGH] [#21] CLASS A RETURN, END OF LINE DEVICE, END OF LINE RESISTOR, FIBER PATCH PANEL, FIRE ALARM TERMINAL CABINET, FURNISHED BY OTHERS, FURNISHED BY OTHERS, JUNCTION BOX, JUNCTION BOX CEILING, LINE BREAK (DOUBLE), LINE [Generic, N/A, Space Age Electronics] [JUNCTION PASSTHROUGH] 02 [ALL DEVICES ++] CLASS A RETURN, END OF LINE DEVICE, END OF LINE RESISTOR, FIBER PATCH PANEL, FIRE ALARM TERMINAL CABINET, FURNISHED BY OTHERS, FURNISHED BY OTHERS, JUNCTION BOX, JUNCTION BO [Generic, N/A] [JUNCTION PASSTHROUGH] [#15] CLASS A RETURN, END OF LINE DEVICE, END OF LINE RESISTOR, FIBER PATCH PANEL, FIRE ALARM TERMINAL CABINET, FURNISHED BY OTHERS, FURNISHED BY OTHERS, JUNCTION BOX, JUNCTION BOX CEILING, LINE BREAK (DOUBLE), LINE [Generic, N/A, Space Age Electronics] [JUNCTION PASSTHROUGH] [#7] CLASS A RETURN, END OF LINE DEVICE, END OF LINE RESISTOR, FIBER PATCH PANEL, FIRE ALARM TERMINAL CABINET, FURNISHED BY OTHERS, FURNISHED BY OTHERS, JUNCTION BOX, JUNCTION BOX CEILING, LINE [Generic, N/A] [JUNCTION PASSTHROUGH] [#26] CLASS A RETURN, END OF LINE DEVICE, END OF LINE RESISTOR, FIBER PATCH PANEL, FIRE ALARM TERMINAL CABINET, FURNISHED BY OTHERS, FURNISHED BY OTHERS, JUNCTION BOX, JUNCTION BOX CEILING, LINE BREAK (DOUBLE), LINE [Generic, N/A] [JUNCTION PASSTHROUGH] [#16] CLASS A RETURN, END OF LINE DEVICE, END OF LINE RESISTOR, FIBER PATCH PANEL, FIRE ALARM TERMINAL CABINET, FURNISHED BY OTHERS, FURNISHED BY OTHERS, JUNCTION BOX, JUNCTION BOX CEILING, LINE BREAK (DOUBLE), LINE [Generic, N/A, Space Age Electronics] [JUNCTION PASSTHROUGH] [#4] CLASS A RETURN, END OF LINE DEVICE, END OF LINE RESISTOR, FIBER PATCH PANEL, FIRE ALARM TERMINAL CABINET, FURNISHED BY OTHERS, FURNISHED BY OTHERS, JUNCTION BOX, JUNCTION BOX CEILING, LINE [Generic, N/A] [JUNCTION PASSTHROUGH] [#12] CLASS A RETURN, END OF LINE DEVICE, END OF LINE RESISTOR, FIBER PATCH PANEL, FIRE ALARM TERMINAL CABINET, FURNISHED BY OTHERS, FURNISHED BY OTHERS, JUNCTION BOX, JUNCTION BOX CEILING, LINE BREAK (DOUBLE), LINE [Generic, N/A] [JUNCTION PASSTHROUGH] [#24] CLASS A RETURN, END OF LINE DEVICE, END OF LINE RESISTOR, FIBER PATCH PANEL, FIRE ALARM TERMINAL CABINET, FURNISHED BY OTHERS, FURNISHED BY OTHERS, JUNCTION BOX, JUNCTION BOX CEILING, LINE BREAK (DOUBLE), LINE [Generic, N/A] [JUNCTION PASSTHROUGH] [#38] CLASS A RETURN, END OF LINE DEVICE, END OF LINE RESISTOR, FIBER PATCH PANEL, FIRE ALARM TERMINAL CABINET, FURNISHED BY OTHERS, FURNISHED BY OTHERS, JUNCTION BOX, JUNCTION BOX CEILING, LINE BREAK (DOUBLE), LINE [Generic, N/A] [JUNCTION PASSTHROUGH] [#19] CLASS A RETURN, END OF LINE DEVICE, END OF LINE RESISTOR, FIBER PATCH PANEL, FIRE ALARM TERMINAL CABINET, FURNISHED BY OTHERS, FURNISHED BY OTHERS, JUNCTION BOX, JUNCTION BOX CEILING, LINE BREAK (DOUBLE), LINE [Generic, N/A] [JUNCTION PASSTHROUGH] [#14] CLASS A RETURN, END OF LINE DEVICE, END OF LINE RESISTOR, FIBER PATCH PANEL, FIRE ALARM TERMINAL CABINET, FURNISHED BY OTHERS, FURNISHED BY OTHERS, JUNCTION BOX, JUNCTION BOX CEILING, LINE BREAK (DOUBLE), LINE [Generic, N/A] [JUNCTION PASSTHROUGH] [#22] CLASS A RETURN, END OF LINE DEVICE, END OF LINE RESISTOR, FIBER PATCH PANEL, FIRE ALARM TERMINAL CABINET, FURNISHED BY OTHERS, FURNISHED BY OTHERS, JUNCTION BOX, JUNCTION BOX CEILING, LINE BREAK (DOUBLE), LINE [Generic, N/A] [JUNCTION PASSTHROUGH] [#9] CLASS A RETURN, END OF LINE DEVICE, END OF LINE RESISTOR, FIBER PATCH PANEL, FIRE ALARM TERMINAL CABINET, FURNISHED BY OTHERS, FURNISHED BY OTHERS, JUNCTION BOX, JUNCTION BOX CEILING, LINE BREAK (DOUBLE), LINE B [Generic, N/A] [JUNCTION PASSTHROUGH] [#37] CLASS A RETURN, END OF LINE DEVICE, END OF LINE RESISTOR, FIBER PATCH PANEL, FIRE ALARM TERMINAL CABINET, FURNISHED BY OTHERS, FURNISHED BY OTHERS, JUNCTION BOX, JUNCTION BOX CEILING, LINE BREAK (DOUBLE), LINE [Generic, N/A, Space Age Electronics] [JUNCTION PASSTHROUGH] [#6] CLASS A RETURN, END OF LINE DEVICE, END OF LINE RESISTOR, FIBER PATCH PANEL, FIRE ALARM TERMINAL CABINET, FURNISHED BY OTHERS, FURNISHED BY OTHERS, JUNCTION BOX, JUNCTION BOX CEILING, LINE [Generic, N/A] [JUNCTION PASSTHROUGH] [#18] CLASS A RETURN, END OF LINE DEVICE, END OF LINE RESISTOR, FIBER PATCH PANEL, FIRE ALARM TERMINAL CABINET, FURNISHED BY OTHERS, FURNISHED BY OTHERS, JUNCTION BOX, JUNCTION BOX CEILING, LINE BREAK (DOUBLE), LINE [Generic, N/A] [JUNCTION PASSTHROUGH] [#41] CLASS A RETURN, END OF LINE DEVICE, END OF LINE RESISTOR, FIBER PATCH PANEL, FIRE ALARM TERMINAL CABINET, FURNISHED BY OTHERS, FURNISHED BY OTHERS, JUNCTION BOX, JUNCTION BOX CEILING, LINE BREAK (DOUBLE), LINE [Generic, N/A, Space Age Electronics] [JUNCTION PASSTHROUGH] [#3] CLASS A RETURN, END OF LINE DEVICE, END OF LINE RESISTOR, FIBER PATCH PANEL, FIRE ALARM TERMINAL CABINET, FURNISHED BY OTHERS, FURNISHED BY OTHERS, JUNCTION BOX, JUNCTION BOX CEILING, LINE [Generic, N/A] [JUNCTION PASSTHROUGH] [#10] CLASS A RETURN, END OF LINE DEVICE, END OF LINE RESISTOR, FIBER PATCH PANEL, FIRE ALARM TERMINAL CABINET, FURNISHED BY OTHERS, FURNISHED BY OTHERS, JUNCTION BOX, JUNCTION BOX CEILING, LINE BREAK (DOUBLE), LINE [Generic, N/A] [JUNCTION PASSTHROUGH] [#25] CLASS A RETURN, END OF LINE DEVICE, END OF LINE RESISTOR, FIBER PATCH PANEL, FIRE ALARM TERMINAL CABINET, FURNISHED BY OTHERS, FURNISHED BY OTHERS, JUNCTION BOX, JUNCTION BOX CEILING, LINE BREAK (DOUBLE), LINE [Generic, N/A] [JUNCTION PASSTHROUGH] [#32] CLASS A RETURN, END OF LINE DEVICE, END OF LINE RESISTOR, FIBER PATCH PANEL, FIRE ALARM TERMINAL CABINET, FURNISHED BY OTHERS, FURNISHED BY OTHERS, JUNCTION BOX, JUNCTION BOX CEILING, LINE BREAK (DOUBLE), LINE [Generic, N/A] [JUNCTION PASSTHROUGH] [#31] CLASS A RETURN, END OF LINE DEVICE, END OF LINE RESISTOR, FIBER PATCH PANEL, FIRE ALARM TERMINAL CABINET, FURNISHED BY OTHERS, FURNISHED BY OTHERS, JUNCTION BOX, JUNCTION BOX CEILING, LINE BREAK (DOUBLE), LINE [Generic, N/A, Space Age Electronics] [JUNCTION PASSTHROUGH] [#5] CLASS A RETURN, END OF LINE DEVICE, END OF LINE RESISTOR, FIBER PATCH PANEL, FIRE ALARM TERMINAL CABINET, FURNISHED BY OTHERS, FURNISHED BY OTHERS, JUNCTION BOX, JUNCTION BOX CEILING, LINE [Generic, N/A] [JUNCTION PASSTHROUGH] [#36] CLASS A RETURN, END OF LINE DEVICE, END OF LINE RESISTOR, FIBER PATCH PANEL, FIRE ALARM TERMINAL CABINET, FURNISHED BY OTHERS, FURNISHED BY OTHERS, JUNCTION BOX, JUNCTION BOX CEILING, LINE BREAK (DOUBLE), LINE [Generic, N/A] [JUNCTION PASSTHROUGH] [#28] CLASS A RETURN, END OF LINE DEVICE, END OF LINE RESISTOR, FIBER PATCH PANEL, FIRE ALARM TERMINAL CABINET, FURNISHED BY OTHERS, FURNISHED BY OTHERS, JUNCTION BOX, JUNCTION BOX CEILING, LINE BREAK (DOUBLE), LINE [Generic, N/A] [JUNCTION PASSTHROUGH] [#35] CLASS A RETURN, END OF LINE DEVICE, END OF LINE RESISTOR, FIBER PATCH PANEL, FIRE ALARM TERMINAL CABINET, FURNISHED BY OTHERS, FURNISHED BY OTHERS, JUNCTION BOX, JUNCTION BOX CEILING, LINE BREAK (DOUBLE), LINE [Generic, N/A, Space Age Electronics] [JUNCTION PASSTHROUGH] [#2] CLASS A RETURN, END OF LINE DEVICE, END OF LINE RESISTOR, FIBER PATCH PANEL, FIRE ALARM TERMINAL CABINET, FURNISHED BY OTHERS, FURNISHED BY OTHERS, JUNCTION BOX, JUNCTION BOX CEILING, LINE [Generic, N/A] [JUNCTION PASSTHROUGH] [#33] CLASS A RETURN, END OF LINE DEVICE, END OF LINE RESISTOR, FIBER PATCH PANEL, FIRE ALARM TERMINAL CABINET, FURNISHED BY OTHERS, FURNISHED BY OTHERS, JUNCTION BOX, JUNCTION BOX CEILING, LINE BREAK (DOUBLE), LINE [Generic, N/A] [JUNCTION PASSTHROUGH] [#11] CLASS A RETURN, END OF LINE DEVICE, END OF LINE RESISTOR, FIBER PATCH PANEL, FIRE ALARM TERMINAL CABINET, FURNISHED BY OTHERS, FURNISHED BY OTHERS, JUNCTION BOX, JUNCTION BOX CEILING, LINE BREAK (DOUBLE), LINE [Generic, N/A] [JUNCTION PASSTHROUGH] [#29] CLASS A RETURN, END OF LINE DEVICE, END OF LINE RESISTOR, FIBER PATCH PANEL, FIRE ALARM TERMINAL CABINET, FURNISHED BY OTHERS, FURNISHED BY OTHERS, JUNCTION BOX, JUNCTION BOX CEILING, LINE BREAK (DOUBLE), LINE
ad9fd9ce-8d5c-4d47-827f-ba3180bddcc1 |  |  |  | North | MIRCOM |  | Hardware |  |  |  | Hardware | TRUE | BB-1001XTW | + | QX-mini-RM backbox and white front door | 1 | [6 empty] | FALSE | [5 empty] | #FFFFFFFF |  |  | FALSE | FALSE | FALSE | [14 empty] | FALSE | [7 empty] | THOR\acont | 2024-10-09 10:48
4f20f009-5155-4485-8bcf-ba34fb5df629 | NFPA 170 SPEAKER WALL |  |  | North | Edwards |  | Speaker |  |  |  | Module | TRUE | 757-1A-R25W | + | Re-Entrant Speaker, 25V 2, 4, 8, 15w | 1 | [6 empty] | FALSE | [5 empty] | #FF0070C0 | FA-NFPA 170 SPEAKER WALL | 1 | FALSE | FALSE | FALSE | 2021 | [13 empty] | FALSE | [7 empty] | THOR\acont | 2024-09-08 17:27 |  | [Edwards] [AUDIO 25v] [25V AUDIO] 757-1A-R25, 757-1A-R25W, 757-7A-SS25, 757-7A-SS25W
6bb3a469-aaa1-4eb7-8d68-ba3fc57a14b1 | NFPA 170 MANUAL PULL |  |  | North | Autocall |  | Manual Station |  |  |  | Module | TRUE | A2099-9103 | ++ | Non-Coded, Non-Addressable Manual Station, Double Action | 1 | [6 empty] | FALSE | TRUE | Flush | Single gang box 2-1/2" deep 4" square box, 2-1/8" (54 mm) minimum | 5" H x 3-3/4" W x 1" D (127 mm x 95 mm x 25 mm) |  | #FFFF0000 | FA-NFPA 170 MANUAL PULL | 1 | FALSE | FALSE | FALSE | 1408 | [13 empty] | FALSE |  |  | SBP |  |  | THOR\acont | 2024-02-06 07:07 | THOR\acont | 2024-09-08 17:27 | Cloned from Simplex 2099-9103 | [Autocall, Simplex] [IDC] 01 2098-9201 (C), 2098-9202 (C), 2098-9203 (C), 2098-9208 (C), 2098-9576 (C), 2099-9101 (C), 2099-9102 (C), 2099-9103 (C), 2099-9104 (C), 2099-9105 (C), 2099-9107 (C), 2099-9108 (C), 2099-9754 (C), 2099-9755 (C), 2099-9756 (C),
b0d00ec2-b8d7-4487-a637-ba43bb6a692e |  |  |  | North | Bosch | [5 empty] | Module | TRUE | D56 | * | Mounting Box For Keypad | 1 | [12 empty] | #FFFFFFFF |  |  | FALSE | FALSE | FALSE | [20 empty] | DESKTOP-7EIEB7A\acont | 2021-08-13 06:25 | THOR\acont | 2024-10-09 10:48
ba46c2bb-05da-460a-a230-ba4c12c519e9 |  |  |  | North | Bosch | [5 empty] | Module | TRUE | NB-NDAUPMT | * | OSCH PENDANT PIPE 12 IN | 1 | [12 empty] | #FFFFFFFF |  |  | FALSE | FALSE | FALSE | [20 empty] | DESKTOP-7EIEB7A\acont | 2021-08-13 06:25 | THOR\acont | 2024-10-09 10:48
c2884c1d-90c8-490b-9579-ba4e627937ca |  |  |  | North | MIRCOM |  | Cards & Components |  |  |  | Card | TRUE | ICAC-306 |  | Six Initiating Circuit Class “A” Converter Module | 1 | [6 empty] | TRUE | [5 empty] | #FFFFFFFF |  |  | FALSE | FALSE | FALSE | [14 empty] | FALSE | [5 empty] | AULAPTOP-PC\Aulaptop | 2018-10-13 06:23 | THOR\acont | 2024-10-09 10:48 | Cloned from MIRCOM New Part
e70c024e-3ea4-4c8e-979e-ba4e98160935 | NFPA 170 NON ADDRESSABLE RELAY |  |  | North | Edwards |  | Non-Addressable Relay |  |  |  | Module | TRUE | 6554-1 |  | Auxiliary Relay - 120Vac, 2 gang | 1 | [6 empty] | FALSE | [5 empty] | #FFFF0000 | FA-NFPA 170 NON ADDRESSABLE RELAY | 1 | FALSE | FALSE | FALSE | 1300 | [13 empty] | FALSE | [7 empty] | THOR\acont | 2024-09-08 17:27
43f19cd7-a8f2-4f0d-8537-ba52bbae2939 |  |  |  | North | Bosch | [5 empty] | Module | TRUE | B4512-C-920 | * | B Series IP panel kit w/B10/ CX4010/B920 | 1 | [12 empty] | #FFFFFFFF |  |  | FALSE | FALSE | FALSE | [20 empty] | DESKTOP-7EIEB7A\acont | 2021-08-13 06:25 | THOR\acont | 2024-10-09 10:48
a8fbc7f5-65ce-41ab-8b92-ba53c64b943e | NFPA 170 SMOKE HEAT CO DETECTOR |  |  | North | Potter |  | Smoke/Heat/CO Detector |  |  |  | Module | TRUE | PAD200-PHCD w/PAD100-SB (Split) | + | Photoelectric Smoke/Hea/CO Detector with 6" Base with One Form-C Relay Contact | 1 | 0.0005 | 0.0005 |  |  |  |  | FALSE | TRUE |  |  |  |  | #FFFF0000 | FA-NFPA 170 SMOKE HEAT CO DETECTOR | 1 | FALSE | FALSE | FALSE | 1411 | [13 empty] | FALSE |  |  | SB |  |  | THOR\acont | 2025-02-13 11:50 |  |  | Cloned from Potter PAD200-PHCD w/PAD100-SB | [Potter] [AUX POWER] PAD100-CD w/PAD100-SB, PAD100-HD w/PAD100-SB, PAD100-PD w/PAD100-SB (C), PAD100-PHD w/PAD100-SB (C), PAD100-PHD w/PAD100-SB (Split) (C), PAD200-PCD (C), PAD200-PCD (Split) (C), PAD200-PCD w/PAD100-SB (C), PAD200-PCD w/PAD100-SB (Spli [Potter] [SLC PAD] [*] [#2 SHARED ADDR ¦ SENSORS] PAD100-CD w/PAD100-4DB, PAD100-CD w/PAD100-6DB, PAD100-CD w/PAD100-IB, PAD100-CD w/PAD100-LFSB, PAD100-CD w/PAD100-RB, PAD100-CD w/PAD100-SB, PAD100-CD w/PAD100-SPKB, PAD100-DUCT (C), PAD100-DUCTR (C), PA
300d4746-474c-4de7-9eb2-ba5c3f422ea6 |  |  |  | North | Siemens | [5 empty] | Module | TRUE | SB-15 | 310-087863 | SURFACE MNTG BOX MS-151,157,M | 1 | [12 empty] | #FFFFFFFF |  |  | FALSE | FALSE | FALSE | [20 empty] | DESKTOP-7SAL8M7\acont | 2019-08-13 09:04 | THOR\acont | 2024-10-09 10:48
b630c5ad-82ea-403b-8904-ba618f8b1d38 | KEY SWITCH |  |  | North | Janus |  | Switch |  |  |  | Module | TRUE | LOS-1 |  | Keyed Lock-Out Station | 1 | [6 empty] | FALSE | [5 empty] | #FFFF0000 | FA-KEY SWITCH | 1 | FALSE | FALSE | FALSE | 957 | [13 empty] | FALSE | [5 empty] | DESKTOP-QGO6JOK\acont | 2021-06-01 11:36 | THOR\acont | 2024-09-08 17:27 | Cloned from Janus MAS-1 | [Janus] [IDC] 01 20722, ARS-1, LOS-1, MAS-1, MAS-2, MMS-1, MMS-4, MRS-1, SG-42SK1, SGX-32SK1
75f43dbe-34d7-4ff4-bc02-ba6943f26f30 | NFPA 170 DUCT SMOKE DETECTOR |  |  | North | Firelite |  | Duct Smoke Detector |  |  |  | Module | TRUE | D4120 | ++ | 4-Wire Photoelectric Duct Smoke Detector | 1 | 0.021 | 0.065 |  |  |  |  | FALSE | TRUE |  |  |  |  | #FFFF0000 | FA-NFPA 170 DUCT SMOKE DETECTOR | 1 | FALSE | FALSE | FALSE | 1400 | [13 empty] | FALSE | [5 empty] | DESKTOP-QGO6JOK\acont | 2024-10-18 20:56 |  |  | Cloned from Notifier D4120 | [Firelite, Macurco, Notifier, Silent Knight, System Sensor] [IDC] 01 [IDC 4-WIRE ++] 1251B (C), 1412B (C), 1424 (C), 2112/24AT (C), 2112/24S (C), 2112/24TS (C), 2112AITR (C), 2112ATR (C), 2112R (C), 2124AITR (C), 2124ATR (C), 2124R (C), 2151 w/B110RLP (C [Firelite, Macurco, Notifier, Silent Knight, System Sensor] [AUX POWER] [*] [AUX INPUT ++] 1251B (C), 1412B (C), 1424 (C), 2112/24AT (C), 2112/24S (C), 2112/24TS (C), 2112AITR (C), 2112ATR (C), 2112R (C), 2124AITR (C), 2124ATR (C), 2124R (C), 2151 w/B110 | [Fike, Firelite, Monaco Enterprises, Notifier, Space Age Electronics] 723-370-00, 723-371-00, D365PL, D4120, D4120W, DNR, DNR w/FIK‐2351R, DNR w/FSP-851R, DNR w/FSP-951R, DNR w/FSP-951R-IV, DNR w/NP-100R, DNR w/NP-200R, DNR w/SD365R, DNRW, DNRW w/FSP-951R
62523902-dc86-4b3f-b502-ba6b8178d336 | NFPA 170 REMOTE INDICATOR |  |  | North | Hochiki |  | Remote Indicator |  |  |  | Module | TRUE | MS-RA | REMOTE ALARM INDICATOR | REMOTE ALARM INDICATOR | 1 | 0.0015 | 0.0015 |  |  |  |  | TRUE |  |  | *Refer to Install Sheet |  |  | #FFFF0000 | FA-NFPA 170 REMOTE INDICATOR | 1 | FALSE | FALSE | FALSE | 2016 | [19 empty] | DESKTOP-0D6CQVA\lousc | 2019-10-12 10:34 | THOR\acont | 2024-09-08 17:27 | Cloned from Hochiki RAI-LED | [Hochiki] [RTS] [ALARM LED] MS-KA/P/R, MS-KA/R, MS-RA, MS-RA/P, MS-RA/P/R, MS-RA/R, MS-RH/KA/P/R [Hochiki] [RTS] [HORN] MS-KA/P/R, MS-KA/R, MS-RA, MS-RA/P, MS-RA/P/R, MS-RA/R, MS-RH/KA/P/R [Hochiki] [RTS] [PILOT LED] MS-KA/P/R, MS-KA/R, MS-RA, MS-RA/P, MS-RA/P/R, MS-RA/R, MS-RH/KA/P/R
d28b60b8-8af8-415c-9f9e-ba6d3f4cd81a | NFPA 170 HORN STROBE |  |  | North | Edwards |  | Horn/Strobe |  |  |  | Module | TRUE | WGAVWA | ++ | Outdoor rated horn-strobe, white, alert | 1 | [6 empty] | FALSE | [5 empty] | #FF0070C0 | FA-NFPA 170 HORN STROBE | 1 | FALSE | FALSE | FALSE | 2012 | [13 empty] | FALSE |  |  | WP |  |  | THOR\acont | 2024-04-09 07:58 | THOR\acont | 2024-09-08 17:27 | Cloned from Edwards WGAVRA CLONED CLONED | [Edwards, Kidde] [NAC] [VDC, TEMPORAL] WGAVRA, WGAVRF, WGAVRF-FR, WGAVRF-SP, WGAVRN, WGAVWA, WGAVWF, WGAVWF-FR, WGAVWF-SP, WGAVWN
427ac2be-9fcc-4205-982d-ba735b5893df | NFPA 170 SMOKE DETECTOR |  |  | North | Siemens |  | Smoke Detector |  |  |  | Module | TRUE | FP-11 w/DB-11 |  | Smoke Detector w/6" Base | 1 | 0.00028 | 0.00028 |  |  |  |  | FALSE | TRUE |  |  |  |  | #FFFF0000 | FA-NFPA 170 SMOKE DETECTOR | 1 | FALSE | FALSE | FALSE | 1408 | [13 empty] | FALSE | [7 empty] | THOR\acont | 2024-09-08 17:27 | 20191121 AC Detector with base | [Siemens] [SLC MODULES SENSORS] [*] [#2 SHARED ADDR ¦ SENSORS] FDBZ492 w/OP921 (C), FDBZ492-HR w/FDO421 (C), FDBZ492-HR w/OP921 (C), FDO421 (C), FDO421 w/DB-11 BASE (C), FDOT421 w/DB-11 BASE (C), FDOT421 w/DB2-HR BASE (C), FDT421 w/DB-11 BASE, FP-11 w/DB
9bc8d1ab-99a0-4495-aaf7-ba798dba8bd2 | CADGEN INTRUSION CONTACT |  |  | North | Bosch |  | Intrusion Contact |  |  |  | Module | TRUE | 24ISN-CSM20-WGW |  | CNTCT SM CMMRCL SIDE GAP NON-ARMORED | 1 | [6 empty] | FALSE | [5 empty] | #FFFF0000 | FA-CADGEN INTRUSION CONTACT | 1 | FALSE | FALSE | FALSE | [14 empty] | FALSE | [7 empty] | THOR\acont | 2024-09-08 17:27 |  | [Bosch] [IDC] 01 [*] [ALARM] 24ISN-CSM20-WGW, D273, D273TH, D273THE (C), FCP-350-P w/FCA-350-B6, FCP-350-PTH w/FCA-350-B6, FMM-100SATK
03737303-a795-4596-8f9c-ba8afb2e0312 |  |  |  | North | Edwards |  | Hardware |  |  |  | Hardware | TRUE | STI-6583 |  | Heater 8 Watts, 24Vac, use 598 or 599 transformer | 1 | [6 empty] | FALSE | [5 empty] | #FFFFFFFF |  |  | FALSE | FALSE | FALSE | [14 empty] | FALSE | [7 empty] | THOR\acont | 2024-10-09 10:48
d4a8d64d-5887-4ec6-91f9-ba9089b99296 |  |  |  | North | Simplex |  | Hardware |  |  |  | Hardware | TRUE | 2975-9445 |  | 2 BAY BB/GDOOR/DRESS PANEL PLAT | 1 | [6 empty] | FALSE | [5 empty] | #FFFFFFFF |  |  | FALSE | FALSE | FALSE | [14 empty] | FALSE | [5 empty] | AULAPTOP-PC\Aulaptop | 2019-01-09 11:10 | THOR\acont | 2024-10-09 10:48 | Cloned from Simplex NEW
27aa6e5e-05a9-4356-9948-ba95b8a0885a | NFPA 170 AMPLIFIER RACK | RISER AMP |  | North | Notifier |  | Amplifier |  |  |  | Assembly | TRUE | DAA2-5070 Assembly | + | Amplifier Assembly with 1x DAA2-5070 | 1 | [6 empty] | FALSE |  | SURFACE |  | PROVIDED ("WX"HX"D) | N/A | #FFFF0000 | FA-NFPA 170 AMPLIFIER RACK | 1 | FALSE | FALSE | FALSE | 300 |  |  | 7165-0028:0224 | [5 empty] | 7,12,18,26,55,100 |  |  |  | 50 | TRUE | [7 empty] | THOR\acont | 2024-09-08 17:27
e0613948-a266-4375-a936-ba9613919736 | NFPA 170 HEAT DETECTOR |  |  | North | System Sensor |  | Heat Detector |  |  |  | Module | TRUE | 5624 |  | 194 °F (90° C) fixed temperature, dual circuit. | 1 | [6 empty] | FALSE | TRUE |  |  |  |  | #FFFF0000 | FA-NFPA 170 HEAT DETECTOR | 1 | FALSE | FALSE | FALSE | 1403 | [13 empty] | FALSE | [5 empty] | AULAPTOP-PC\Aulaptop | 2019-11-25 12:42 | THOR\acont | 2024-09-08 17:27 | Cloned from Notifier 5624 | [System Sensor] [IDC] 01 5621 (C), 5622 (C), 5623 (C), 5624 (C), OSI-RA-SS (C), OSI-R-SS (C)
3983fc06-7ca0-4743-8887-baa001c39a89 | CADGEN PANIC BUTTON |  |  | North | Bosch |  | Panic Button |  |  |  | Module | TRUE | RFPB-TB | ++ | Wireless, two-button panic fob. | 1 |  |  |  |  | 3 | [7 empty] | #FFFF0000 | FA-CADGEN PANIC BUTTON | 1 | FALSE | FALSE | FALSE | [17 empty] | RPT |  |  | DESKTOP-7EIEB7A\acont | 2022-07-27 07:14 | THOR\acont | 2024-09-08 17:27 | Cloned from Bosch RFPB-SB | [BluePoint, Bosch] [BOSCH WIRELESS] [ALL DEVICES ++] BP01-302, BP02-202M, BP02-202P, BP02-A202M, BP02-A202P, BP02-A202PH, BP03-302, BP03-A102M, BP03-A102P, RFBT-A, RFDL-11, RFDL-11-A, RFDL-11-CHI, RFDW-RM, RFDW-RM-A, RFDW-RM-CHI, RFDW-SM, RFDW-SM-A, RFDW
416f9172-7f22-4a04-9ffa-baa69a2c92bd |  |  |  | North | Edwards |  | Cards & Components |  |  |  | Card | TRUE | 598 |  | Transformer - Class 2, 120 Vac / 24 Vac - 30VA | 1 | [6 empty] | TRUE | [5 empty] | #FFFFFFFF |  |  | FALSE | FALSE | FALSE | [14 empty] | FALSE | [7 empty] | THOR\acont | 2024-10-09 10:48
054b2196-8ff8-4237-8abb-baaa7a8d1407 |  |  |  | North | Fike |  | Cards & Components |  |  |  | Card | TRUE | 10-2630 |  | Two Button Remote Display (Mounts in Box) | 1 | 0.036 | 0.139 |  |  |  |  | TRUE | [5 empty] | #FFFFFFFF |  |  | FALSE | FALSE | FALSE | [14 empty] | FALSE | [5 empty] | AULAPTOP-PC\Aulaptop | 2019-07-06 06:59 | THOR\acont | 2024-10-09 10:48 | Cloned from Fike XXXX CLONED
e53c3fcb-4a09-42b3-b521-bab0450601a6 |  |  |  | North | Edwards |  | Hardware |  |  |  | Hardware | TRUE | FW-RCZZUP |  | UPGRADE Non-Redundant CLIENT to Redundant CLIENT upgrade | 1 | [6 empty] | FALSE | [5 empty] | #FFFFFFFF |  |  | FALSE | FALSE | FALSE | [14 empty] | FALSE | [7 empty] | THOR\acont | 2024-10-09 10:48
26efe34e-c0cc-428d-94dd-babef3b92fc0 |  |  |  | North | Notifier |  | Hardware |  |  |  | Hardware | TRUE | DST5 |  | Sampling Tube, Steel | 1 | [6 empty] | FALSE |  | FLUSH |  | N/A | N/A | #FFFFFFFF |  |  | FALSE | FALSE | FALSE |  |  |  | 3242-1653:0209 | [10 empty] | FALSE | [7 empty] | THOR\acont | 2024-10-09 10:48
ed226fae-9bd5-4a12-b49a-bac1996028dc | NFPA 170 HORN |  |  | North | Kidde |  | Horn |  |  |  | Module | TRUE | WG4WN-H |  | Outdoor rated horn, white without marking | 1 | [6 empty] | FALSE | [5 empty] | #FF0070C0 | FA-NFPA 170 HORN | 1 | FALSE | FALSE | FALSE | 2010 | [13 empty] | FALSE |  |  | WP |  |  | DESKTOP-7EIEB7A\acont | 2022-01-05 12:33 | THOR\acont | 2024-09-08 17:27 | Cloned from Edwards WG4WN-H
aecf2eab-a0a5-40ea-8d23-bac25859dc87 | NFPA 170 SMOKE HEAT DETECTOR |  |  | North | Edwards |  | Smoke/Heat Detector |  |  |  | Module | TRUE | SIGA-OSHD w/SIGA-RB BASE | ++ | Multisensor Smoke and Heat Detector | 1 | 3.2e-05 | 4.5e-05 |  |  |  |  | FALSE | TRUE |  |  |  |  | #FFFF0000 | FA-NFPA 170 SMOKE HEAT DETECTOR | 1 | FALSE | FALSE | FALSE | 1408 | [13 empty] | FALSE | [5 empty] | DESKTOP-7EIEB7A\acont | 2021-06-10 11:08 | THOR\acont | 2024-10-08 16:47 | Cloned from Edwards SIGA-OSCD w/SIGA-RB BASE | [Edwards, Kidde] [SLC EST SENSORS] [*] [#4 TYPE ADDR ¦ SENSORS] KI-DDOS (C), SIGA2-COS w/SIGA-AB4G BASE, SIGA2-COS w/SIGA-AB4G-LF BASE, SIGA2-COS w/SIGA-AB4GT BASE, SIGA2-COS w/SIGA-IB BASE, SIGA2-COS w/SIGA-RB BASE, SIGA2-COS w/SIGA-SB BASE, SIGA2-HCOS [Edwards, Kidde] [SLC EST SENSORS] 01 [*] [EST3, iO1000] DS-HFS (C), DS-PS (C), FX-HD w/IB4U BASE, FX-HD w/RB4U BASE, FX-HD w/SB4U BASE, FX-HD w/SB4U-LF BASE, FX-HD wB4U BASE, FX-PD w/B4U BASE (C), FX-PD w/IB4U BASE (C), FX-PD w/SB4U BASE (C), FX-PD w/SB [Edwards, Kidde] [SLC EST MODULES SENSORS] [*] [#2 SHARED ADDR ¦ SENSORS] KI-DDOS (C), SIGA2-COS w/SIGA-AB4G BASE, SIGA2-COS w/SIGA-AB4G-LF BASE, SIGA2-COS w/SIGA-AB4GT BASE, SIGA2-COS w/SIGA-IB BASE, SIGA2-COS w/SIGA-RB BASE, SIGA2-COS w/SIGA-SB BASE, S [Edwards, Kidde] [SLC EST MODULES/SENSORS] 01 [*] [iO64] DS-HFS (C), DS-PS (C), FX-HD w/IB4U BASE, FX-HD w/RB4U BASE, FX-HD w/SB4U BASE, FX-HD w/SB4U-LF BASE, FX-HD wB4U BASE, FX-PD w/B4U BASE (C), FX-PD w/IB4U BASE (C), FX-PD w/SB4U BASE (C), FX-PD w/SB
dd06a68e-e660-44a6-8242-bac66d64f078 |  |  |  | North | Kidde |  | Cards & Components |  |  |  | Card | TRUE | ANSZSR |  | Relay card, supervision / zone splitter to remote mic | 1 | [6 empty] | TRUE | [5 empty] | #FFFFFFFF |  |  | FALSE | FALSE | FALSE | [14 empty] | FALSE | [5 empty] | DESKTOP-7SAL8M7\acont | 2020-01-02 07:15 | THOR\acont | 2024-10-09 10:48 | Cloned from Edwards ANSZSR
b2ad941a-ef0a-4f2b-90e6-bad7643ee687 |  |  |  | North | Edwards |  | Hardware |  |  |  | Hardware | TRUE | FW-RS15UP |  | UPGRADE 15 Seat Non-Redundant SERVER to 15 seat redundant SERVER cluster. | 1 | [6 empty] | FALSE | [5 empty] | #FFFFFFFF |  |  | FALSE | FALSE | FALSE | [14 empty] | FALSE | [7 empty] | THOR\acont | 2024-10-09 10:48
b08d4fbe-e3d5-4615-8a09-bada5e7ef70b | NFPA 170 SPEAKER STROBE |  |  | North | Hochiki |  | Speaker/Strobe |  |  |  | Module | TRUE | ET70-24MCW-FW |  | Speaker/Strobe, wall, 24 VDC, white, sel cd | 1 | 0 | 0.155 |  |  |  |  | FALSE | FALSE |  | *Refer to Install Sheet |  |  | #FF0070C0 | FA-NFPA 170 SPEAKER STROBE | 1 | FALSE | FALSE | FALSE | 2019 | [13 empty] | FALSE | [7 empty] | THOR\acont | 2024-09-08 17:27 |  | [Bosch, Eaton Wheelock, Hochiki] [NAC] [UL MAX DC] E70-24MCW-FR, E70-24MCW-FW, E70-24MCW-FW, ET70-24MCW-FR, ET70-24MCW-FR, ET70-24MCW-FW [Bosch, Eaton Wheelock, Hochiki] [AUDIO 25v] [25V AUDIO] ET-1080-R, ET-1080-W, ET70-24MCW-FR, ET70-24MCW-FR, ET70-24MCW-FW, ET70-24MCWH-FR, ET70-24MCWH-FW, ET70-24MCWH-FW, ET70-24W-FR, ET70-R, ET70-R, ET70-W, ET70-W, ET90-24MCC-FR, ET90-24MCC-FW, ET90-24 [Bosch, Eaton Wheelock, Hochiki] [AUDIO 70.7v] [70V AUDIO] ET-1080-R, ET-1080-W, ET70-24MCW-FR, ET70-24MCW-FR, ET70-24MCW-FW, ET70-24MCWH-FR, ET70-24MCWH-FW, ET70-24MCWH-FW, ET70-24W-FR, ET70-R, ET70-R, ET70-W, ET70-W, ET90-24MCC-FR, ET90-24MCC-FW, ET90- [Bosch, Eaton Wheelock, Hochiki] [NAC] [UL MAX FWR] E70-24MCW-FR, E70-24MCW-FW, E70-24MCW-FW, ET70-24MCW-FR, ET70-24MCW-FR, ET70-24MCW-FW
44337da6-df30-428b-a521-badadd3183e6 |  |  |  | North | Gamewell FCI |  | Hardware |  |  |  | Hardware | TRUE | E3ID2-D | ++ | Assy, Inner Door, 2-Bay, “D” Size | 1 | [6 empty] | TRUE | [5 empty] | #FFFFFFFF |  |  | FALSE | FALSE | FALSE | [20 empty] | DESKTOP-7SAL8M7\acont | 2019-04-25 16:04 | THOR\acont | 2024-10-09 10:48 | Cloned from Gamewell E3BB-BAA CLONED CLONED CLONED CLONED CLONED
3314f821-6d84-44cc-a2c6-badf8ced3fdc | NFPA 170 STROBE WALL |  |  | North | Siemens |  | Strobe |  |  |  | Module | TRUE | SL2SWR-NB | S54329-F205-A1++ | Strobe, Wall, Blue, Red, No Lettering | 1 | [12 empty] | #FF0070C0 | FA-NFPA 170 STROBE WALL | 1 | FALSE | FALSE | FALSE | 2023 | [19 empty] | DESKTOP-7EIEB7A\acont | 2023-08-02 11:48 | THOR\acont | 2024-09-08 17:27 | Cloned from Siemens SL2SWR-ALB | [Siemens] [NAC] [16.0 – 33.0 VDC] SL2SPSWR-AL, SL2SPSWR-ALA, SL2SPSWR-F, SL2SPSWR-FB, SL2SPSWR-M, SL2SPSWR-N, SL2SPSWR-NA, SL2SPSWW-AL, SL2SPSWW-ALA, SL2SPSWW-F, SL2SPSWW-FB, SL2SPSWW-M, SL2SPSWW-N, SL2SPSWW-NA, SL2SWR-A, SL2SWR-AL, SL2SWR-ALA, SL2SWR-AL
3416b677-9d87-4c5f-a332-bae1ec48b88f | NFPA 170 SPEAKER STROBE |  |  | North | Gentex |  | Speaker/Strobe |  |  |  | Module | TRUE | SSPKA24-15/75AWR |  | Colored Lens Speaker/Strobe, Fixed 15/75 Candela, Wall, Red, Alert, Amber Lens | 1 | 0 | 0.148 |  |  |  |  | FALSE | [5 empty] | #FF0070C0 | FA-NFPA 170 SPEAKER STROBE | 1 | FALSE | FALSE | FALSE | 2019 |  |  | 7320-0569:0141 | [10 empty] | FALSE |  |  | WP |  |  |  |  | THOR\acont | 2024-09-08 17:27 |  | [Gentex] [NAC] [UL MAX] SSPKA24-15/75AWR, SSPKA24-15/75AWW, SSPKA24-15/75PWR, SSPKA24-15/75PWW [Gentex, Hochiki, Potter] [AUDIO 70.7v] [70V AUDIO] CSPKSTR-24AR (C), CSPKSTR-24AW (C), CSPKSTR-24BR (C), CSPKSTR-24BW (C), CSPKSTR-24GR (C), CSPKSTR-24GW (C), CSPKSTR-24RR (C), CSPKSTR-24RW (C), FASPKR-R (C), FASPKR-W (C), FASPKR-WR, FASPKR-WW, FASPK-WP [Gentex, Hochiki, Potter] [AUDIO 25v] [25V AUDIO] CSPKSTR-24AR (C), CSPKSTR-24AW (C), CSPKSTR-24BR (C), CSPKSTR-24BW (C), CSPKSTR-24GR (C), CSPKSTR-24GW (C), CSPKSTR-24RR (C), CSPKSTR-24RW (C), FASPKR-R (C), FASPKR-W (C), FASPKR-WR, FASPKR-WW, FASPK-WPR,
6de44f77-ac40-4433-9f7c-bae3530e34f6 | NFPA 170 SMOKE DETECTOR |  |  | North | Bosch |  | Smoke Detector |  |  |  | Module | TRUE | FAI-325 w/FAA-325-B6S | + | Analog Ionization Smoke Detector head, 24V w/Sounder Base | 1 | 0.017 | 0.017 |  |  |  |  | FALSE | TRUE |  |  |  |  | #FFFF0000 | FA-NFPA 170 SMOKE DETECTOR | 1 | FALSE | FALSE | FALSE | 1403 | [13 empty] | FALSE | [5 empty] | DESKTOP-7EIEB7A\acont | 2022-08-29 07:22 | THOR\acont | 2024-09-08 17:27 | Cloned from Bosch FAI-325 w/FAA-325-B4 | [Bosch] [AUX POWER] [24VDC] FAH-325 w/FAA-325-B6S (C), FAI-325 w/FAA-325-B6S (C), FAP-325 w/FAA-325-B6S (C) [Bosch] [SLC BOSCH MODULES SENSORS] [*] [#01 SENSORS ++] FAH-325 w/FAA-325-6 (C), FAH-325 w/FAA-325-B4 (C), FAH-325 w/FAA-325-B6S (C), FAH-440 w/FAA-440-B6 (C), FAI-325 w/FAA-325-6 (C), FAI-325 w/FAA-325-B4 (C), FAI-325 w/FAA-325-B6S (C), FAP-325 w/FAA-3 [Bosch] [SLC BOSCH MODULES SENSORS] [#02 SENSORS ++] FAH-325 w/FAA-325-B6S (C), FAI-325 w/FAA-325-B6S (C), FAP-325 w/FAA-325-B6S (C)
4b348d59-8bd9-4a4b-8279-bae4b023b5ee |  |  |  | North | Siemens | [5 empty] | Module | TRUE | SZE-8AX | 500-696007 | SXL 8 CLASS "A" ZONE MODULE | 1 | [12 empty] | #FFFFFFFF |  |  | FALSE | FALSE | FALSE | [20 empty] | DESKTOP-7SAL8M7\acont | 2019-08-13 09:04 | THOR\acont | 2024-10-09 10:48
0f9eb9c5-f250-4569-ab13-bae4d85fe47c | NFPA 170 HORN CEILING |  |  | North | Edwards |  | Horn |  |  |  | Module | TRUE | GCARN |  | Horn, running man, red, none, 15, 30, 75. 95 CD | 1 | [6 empty] | FALSE | TRUE |  |  |  |  | #FF0070C0 | FA-NFPA 170 HORN CEILING | 1 | FALSE | FALSE | FALSE | 2011 | [13 empty] | FALSE | [5 empty] | DESKTOP-7SAL8M7\acont | 2020-02-25 06:44 | THOR\acont | 2024-09-08 17:27 | Cloned from Edwards GCARF | [Edwards, Kidde] [NAC] [24 VFWR, HIGH DB] EGCARF (C), EGCAWF (C), GCARF (C), GCARN (C), GCAWF (C), GCAWN (C) [Edwards, Kidde] [NAC] [24 VDC, HIGH DB] EGCARF (C), EGCAWF (C), GCARF (C), GCARN (C), GCAWF (C), GCAWN (C)
ea8efc65-0651-4d40-978d-baec6da31661 | NFPA 170 SMOKE DETECTOR |  |  | North | Firelite |  | Smoke Detector |  |  |  | Module | TRUE | BEAM355 | + | Intelligent beam smoke detector | 1 | 0.0045 | 0.0085 |  |  |  |  | FALSE | TRUE |  |  |  |  | #FFFF0000 | FA-NFPA 170 SMOKE DETECTOR | 1 | FALSE | FALSE | FALSE | 1408 | [13 empty] | FALSE |  |  | BT |  |  |  |  | THOR\acont | 2024-09-08 17:27 | 20191121 AC Detector without base | [Firelite, System Sensor] [SLC SENSORS] [*] [#4 TYPE ADDR ¦ SENSORS] AD355 w/B200SR-LF-WH (C), AD355 w/B200SR-WH (C), AD355 w/B210LP (C), AD355 w/B224BI-WH (C), AD355 w/B224RB-WH (C), AD355 w/B501 (C), BEAM355 (C), BEAM355S (C), CP355 w/B200SR-WH (C), CP [Firelite, System Sensor] [SLC MODULES SENSORS] [*] [#2 SHARED ADDR ¦ SENSORS] AD355 w/B200SR-LF-WH (C), AD355 w/B200SR-WH (C), AD355 w/B210LP (C), AD355 w/B224BI-WH (C), AD355 w/B224RB-WH (C), AD355 w/B501 (C), BEAM355 (C), BEAM355S (C), CP355 w/B200SR-
eb9bcfbf-372b-465d-a785-baed923c692b | NFPA 170 EM STROBE CEILING |  |  | North | Siemens |  | Strobe |  |  |  | Module | TRUE | ST-AMC-CW-MNS-ALRT | S54301-Z74-A1+ | MNS Amber Strobe, multi Candela − Ceiling Mount, White − ‘ALERT’ | 1 | [7 empty] | TRUE |  |  |  |  | #FF0070C0 | FA-NFPA 170 EM STROBE CEILING | 1 | FALSE | FALSE | FALSE | 2007 | [16 empty] | C |  |  | DESKTOP-7SAL8M7\acont | 2019-08-13 09:04 | THOR\acont | 2024-09-08 17:27 | B,T | [Siemens] [NAC] [VDC WALL] SET-AMC-CR-MNS-ALERT (C), SET-AMC-CW-MNS-ALERT (C), SET-AMC-R-MNS-ALERT, SET-AMC-W-MNS-ALERT, ST-AMC-CR-MNS-ALRT (C), ST-AMC-CW-MNS-ALRT (C), ST-AMC-RETRO-R-MNS, ST-AMC-RETRO-W-MNS, ST-AMC-R-MNS-ALERT, ST-AMC-W-MNS-ALERT [Siemens] [NAC] [VFWR CEILING] SET-AMC-CR-MNS-ALERT (C), SET-AMC-CW-MNS-ALERT (C), SET-AMC-R-MNS-ALERT, SET-AMC-W-MNS-ALERT, ST-AMC-CR-MNS-ALRT (C), ST-AMC-CW-MNS-ALRT (C), ST-AMC-RETRO-R-MNS, ST-AMC-RETRO-W-MNS, ST-AMC-R-MNS-ALERT, ST-AMC-W-MNS-ALERT [Siemens] [NAC] [VFWR WALL] SET-AMC-CR-MNS-ALERT (C), SET-AMC-CW-MNS-ALERT (C), SET-AMC-R-MNS-ALERT, SET-AMC-W-MNS-ALERT, ST-AMC-CR-MNS-ALRT (C), ST-AMC-CW-MNS-ALRT (C), ST-AMC-RETRO-R-MNS, ST-AMC-RETRO-W-MNS, ST-AMC-R-MNS-ALERT, ST-AMC-W-MNS-ALERT [Siemens] [NAC] [VDC CEILING] SET-AMC-CR-MNS-ALERT (C), SET-AMC-CW-MNS-ALERT (C), SET-AMC-R-MNS-ALERT, SET-AMC-W-MNS-ALERT, ST-AMC-CR-MNS-ALRT (C), ST-AMC-CW-MNS-ALRT (C), ST-AMC-RETRO-R-MNS, ST-AMC-RETRO-W-MNS, ST-AMC-R-MNS-ALERT, ST-AMC-W-MNS-ALERT
242ef4dc-cc48-44cb-bbd7-baf1c0d1a0f6 | NFPA 170 ADDRESSABLE INPUT MONITOR MODULE |  |  | North | Siemens |  | Addressable Module |  |  |  | Module | TRUE | HTRI-D | 500-033360 | Dual Input Monitor Module | 1 | 0.0013 | 0.0013 |  |  |  |  | FALSE | [5 empty] | #FFFF0000 | FA-NFPA 170 ADDRESSABLE INPUT MONITOR MODULE | 1 | FALSE | FALSE | FALSE | 1000 | [13 empty] | FALSE |  |  | D |  |  |  |  | THOR\acont | 2024-09-08 17:27 |  | [Siemens] [SLC MODULES/SENSORS] 03 HTRI-D, HTRI-DZ, XTRI-D [Siemens] [SLC MODULES SENSORS] [*] [#1 SHARED ADDR ¦ MODULES] AD-11P (C), FDBZ492 w/OP921 (C), FDBZ492-HR w/FDO421 (C), FDBZ492-HR w/OP921 (C), FDBZ492-R (C), FDCIO422, HCP, HCP-Z, HFPO-11, HFPT-11, HMS-D, HMS-DE, HMS-DP, HMS-DZ, HMS-S, HMS-SA, HMS-SE, | [Siemens] HTRI-D, XTRI-D
6938263d-8deb-4b94-9fc6-baf3bb5f1530 | NFPA 170 LOCAL OPERATOR CONSOLE | RISER LOC |  | North | Farenhyt |  | Local Operator Console |  |  |  | Module | TRUE | ECS-LOC | + | Local Operator Console (Complete user interface) | 1 | 0.085 | 0.1 |  |  |  |  | TRUE | FALSE |  |  |  |  | #FFFF0000 | FA-NFPA 170 LOCAL OPERATOR CONSOLE | 1 | FALSE | FALSE | FALSE | 211 | [13 empty] | FALSE |  |  | LOC |  |  | DESKTOP-7EIEB7A\acont | 2021-12-08 14:03 | THOR\acont | 2024-09-08 17:27 | Cloned from Firelite ECC-LOC | [Farenhyt, Firelite] [RS-485] ECC-125DA (25V) Main Board, ECC-50BDA Main Board (100W, 25V), ECC-50BDA Main Board (100W, 70V), ECC-50DA Main Board (50W, 25V), ECC-50DA Main Board (50W, 70V), ECC-LOC, ECC-RM, ECC-RPU, ECS-125DA (25V) Main Board, ECS-12 [Farenhyt] [VBUS] ECS-125DA (25V) Main Board, ECS-125DA (70V) Main Board, ECS-125W (25V), ECS-125W (70V), ECS-50BDA Main Board (100W, 25V), ECS-50BDA Main Board (100W, 70V), ECS-50W Main Board (50W, 25V), ECS-50W Main Board (50W, 70V), ECS-50W-25V, E [Eaton Wheelock, Farenhyt, Firelite] [DIGITAL AUDIO LOOP] ECC-125DA (25V) Main Board, ECC-50BDA Main Board (100W, 25V), ECC-50BDA Main Board (100W, 70V), ECC-50DA Main Board (50W, 25V), ECC-50DA Main Board (50W, 70V), ECC-LOC, ECC-RM, ECC-RPU, ECS-12 [ADT Unimode, Eaton Wheelock, Farenhyt, Firelite, Gamewell FCI, Monaco Enterprises, Notifier, Potter, Secutron, Silent Knight] [AUX POWER] [*] 790-012-00, ACM-16ATF, ACM-30, ACM-32AF, ACM-48A, ACM-8RF, ADT-LCD-80, AEM-16ATF, AEM-32AF, AFM-16AF, AFM-16ATF [Farenhyt] [SBUS] ECS-125DA (25V) Main Board, ECS-125DA (70V) Main Board, ECS-125W (25V), ECS-125W (70V), ECS-50BDA Main Board (100W, 25V), ECS-50BDA Main Board (100W, 70V), ECS-50W Main Board (50W, 25V), ECS-50W Main Board (50W, 70V), ECS-50W-25V, E [Farenhyt, Firelite] [RS-485] ECC-125DA (25V) Main Board, ECC-50BDA Main Board (100W, 25V), ECC-50BDA Main Board (100W, 70V), ECC-50DA Main Board (50W, 25V), ECC-50DA Main Board (50W, 70V), ECC-LOC, ECC-RM, ECC-RPU, ECS-125DA (25V) Main Board, ECS-12
ccae00d6-93d8-462c-8022-bafda8b7b08e | NFPA 170 EMERGENCY TEXTUAL VISUAL |  |  | North | Eaton Wheelock |  | Emergency Visual |  |  |  | Module | TRUE | LEMD-M |  | LED Text Sign | 1 | 0 | 0.07 |  |  |  |  | FALSE | [5 empty] | #FFFF0000 | FA-NFPA 170 EMERGENCY TEXTUAL VISUAL | 1 | FALSE | FALSE | FALSE | 5000 | [13 empty] | FALSE | [7 empty] | THOR\acont | 2024-09-08 17:27 |  | [Eaton Wheelock] [NAC] [#1 MESSAGE] LEMD-M [Eaton Wheelock] [NAC] [#2 EVACUATION] LEMD-M
6346c99d-c485-4e37-ac21-baff8c040452 | NFPA 170 SPEAKER STROBE |  |  | North | Kidde |  | Speaker/Strobe |  |  |  | Module | TRUE | WGSVWA | ++ | Outdoor rated speaker strobe, wall, white, alert | 1 | [6 empty] | FALSE | FALSE |  |  |  |  | #FF0070C0 | FA-NFPA 170 SPEAKER STROBE | 1 | FALSE | FALSE | FALSE | 2019 | [13 empty] | FALSE |  |  | WP |  |  | THOR\acont | 2024-12-19 13:51 | THOR\acont | 2024-12-19 13:57 | Cloned from Edwards WGSVWA | [Edwards, Kidde] [NAC] [VDC] WGSVRA, WGSVRF, WGSVRF-FR, WGSVRF-SP, WGSVRN, WGSVWA, WGSVWF, WGSVWF-FR, WGSVWF-SP, WGSVWN, WGVRA, WGVRF, WGVRF-FR, WGVRF-SP, WGVRN, WGVWA, WGVWF, WGVWF-FR, WGVWF-SP, WGVWN [Edwards, Hochiki, Kidde] [AUDIO 70.7v] [70V AUDIO] EG4SRF, EG4SRN, EG4SVRF, EG4SVRN, EG4SVWA, EG4SVWF, EG4SVWN, EG4SWA, EG4SWF, EG4SWN, G4SRF, G4SRN, G4SVRF, G4SVRN, G4SVWA, G4SVWF, G4SVWN, G4SWA, G4SWF, G4SWN, WGSRA, WGSRF, WGSRF-FR, WGSRF-SP, WGSRN, W [Edwards, Hochiki, Kidde] [AUDIO 25v] [25V AUDIO] EG4SRF, EG4SRN, EG4SVRF, EG4SVRN, EG4SVWA, EG4SVWF, EG4SVWN, EG4SWA, EG4SWF, EG4SWN, G4SRF, G4SRN, G4SVRF, G4SVRN, G4SVWA, G4SVWF, G4SVWN, G4SWA, G4SWF, G4SWN, WGSRA, WGSRF, WGSRF-FR, WGSRF-SP, WGSRN, WGS
ddc2b63f-49b1-4820-b2b6-bb01e8ca7cae | NFPA 170 HORN STROBE |  |  | North | Edwards |  | Horn/Strobe |  |  |  | Module | TRUE | GL1WN-HDVMC |  | Temporal Horn-Strobe, white, 15, 30, 75, 110 cd | 1 | 0 | 0.125 |  |  |  |  | FALSE | [5 empty] | #FF0070C0 | FA-NFPA 170 HORN STROBE | 1 | FALSE | FALSE | FALSE | 2012 | [13 empty] | FALSE | [7 empty] | THOR\acont | 2024-09-08 17:27 |  | [Edwards, Kidde] [NAC] [24 VDC] GL1RF-HDVMC, GL1WF-HDVMC, GL1WN-HDVMC [Edwards, Kidde] [NAC] [16 VFWR] GL1RF-HDVMC, GL1WF-HDVMC, GL1WN-HDVMC [Edwards, Kidde] [NAC] [16 VDC] GL1RF-HDVMC, GL1WF-HDVMC, GL1WN-HDVMC
79238003-307e-454c-8dcf-bb01eaf85ac0 | NFPA 170 SMOKE DETECTOR |  |  | North | Notifier |  | Smoke Detector |  |  |  | Module | TRUE | ED-PT | ++ | Photoelectric Smoke Detector with Thermal, Eclipse™ Series | 1 | 0.00025 | 0.002 |  |  |  |  | FALSE | TRUE |  |  |  |  | #FFFF0000 | FA-NFPA 170 SMOKE DETECTOR | 1 | FALSE | FALSE | FALSE | 1408 | [13 empty] | FALSE | [7 empty] | THOR\acont | 2024-09-08 17:27 | 20191121 AC Detector without base | [Honeywell, Notifier, System Sensor] [SLC SENSORS] [*] [#4 TYPE ADDR ¦ SENSORS] 2251B (C), 2251-COPTIR (C), 2251-COPTIR w/B200S-WH (C), 2251TB (C), 2251TMB (C), 5251B (C), 5251B-WP (C), 5251H (C), 5251RB (C), 5251RB-WP (C), 7251 (C), 7251DH (C), DH200LP [Honeywell, Notifier, System Sensor] [SLC MODULES SENSORS] [*] [#2 SHARED ADDR ¦ SENSORS] 2251B (C), 2251-COPTIR (C), 2251-COPTIR w/B200S-WH (C), 2251TB (C), 2251TMB (C), 5251B (C), 5251B-WP (C), 5251H (C), 5251RB (C), 5251RB-WP (C), 7251 (C), 7251DH (C)
3aa98a63-a9ff-4ba3-a3bf-bb02e36e4962 |  |  |  | North | Kidde |  | Cards & Components |  |  |  | Card | TRUE | SIGA-AA50 | ++ | 50 Watt Intelligent Audio Amplifier | 2 | 0.002 | 2.8 |  |  |  |  | TRUE | [5 empty] | #FFFFFFFF |  |  | FALSE | FALSE | FALSE | [13 empty] | 50 | FALSE |  |  | AA30 |  |  |  |  | THOR\acont | 2025-02-03 09:50 |  | [Edwards, Kidde] [SLC EST MODULES] 02 [EST3, iO1000 ] FX-IDC2B, FX-IDCWS, GSA-CT2, GSA-MCT2, GSA-REL, GSA-T3T4, GSA-WTM, SIGA-AA30, SIGA-AA50, SIGA-CC2, SIGA-CC2A, SIGA-CT2, SIGA-CT2I, SIGA-MCC2, SIGA-MCC2A, SIGA-MCT2, SIGA-MDM, SIGA-REL, SIGA-TCDR, SIGA [Edwards, Kidde] [AMP POWER] [*] SIGA-AA30, SIGA-AA50 [Edwards, Kidde] [AUDIO LOW] [1VRMS AUDIO IN] SIGA-AA30, SIGA-AA50 [Edwards, Kidde] [AUDIO 25v] [25VRMS AUDIO IN] SIGA-AA30, SIGA-AA50 [Kidde] [SLC EST MODULES] [*] [#3 TYPE ADDR ¦ MODULES] 76-330002-101, 84-330002-001, FX-270, FX-278, FX-2WIRE, FX-IDC1A, FX-IDC1B, FX-IDC2B, FX-IDCWS, FX-ISO, FX-NAC, FX-RLY, GSA-CC1, GSA-CC1S, GSA-CC2, GSA-CR, GSA-CRH, GSA-CRR, GSA-CT1, GSA-CT2, GSA-IO, [Kidde] [SLC EST MODULES SENSORS] [*] [#1 SHARED ADDR ¦ MODULES] 76-330002-101, 84-330002-001, FX-270, FX-278, FX-2WIRE, FX-IDC1A, FX-IDC1B, FX-IDC2B, FX-IDCWS, FX-ISO, FX-NAC, FX-RLY, GSA-CC1, GSA-CC1S, GSA-CC2, GSA-CR, GSA-CRH, GSA-CRR, GSA-CT1, GSA-CT [Edwards, Kidde] [SLC EST MODULES] 01 [*] [EST3, iO1000 ] FX-2WIRE, FX-IDC1A, FX-IDC1B, FX-IDC2B, FX-IDCWS, FX-ISO, FX-NAC, GSA-CC1, GSA-CC1S, GSA-CC2, GSA-CT1, GSA-CT2, GSA-IO, GSA-MAB, GSA-MCC1, GSA-MCC1S, GSA-MCC2, GSA-MCT2, GSA-MIO, GSA-MM1, GSA-MRM1 | [Edwards, Kidde] SIGA-AA30, SIGA-AA50 [Edwards, Kidde] SIGA-AA50
d240fab6-d50a-401a-b311-bb0c078cbfeb | NFPA 170 CELL COMM | RISER CELL COMM |  | North | DMP |  | Cellular Communicator |  |  |  | Module | TRUE | CellComSLC |  | Universal Alarm Communicator | 1 | [6 empty] | FALSE | [5 empty] | #FFFF0000 | FA-NFPA 170 CELL COMM | 1 | FALSE | FALSE | FALSE | 251 | [13 empty] | FALSE | [7 empty] | THOR\acont | 2024-09-08 17:27 |  | [DMP, DSC, Honeywell, NAPCO] [IDC] 01 [TROUBLE] 263LTE, 263LTE-A, 263LTE-V, 263LTE-V5 (12V), 3G3070-CF HSPA, CDMA-FIRE, CellComSLC, CellComSLCF, CellComSLCZ, DUALCOMNF-LV (12V), DUALCOMNF-LV (24V), HWF2A-COM Main Board, HWF2V-COM Main Board, IPGSM-4G, TL [DMP, DSC, NAPCO] [DACT] 01 [DACT] 263LTE, 263LTE-A, 263LTE-V, 263LTE-V5 (12V), 3G3070-CF HSPA, CDMA-FIRE, CellComSLC, CellComSLCF, CellComSLCZ, DUALCOMNF-LV (12V), DUALCOMNF-LV (24V), TL300CF
ef07eb67-2701-4856-af99-bb0ff47e21aa | NFPA 170 SPEAKER WALL |  |  | North | Simplex |  | Speaker |  |  |  | Module | TRUE | 49SO-APPLW | + | Wall mount Addressable S/O Appliances. | 1 | 0.0008 | 0.009 |  |  |  |  | TRUE | FALSE |  |  |  |  | #FF0070C0 | FA-NFPA 170 SPEAKER WALL | 1 | FALSE | FALSE | FALSE | 2019 | [19 empty] | DESKTOP-7EIEB7A\acont | 2022-02-21 14:28 | THOR\acont | 2024-09-08 17:27 | Cloned from Autocall A49SO-APPLW | [Autocall, Simplex] [AUDIO 70.7v] [70V AUDIO] 49HF-APPLW, 49HF-APPLW-BA, 49HFV-APPLW, 49HFV-APPLW-BA, 49SO-APPLW, 49SO-APPLW-BA, 49SO-APPLW-O, 49SO-APPLW-O-BA, 49SV-APPLW, 49SV-APPLW-BA, 49SV-APPLW-O, 49SV-APPLW-O-BA, A49HF-APPLW, A49HF-APPLW-BA, A49HFV- [Autocall, Simplex] [AUDIO 25v] [25V AUDIO] 49HF-APPLW, 49HF-APPLW-BA, 49HFV-APPLW, 49HFV-APPLW-BA, 49SO-APPLW, 49SO-APPLW-BA, 49SO-APPLW-O, 49SO-APPLW-O-BA, 49SV-APPLW, 49SV-APPLW-BA, 49SV-APPLW-O, 49SV-APPLW-O-BA, A49HF-APPLW, A49HF-APPLW-BA, A49HFV-AP [Autocall, Simplex] [IDNac] [IDNAC] 49HF-APPLC (C), 49HF-APPLC-BA (C), 49HF-APPLW, 49HF-APPLW-BA, 49SO-APPLC (C), 49SO-APPLC-BA (C), 49SO-APPLC-O (C), 49SO-APPLC-O-BA (C), 49SO-APPLW, 49SO-APPLW-BA, 49SO-APPLW-O, 49SO-APPLW-O-BA, A49HF-APPLC (C), A49HF-A
0a144204-ee48-423c-9ac6-bb1258691be3 | NFPA 170 SMOKE HEAT CO DETECTOR |  |  | North | Potter |  | Smoke/Heat/CO Detector |  |  |  | Module | TRUE | PAD200-PCHD w/PAD100-IB | + | Photoelectric Smoke/Hea/CO Detector with Isolator Module Included | 1 | 0.00045 | 0.00045 |  |  |  |  | FALSE | TRUE |  |  |  |  | #FFFF0000 | FA-NFPA 170 SMOKE HEAT CO DETECTOR | 1 | FALSE | FALSE | FALSE | 1411 | [13 empty] | FALSE |  |  | IB |  |  | DESKTOP-7EIEB7A\acont | 2022-02-23 13:26 | THOR\acont | 2024-09-08 17:27 | Cloned from Potter PAD200-PCD w/PAD100-IB | [Potter] [SLC PAD] [*] [#2 SHARED ADDR ¦ SENSORS] PAD100-CD w/PAD100-4DB, PAD100-CD w/PAD100-6DB, PAD100-CD w/PAD100-IB, PAD100-CD w/PAD100-LFSB, PAD100-CD w/PAD100-RB, PAD100-CD w/PAD100-SB, PAD100-CD w/PAD100-SPKB, PAD100-DUCT (C), PAD100-DUCTR (C), PA
51b01415-cc11-4c8a-9bb7-bb1e9a3a0ac9 |  |  |  | North | Gamewell FCI |  | Cards & Components |  |  |  | Card | TRUE | ACT-1 | + | Audio coupling transformer, for audio systems w/multiple supplies | 1 | [6 empty] | TRUE | [5 empty] | #FFFFFFFF |  |  | FALSE | FALSE | FALSE | [14 empty] | FALSE | [7 empty] | THOR\acont | 2024-10-09 10:48 |  |  | [Gamewell FCI, Notifier] ACT-1, ACT-4
e86f52f6-2648-436b-96b1-bb209d523695 | NFPA 170 SMOKE DETECTOR |  |  | North | Potter |  | Smoke Detector |  |  |  | Module | TRUE | 5000-031 (Detector) | + | Fireray 5000 Beam Detector Head | 1 | [6 empty] | FALSE | TRUE |  |  |  |  | #FFFF0000 | FA-NFPA 170 SMOKE DETECTOR | 1 | FALSE | FALSE | FALSE | 1408 | [13 empty] | FALSE |  |  | SBD |  |  | DESKTOP-7SAL8M7\acont | 2020-05-29 08:26 | THOR\acont | 2024-09-08 17:27 | Cloned from Potter 5000-103 (Detector) | [Potter] [BEAM DET] 5000-031 (Detector) (C), 5000-103 (Detector) (C)
f722aaa7-506e-487b-9e9e-bb2850d1f320 | NFPA 170 MANUAL PULL |  |  | North | Simplex |  | Manual Station |  |  |  | Module | TRUE | 2099-9108 | ++ | Non-Coded, Non-Addressable Manual Station, Double Action | 1 | [6 empty] | FALSE | TRUE | Flush | Single gang box 2-1/2" deep 4" square box, 2-1/8" (54 mm) minimum | 5" H x 3-3/4" W x 1" D (127 mm x 95 mm x 25 mm) |  | #FFFF0000 | FA-NFPA 170 MANUAL PULL | 1 | FALSE | FALSE | FALSE | 1408 | [13 empty] | FALSE |  |  | SBP |  |  | DESKTOP-7EIEB7A\acont | 2023-03-07 06:38 | THOR\acont | 2024-09-08 17:27 | Cloned from Simplex 2099-9103 CLONED CLONED CLONED CLONED CLONED | [Autocall, Simplex] [IDC] 01 2098-9201 (C), 2098-9202 (C), 2098-9203 (C), 2098-9208 (C), 2098-9576 (C), 2099-9101 (C), 2099-9102 (C), 2099-9103 (C), 2099-9104 (C), 2099-9105 (C), 2099-9107 (C), 2099-9108 (C), 2099-9754 (C), 2099-9755 (C), 2099-9756 (C),
85e5944c-ea33-42a1-8f07-bb2b6eb72f38 |  |  |  | North | Edwards |  | Hardware |  |  |  | Hardware | TRUE | 3-CAB24DL-E |  | Door Assembly for 3-CAB21, EN-54 | 1 | [12 empty] | #FFFFFFFF |  |  | FALSE | FALSE | FALSE | [20 empty] | DESKTOP-7SAL8M7\acont | 2019-12-13 12:52 | THOR\acont | 2024-10-09 10:48
12c4255b-146a-45d4-9ff1-bb2ff629e575 | NFPA 170 MINI HORN |  |  | North | Siemens |  | Horn |  |  |  | Module | TRUE | MH-W | 500-636075 | MINI HORN WHITE | 1 | [12 empty] | #FF0070C0 | FA-NFPA 170 MINI HORN | 1 | FALSE | FALSE | FALSE | 2014 | [19 empty] | DESKTOP-7SAL8M7\acont | 2019-08-13 09:04 | THOR\acont | 2024-09-08 17:27 | B,T | [Siemens] [NAC] [24VDC MAX UL] MH-R, MH-W [Siemens] [NAC] [24VFWR MAX UL] MH-R, MH-W
4d6848bd-8ae1-4631-a5cf-bb37d2bba02b |  |  |  | North | Edwards |  | Cards & Components |  |  |  | Card | TRUE | API-8/232ME |  | Alphanumeric Pager Interface | 1 | [6 empty] | TRUE | [5 empty] | #FFFFFFFF |  |  | FALSE | FALSE | FALSE | [14 empty] | FALSE | [7 empty] | THOR\acont | 2024-10-09 10:48
b33f13b7-0c59-4f87-a888-bb3a657a64f8 | NFPA 170 MANUAL PULL |  |  | North | Siemens |  | Manual Station |  |  |  | Module | TRUE | MSM-K-WP | 500-698217 | MSM-K-WP - METAL MANUAL STATION / CAT 45 KEYLOCK / WEATHERPROOF | 1 | [12 empty] | #FFFF0000 | FA-NFPA 170 MANUAL PULL | 1 | FALSE | FALSE | FALSE | [20 empty] | DESKTOP-7SAL8M7\acont | 2019-08-13 09:04 | THOR\acont | 2024-09-08 17:27 |  | [Siemens] [IDC] 01 AW-1, CPYEC-2-24, CPY-MRS, CPY-MTS, MH-501, MSM-EXP, MSM-GR, MSM-INST, MSM-K, MSM-K-15, MSM-KD, MSM-KD-30, MSM-KD-WP, MSM-K-WP, SXL-EX Main Board, SZE-4X, XMH-501
38918dae-de1e-4bb7-aa8a-bb3abbe53908 |  |  |  | North | Notifier |  | Cards & Components |  |  |  | Card | TRUE | LCM-320 | + | Loop Control Module | 1 | 0.13 | 0.13 |  |  |  |  | TRUE |  | SURFACE |  | PROVIDED ("WX"HX"D) | N/A | #FFFFFFFF |  |  | FALSE | FALSE | FALSE |  |  |  | 7165-0028:0224 | [10 empty] | FALSE | [7 empty] | THOR\acont | 2024-10-09 10:48 |  |  | [Notifier] LCM-320, SLM-318
e55e4ee5-66b4-441d-9f98-bb3eeb540694 |  |  |  | North | Potter |  | Hardware |  |  |  | Hardware | TRUE | AP-P | ++ | Adapter Plate for 302 series detectors | 1 | [6 empty] | FALSE | [5 empty] | #FFFFFFFF |  |  | FALSE | FALSE | FALSE |  |  |  | 7270-0021:0001 | [10 empty] | FALSE | [5 empty] | THOR\acont | 2024-06-04 14:08 | THOR\acont | 2024-10-09 10:48 | Cloned from Thermotech AP-P
5a4494fd-c8b8-407d-aef2-bb3f2bb8fe3e | NFPA 170 HORN STROBE |  |  | North | Gentex |  | Horn/Strobe |  |  |  | Module | TRUE | GEC3-24WW |  | Selectable Candela, Low Profile Evacuation Horn/Strobe, White | 1 | 0 | 0.172 |  |  |  |  | FALSE | [5 empty] | #FF0070C0 | FA-NFPA 170 HORN STROBE | 1 | FALSE | FALSE | FALSE | 2012 | [13 empty] | FALSE | [7 empty] | THOR\acont | 2024-09-08 17:27 |  | [Bosch, Gentex, Hochiki, VES] [STROBE] [UL MAX, Temporal 3 2400 Hz, High] GEC3-24WR, GEC3-24WW, HEC3-24WR, HEC3-24WW, VF4002-X0 [Bosch, Gentex, Hochiki, VES] [HORN] [UL MAX, Temporal 3 2400 Hz, High] GEC3-24WR, GEC3-24WW, HEC3-24WR, HEC3-24WW, VF4002-X0 [Bosch, Gentex, Hochiki, VES] [NAC] [UL MAX, Temporal 3 2400 Hz, High] GEC3-24WR, GEC3-24WW, HEC3-24WR, HEC3-24WW, VF4002-X0
a736b399-a8d8-4cba-928d-bb40107e0c19 | CADGEN DOOR CONTACT |  |  | North | Bosch |  | Door Contact |  |  |  | Module | TRUE | RFDW-SM-CHI | ++ | Wireless surface mount contact | 1 |  |  |  |  | 1.5 | [7 empty] | #FFFF0000 | FA-CADGEN DOOR CONTACT | 1 | FALSE | FALSE | FALSE | [17 empty] | REX |  |  | DESKTOP-7EIEB7A\acont | 2022-07-26 16:50 | THOR\acont | 2024-09-08 17:27 | Cloned from Bosch RFDW-SM-A CLONED | [BluePoint, Bosch] [BOSCH WIRELESS] [ALL DEVICES ++] BP01-302, BP02-202M, BP02-202P, BP02-A202M, BP02-A202P, BP02-A202PH, BP03-302, BP03-A102M, BP03-A102P, RFBT-A, RFDL-11, RFDL-11-A, RFDL-11-CHI, RFDW-RM, RFDW-RM-A, RFDW-RM-CHI, RFDW-SM, RFDW-SM-A, RFDW
e09145bd-b4fc-41d0-8c46-bb416f769bb5 |  |  |  | North | Siemens | [5 empty] | Module | TRUE | 5128C | 500-693213 | 4 CHANNEL SLAVE COMMUNICATOR | 1 | [12 empty] | #FFFFFFFF |  |  | FALSE | FALSE | FALSE | [20 empty] | DESKTOP-7SAL8M7\acont | 2019-08-13 09:04 | THOR\acont | 2024-10-09 10:48
b7783e73-ae79-44e5-b377-bb4311b615f6 | NFPA 170 HORN STROBE |  |  | North | System Sensor |  | Horn/Strobe |  |  |  | Module | TRUE | P2RL-LF | + | 2-Wire, Horn Strobe, Red | 1 | 0 | 0.245 |  |  |  |  | FALSE | [5 empty] | #FF0070C0 | FA-NFPA 170 HORN STROBE | 1 | FALSE | FALSE | FALSE | 2012 | [13 empty] | FALSE |  |  | LF |  |  | DESKTOP-7SAL8M7\acont | 2019-11-06 16:23 | THOR\acont | 2024-09-08 17:27 | Cloned from System Sensor P2RL | [Notifier, System Sensor] [NAC] [24VFWR, TEMPORAL HIGH] P2RL-LF, P2RL-LF w/ WAV-RL, P2WL-LF, P2WL-LF w/ WAV-WL [Notifier, System Sensor] [NAC] [24VDC, TEMPORAL HIGH] P2RL-LF, P2RL-LF w/ WAV-RL, P2WL-LF, P2WL-LF w/ WAV-WL
1e0d242d-8bb4-4464-819d-bb44d034b8c7 |  |  |  | North | Gamewell FCI |  | Hardware |  |  |  | Hardware | TRUE | E3ID2-B | ++ | Inner Door, 2 Slots, “B” Size | 1 | [6 empty] | TRUE | [5 empty] | #FFFFFFFF |  |  | FALSE | FALSE | FALSE | [20 empty] | DESKTOP-7SAL8M7\acont | 2019-04-25 16:02 | THOR\acont | 2024-10-09 10:48 | Cloned from Gamewell E3ID2-TA CLONED CLONED CLONED
5fd3ec48-c5bd-49ab-9418-bb49a8c09748 |  |  |  | North | Edwards |  | Hardware |  |  |  | Hardware | TRUE | QSC-12-G-2E-PGE |  | OBSOLETE - FAP w/ 12 Option Card Spaces, Gray, EN-54, Portugues, 230V | 1 | [6 empty] | FALSE | [5 empty] | #FFFFFFFF |  |  | FALSE | FALSE | FALSE | [14 empty] | FALSE | [7 empty] | THOR\acont | 2024-10-09 10:48
edcb83b9-4ef6-40b1-859d-bb4d1ab736b0 |  |  |  | North | Edwards |  | Hardware |  |  |  | Hardware | TRUE | MN-HSHHPSTRP1 |  | Hand-held portable amplified loudspeaker system tripod assembly. | 1 | [6 empty] | FALSE | [5 empty] | #FFFFFFFF |  |  | FALSE | FALSE | FALSE | [14 empty] | FALSE | [7 empty] | THOR\acont | 2024-10-09 10:48
c9173069-a375-4bfc-8358-bb53ff5feee3 | NFPA 170 MANUAL PULL |  |  | North | Silent Knight |  | Manual Station |  |  |  | Module | TRUE | SK-PULL-SA | ++ | Single Action Pull Station | 1 | 0.00035 | 0.00035 |  |  |  |  | FALSE |  |  |  | 5.5” H x 4" W x 1.45" D (14 x 10.2 x 3.7cm) |  | #FFFF0000 | FA-NFPA 170 MANUAL PULL | 1 | FALSE | FALSE | FALSE | 957 | [13 empty] | FALSE | [7 empty] | THOR\acont | 2024-09-08 17:27 |  | [Silent Knight] [SLC SK MODULES] [*] [#3 TYPE ADDR ¦ MODULES] HFS-MM, SK-CONTROL, SK-CONTROL-6, SK-MINIMON, SK-MON-10, SK-MONITOR, SK-MONITOR-2, SK-PULL-DA, SK-PULL-SA, SK-RELAY, SK-RELAY-6, SK-RELAYMON-2, SK-ZONE, SK-ZONE-6, WAV-CRL, WAV-CWL, WAV-RL, WA [Farenhyt, Silent Knight] [SLC MODULES SENSORS] [*] [#1 SHARED ADDR ¦ MODULES] HFS-MM, Hood System/IDP-MINIMON, IDP-CONTROL, IDP-CONTROL-6, IDP-MINIMON, IDP-MON-10, IDP-MONITOR, IDP-MONITOR-2, IDP-PULL-DA, IDP-PULL-SA, IDP-RELAY, IDP-RELAY-6, IDP-RELAYMO
e8758544-203a-428c-9ae0-bb540ac945d5 | NFPA 170 FIRE FIGHTER INTERFACE |  |  | North | Block Definition Only |  | Fire Fighter Interface |  |  |  | Module | TRUE | NFPA 170 FIRE FIGHTER INTERFACE |  | NFPA 170 FIRE FIGHTER INTERFACE | 1 | [12 empty] | #FFFF0000 | FA-NFPA 170 FIRE FIGHTER INTERFACE | 1 | FALSE | FALSE | FALSE | 207 | [19 empty] | AULAPTOP-PC\Aulaptop | 2020-03-26 07:41 | THOR\acont | 2024-09-08 17:27
77d7e5a3-9a44-4437-bcbb-bb57006aa89d | NFPA 170 AMPLIFIER RACK | RISER AMP |  | North | Edwards |  | Amplifier |  |  |  | Assembly | TRUE | ANS100MDR2 |  | 100W Audio Notification Panel, Red | 1 | [6 empty] | FALSE | [5 empty] | #FFFF0000 | FA-NFPA 170 AMPLIFIER RACK | 1 | FALSE | FALSE | FALSE | 300 | [8 empty] | 7,12,18 |  |  |  |  | TRUE | [7 empty] | THOR\acont | 2024-09-08 17:27
38240ede-bc14-4790-b250-bb5ab234cf06 | NFPA 170 SMOKE DETECTOR |  |  | North | Edwards |  | Smoke Detector |  |  |  | Module | TRUE | SIGA-IS w/SIGA-AB4G BASE | ++ | Ionization Smoke Detector | 1 | 4.5e-05 | 4.5e-05 |  |  |  |  | FALSE | TRUE |  |  |  |  | #FFFF0000 | FA-NFPA 170 SMOKE DETECTOR | 1 | FALSE | FALSE | FALSE | 1408 | [13 empty] | FALSE | [7 empty] | THOR\acont | 2024-10-08 16:31 | 20191121 AC Detector with base | [Edwards, Kidde] [SLC EST SENSORS] [*] [#4 TYPE ADDR ¦ SENSORS] KI-DDOS (C), SIGA2-COS w/SIGA-AB4G BASE, SIGA2-COS w/SIGA-AB4G-LF BASE, SIGA2-COS w/SIGA-AB4GT BASE, SIGA2-COS w/SIGA-IB BASE, SIGA2-COS w/SIGA-RB BASE, SIGA2-COS w/SIGA-SB BASE, SIGA2-HCOS [Edwards, Kidde] [AUX POWER] FX-HD w/SB4U BASE, FX-PD w/SB4U BASE (C), FX-PHD w/SB4U BASE (C), KI-COD w/KI-ABST BASE (C), KI-HCD w/KI-ABST BASE, KI-HRD w/KI-ABST BASE, KI-PCD w/KI-ABST BASE (C), KI-PD w/KI-ABST BASE (C), KI-PHCD w/KI-ABST BASE (C), KI-PH [Edwards, Kidde] [SLC EST SENSORS] 01 [*] [EST3, iO1000] DS-HFS (C), DS-PS (C), FX-HD w/IB4U BASE, FX-HD w/RB4U BASE, FX-HD w/SB4U BASE, FX-HD w/SB4U-LF BASE, FX-HD wB4U BASE, FX-PD w/B4U BASE (C), FX-PD w/IB4U BASE (C), FX-PD w/SB4U BASE (C), FX-PD w/SB [Edwards, Kidde] [SLC EST MODULES/SENSORS] 01 [*] [iO64] DS-HFS (C), DS-PS (C), FX-HD w/IB4U BASE, FX-HD w/RB4U BASE, FX-HD w/SB4U BASE, FX-HD w/SB4U-LF BASE, FX-HD wB4U BASE, FX-PD w/B4U BASE (C), FX-PD w/IB4U BASE (C), FX-PD w/SB4U BASE (C), FX-PD w/SB [Edwards, Kidde] [SLC EST MODULES SENSORS] [*] [#2 SHARED ADDR ¦ SENSORS] KI-DDOS (C), SIGA2-COS w/SIGA-AB4G BASE, SIGA2-COS w/SIGA-AB4G-LF BASE, SIGA2-COS w/SIGA-AB4GT BASE, SIGA2-COS w/SIGA-IB BASE, SIGA2-COS w/SIGA-RB BASE, SIGA2-COS w/SIGA-SB BASE, S
3fde0151-109c-418d-9378-bb5be16d8ba0 | AT WATER FLOW SWITCH |  |  | North | Silent Knight |  | Waterflow Switch |  |  |  | Module | TRUE | WATERFLOW SWITCH w/SD500-MIM | ++ | Waterflow Switch w/SD500-MIM | 1 | 0.00055 | 0.023 |  |  |  |  | FALSE | FALSE |  |  |  |  | #FFFF0000 | FA-AT WATER FLOW SWITCH | 1 | FALSE | FALSE | FALSE | 921 | [13 empty] | FALSE | [7 empty] | THOR\acont | 2024-09-08 17:27 |  | [Silent Knight] [SLC HOCHIKI] [*] [#1 SHARED ADDR ¦ ALL] Hood System w/SD500-MIM, PS-DA w/SD500-MIM, PS-SA w/SD500-MIM, SD500-AIM, SD500-ANM, SD500-ARM, SD500-LED, SD500-MIM, SD500-PS, SD500-PSDA, SD500-SDM, SD505-AHS w/SD505-6AB, SD505-APS w/SD505-6AB ( [Farenhyt, Generic, N/A, Notifier, Potter, Silent Knight] [AUX POWER] [BELL POWER ++] FURNISHED BY OTHERS, PS10 Series, PS10-EX, VSG, VSR Series, VSR-10, VSR-AT, VSR-C, VSR-CF, VSR-FE-2, VSR-FEX Series, VSR-S Series, VSR-SF, VSR-SFG, VSR-SFT, VSR-SG, VSR
49618cff-ea09-4808-b30b-bb60ff4ab7bd |  |  |  | North | Bosch |  | Hardware |  |  |  | Hardware | TRUE | 007290-002 | * | EXP PROOF DET MOUNT | 1 | [12 empty] | #FFFFFFFF |  |  | FALSE | FALSE | FALSE | [20 empty] | DESKTOP-7EIEB7A\acont | 2021-08-13 06:25 | THOR\acont | 2024-10-09 10:48
019dc9b7-c959-4151-a052-bb64866fa9b7 | NFPA 170 LCD ANNNUNCIATOR DISPLAY | RISER ANNUNCIATOR |  | North | Edwards |  | LCD Annunciator |  |  |  | Module | TRUE | 3-4ANN | ++ | Four Position Base Annunciator | 1 | 0.164 | 0.164 |  |  |  |  | FALSE | [5 empty] | #FFFF0000 | FA-NFPA 170 LCD ANNNUNCIATOR DISPLAY | 1 | FALSE | FALSE | FALSE | 257 | [8 empty] | 7,12,18 |  |  |  |  | FALSE | [5 empty] | DESKTOP-7EIEB7A\acont | 2022-07-26 10:31 | THOR\acont | 2024-09-08 17:27 | Cloned from Edwards 3-LCDANN | [Edwards] [RS-485] [ALL DEVICES ++] 3-10ANN, 3-4ANN, 3-6ANN, 3-LCDANN [Edwards] [AUX POWER] [*] [ALL DEVICES ++] 3-10ANN, 3-4ANN, 3-6ANN, 3-LCDANN
dbfb2a40-2a46-459e-9be5-bb65f5260dfb | CADGEN RISER |  |  | East | Generic |  | Miscellaneous |  |  |  | Module | TRUE | WIREPATH RISER |  |  | 1 | [6 empty] | FALSE | FALSE | PROVIDED BY ELECTRICAL CONTRACTOR |  | PROVIDED BY OTHERS |  | #FF00B050 | FA-CADGEN RISER | 1 | FALSE | FALSE | FALSE | [14 empty] | FALSE | [7 empty] | THOR\acont | 2024-09-08 17:27 | Cloned from Generic GENERIC WIREPATH DOWN | [Generic, N/A] [JUNCTION PASSTHROUGH] [#36] CLASS A RETURN, END OF LINE DEVICE, END OF LINE RESISTOR, FIBER PATCH PANEL, FIRE ALARM TERMINAL CABINET, FURNISHED BY OTHERS, FURNISHED BY OTHERS, JUNCTION BOX, JUNCTION BOX CEILING, LINE BREAK (DOUBLE), LINE [Generic, N/A] [JUNCTION PASSTHROUGH] [#31] CLASS A RETURN, END OF LINE DEVICE, END OF LINE RESISTOR, FIBER PATCH PANEL, FIRE ALARM TERMINAL CABINET, FURNISHED BY OTHERS, FURNISHED BY OTHERS, JUNCTION BOX, JUNCTION BOX CEILING, LINE BREAK (DOUBLE), LINE [Generic, N/A] [JUNCTION PASSTHROUGH] [#19] CLASS A RETURN, END OF LINE DEVICE, END OF LINE RESISTOR, FIBER PATCH PANEL, FIRE ALARM TERMINAL CABINET, FURNISHED BY OTHERS, FURNISHED BY OTHERS, JUNCTION BOX, JUNCTION BOX CEILING, LINE BREAK (DOUBLE), LINE [Generic, N/A] [JUNCTION PASSTHROUGH] [#14] CLASS A RETURN, END OF LINE DEVICE, END OF LINE RESISTOR, FIBER PATCH PANEL, FIRE ALARM TERMINAL CABINET, FURNISHED BY OTHERS, FURNISHED BY OTHERS, JUNCTION BOX, JUNCTION BOX CEILING, LINE BREAK (DOUBLE), LINE [Generic, N/A] [JUNCTION PASSTHROUGH] [#30] CLASS A RETURN, END OF LINE DEVICE, END OF LINE RESISTOR, FIBER PATCH PANEL, FIRE ALARM TERMINAL CABINET, FURNISHED BY OTHERS, FURNISHED BY OTHERS, JUNCTION BOX, JUNCTION BOX CEILING, LINE BREAK (DOUBLE), LINE [Generic, N/A] [JUNCTION PASSTHROUGH] [#34] CLASS A RETURN, END OF LINE DEVICE, END OF LINE RESISTOR, FIBER PATCH PANEL, FIRE ALARM TERMINAL CABINET, FURNISHED BY OTHERS, FURNISHED BY OTHERS, JUNCTION BOX, JUNCTION BOX CEILING, LINE BREAK (DOUBLE), LINE [Generic, N/A, Space Age Electronics] [JUNCTION PASSTHROUGH] [#4] CLASS A RETURN, END OF LINE DEVICE, END OF LINE RESISTOR, FIBER PATCH PANEL, FIRE ALARM TERMINAL CABINET, FURNISHED BY OTHERS, FURNISHED BY OTHERS, JUNCTION BOX, JUNCTION BOX CEILING, LINE [Generic, N/A] [JUNCTION PASSTHROUGH] [#42] CLASS A RETURN, END OF LINE DEVICE, END OF LINE RESISTOR, FIBER PATCH PANEL, FIRE ALARM TERMINAL CABINET, FURNISHED BY OTHERS, FURNISHED BY OTHERS, JUNCTION BOX, JUNCTION BOX CEILING, LINE BREAK (DOUBLE), LINE [Generic, N/A, Space Age Electronics] [JUNCTION PASSTHROUGH] [#3] CLASS A RETURN, END OF LINE DEVICE, END OF LINE RESISTOR, FIBER PATCH PANEL, FIRE ALARM TERMINAL CABINET, FURNISHED BY OTHERS, FURNISHED BY OTHERS, JUNCTION BOX, JUNCTION BOX CEILING, LINE [Generic, N/A] [JUNCTION PASSTHROUGH] [#9] CLASS A RETURN, END OF LINE DEVICE, END OF LINE RESISTOR, FIBER PATCH PANEL, FIRE ALARM TERMINAL CABINET, FURNISHED BY OTHERS, FURNISHED BY OTHERS, JUNCTION BOX, JUNCTION BOX CEILING, LINE BREAK (DOUBLE), LINE B [Generic, N/A] [JUNCTION PASSTHROUGH] [#35] CLASS A RETURN, END OF LINE DEVICE, END OF LINE RESISTOR, FIBER PATCH PANEL, FIRE ALARM TERMINAL CABINET, FURNISHED BY OTHERS, FURNISHED BY OTHERS, JUNCTION BOX, JUNCTION BOX CEILING, LINE BREAK (DOUBLE), LINE [Generic, N/A] [JUNCTION PASSTHROUGH] [#38] CLASS A RETURN, END OF LINE DEVICE, END OF LINE RESISTOR, FIBER PATCH PANEL, FIRE ALARM TERMINAL CABINET, FURNISHED BY OTHERS, FURNISHED BY OTHERS, JUNCTION BOX, JUNCTION BOX CEILING, LINE BREAK (DOUBLE), LINE [Generic, N/A] [JUNCTION PASSTHROUGH] [#27] CLASS A RETURN, END OF LINE DEVICE, END OF LINE RESISTOR, FIBER PATCH PANEL, FIRE ALARM TERMINAL CABINET, FURNISHED BY OTHERS, FURNISHED BY OTHERS, JUNCTION BOX, JUNCTION BOX CEILING, LINE BREAK (DOUBLE), LINE [Generic, N/A] [JUNCTION PASSTHROUGH] [#18] CLASS A RETURN, END OF LINE DEVICE, END OF LINE RESISTOR, FIBER PATCH PANEL, FIRE ALARM TERMINAL CABINET, FURNISHED BY OTHERS, FURNISHED BY OTHERS, JUNCTION BOX, JUNCTION BOX CEILING, LINE BREAK (DOUBLE), LINE [Generic, N/A] [JUNCTION PASSTHROUGH] [#21] CLASS A RETURN, END OF LINE DEVICE, END OF LINE RESISTOR, FIBER PATCH PANEL, FIRE ALARM TERMINAL CABINET, FURNISHED BY OTHERS, FURNISHED BY OTHERS, JUNCTION BOX, JUNCTION BOX CEILING, LINE BREAK (DOUBLE), LINE [Generic, N/A] [JUNCTION PASSTHROUGH] [#24] CLASS A RETURN, END OF LINE DEVICE, END OF LINE RESISTOR, FIBER PATCH PANEL, FIRE ALARM TERMINAL CABINET, FURNISHED BY OTHERS, FURNISHED BY OTHERS, JUNCTION BOX, JUNCTION BOX CEILING, LINE BREAK (DOUBLE), LINE [Generic, N/A] [JUNCTION PASSTHROUGH] [#23] CLASS A RETURN, END OF LINE DEVICE, END OF LINE RESISTOR, FIBER PATCH PANEL, FIRE ALARM TERMINAL CABINET, FURNISHED BY OTHERS, FURNISHED BY OTHERS, JUNCTION BOX, JUNCTION BOX CEILING, LINE BREAK (DOUBLE), LINE [Generic, N/A] [JUNCTION PASSTHROUGH] [#41] CLASS A RETURN, END OF LINE DEVICE, END OF LINE RESISTOR, FIBER PATCH PANEL, FIRE ALARM TERMINAL CABINET, FURNISHED BY OTHERS, FURNISHED BY OTHERS, JUNCTION BOX, JUNCTION BOX CEILING, LINE BREAK (DOUBLE), LINE [Generic, N/A] [JUNCTION PASSTHROUGH] [#37] CLASS A RETURN, END OF LINE DEVICE, END OF LINE RESISTOR, FIBER PATCH PANEL, FIRE ALARM TERMINAL CABINET, FURNISHED BY OTHERS, FURNISHED BY OTHERS, JUNCTION BOX, JUNCTION BOX CEILING, LINE BREAK (DOUBLE), LINE [Generic, N/A] [JUNCTION PASSTHROUGH] [#39] CLASS A RETURN, END OF LINE DEVICE, END OF LINE RESISTOR, FIBER PATCH PANEL, FIRE ALARM TERMINAL CABINET, FURNISHED BY OTHERS, FURNISHED BY OTHERS, JUNCTION BOX, JUNCTION BOX CEILING, LINE BREAK (DOUBLE), LINE [Generic, N/A] [JUNCTION PASSTHROUGH] [#32] CLASS A RETURN, END OF LINE DEVICE, END OF LINE RESISTOR, FIBER PATCH PANEL, FIRE ALARM TERMINAL CABINET, FURNISHED BY OTHERS, FURNISHED BY OTHERS, JUNCTION BOX, JUNCTION BOX CEILING, LINE BREAK (DOUBLE), LINE [Generic, N/A] [JUNCTION PASSTHROUGH] [#11] CLASS A RETURN, END OF LINE DEVICE, END OF LINE RESISTOR, FIBER PATCH PANEL, FIRE ALARM TERMINAL CABINET, FURNISHED BY OTHERS, FURNISHED BY OTHERS, JUNCTION BOX, JUNCTION BOX CEILING, LINE BREAK (DOUBLE), LINE [Generic, N/A] [JUNCTION PASSTHROUGH] [#20] CLASS A RETURN, END OF LINE DEVICE, END OF LINE RESISTOR, FIBER PATCH PANEL, FIRE ALARM TERMINAL CABINET, FURNISHED BY OTHERS, FURNISHED BY OTHERS, JUNCTION BOX, JUNCTION BOX CEILING, LINE BREAK (DOUBLE), LINE [Generic, N/A] [JUNCTION PASSTHROUGH] [#29] CLASS A RETURN, END OF LINE DEVICE, END OF LINE RESISTOR, FIBER PATCH PANEL, FIRE ALARM TERMINAL CABINET, FURNISHED BY OTHERS, FURNISHED BY OTHERS, JUNCTION BOX, JUNCTION BOX CEILING, LINE BREAK (DOUBLE), LINE [Generic, N/A, Space Age Electronics] [JUNCTION PASSTHROUGH] [#8] CLASS A RETURN, END OF LINE DEVICE, END OF LINE RESISTOR, FIBER PATCH PANEL, FIRE ALARM TERMINAL CABINET, FURNISHED BY OTHERS, FURNISHED BY OTHERS, JUNCTION BOX, JUNCTION BOX CEILING, LINE [Generic, N/A] [JUNCTION PASSTHROUGH] [#17] CLASS A RETURN, END OF LINE DEVICE, END OF LINE RESISTOR, FIBER PATCH PANEL, FIRE ALARM TERMINAL CABINET, FURNISHED BY OTHERS, FURNISHED BY OTHERS, JUNCTION BOX, JUNCTION BOX CEILING, LINE BREAK (DOUBLE), LINE [Generic, N/A] [JUNCTION PASSTHROUGH] [#25] CLASS A RETURN, END OF LINE DEVICE, END OF LINE RESISTOR, FIBER PATCH PANEL, FIRE ALARM TERMINAL CABINET, FURNISHED BY OTHERS, FURNISHED BY OTHERS, JUNCTION BOX, JUNCTION BOX CEILING, LINE BREAK (DOUBLE), LINE [Generic, N/A, Space Age Electronics] [JUNCTION PASSTHROUGH] 02 [ALL DEVICES ++] CLASS A RETURN, END OF LINE DEVICE, END OF LINE RESISTOR, FIBER PATCH PANEL, FIRE ALARM TERMINAL CABINET, FURNISHED BY OTHERS, FURNISHED BY OTHERS, JUNCTION BOX, JUNCTION BO [Generic, N/A, Space Age Electronics] [JUNCTION PASSTHROUGH] [#2] CLASS A RETURN, END OF LINE DEVICE, END OF LINE RESISTOR, FIBER PATCH PANEL, FIRE ALARM TERMINAL CABINET, FURNISHED BY OTHERS, FURNISHED BY OTHERS, JUNCTION BOX, JUNCTION BOX CEILING, LINE [Generic, N/A] [JUNCTION PASSTHROUGH] [#12] CLASS A RETURN, END OF LINE DEVICE, END OF LINE RESISTOR, FIBER PATCH PANEL, FIRE ALARM TERMINAL CABINET, FURNISHED BY OTHERS, FURNISHED BY OTHERS, JUNCTION BOX, JUNCTION BOX CEILING, LINE BREAK (DOUBLE), LINE [Generic, N/A] [JUNCTION PASSTHROUGH] [#22] CLASS A RETURN, END OF LINE DEVICE, END OF LINE RESISTOR, FIBER PATCH PANEL, FIRE ALARM TERMINAL CABINET, FURNISHED BY OTHERS, FURNISHED BY OTHERS, JUNCTION BOX, JUNCTION BOX CEILING, LINE BREAK (DOUBLE), LINE [Generic, N/A] [JUNCTION PASSTHROUGH] [#10] CLASS A RETURN, END OF LINE DEVICE, END OF LINE RESISTOR, FIBER PATCH PANEL, FIRE ALARM TERMINAL CABINET, FURNISHED BY OTHERS, FURNISHED BY OTHERS, JUNCTION BOX, JUNCTION BOX CEILING, LINE BREAK (DOUBLE), LINE [Generic, N/A, Space Age Electronics] [JUNCTION PASSTHROUGH] [#7] CLASS A RETURN, END OF LINE DEVICE, END OF LINE RESISTOR, FIBER PATCH PANEL, FIRE ALARM TERMINAL CABINET, FURNISHED BY OTHERS, FURNISHED BY OTHERS, JUNCTION BOX, JUNCTION BOX CEILING, LINE [Generic, N/A] [JUNCTION PASSTHROUGH] [#33] CLASS A RETURN, END OF LINE DEVICE, END OF LINE RESISTOR, FIBER PATCH PANEL, FIRE ALARM TERMINAL CABINET, FURNISHED BY OTHERS, FURNISHED BY OTHERS, JUNCTION BOX, JUNCTION BOX CEILING, LINE BREAK (DOUBLE), LINE [Generic, N/A] [JUNCTION PASSTHROUGH] [#40] CLASS A RETURN, END OF LINE DEVICE, END OF LINE RESISTOR, FIBER PATCH PANEL, FIRE ALARM TERMINAL CABINET, FURNISHED BY OTHERS, FURNISHED BY OTHERS, JUNCTION BOX, JUNCTION BOX CEILING, LINE BREAK (DOUBLE), LINE [Generic, N/A] [JUNCTION PASSTHROUGH] [#28] CLASS A RETURN, END OF LINE DEVICE, END OF LINE RESISTOR, FIBER PATCH PANEL, FIRE ALARM TERMINAL CABINET, FURNISHED BY OTHERS, FURNISHED BY OTHERS, JUNCTION BOX, JUNCTION BOX CEILING, LINE BREAK (DOUBLE), LINE [Generic, N/A] [JUNCTION PASSTHROUGH] [#16] CLASS A RETURN, END OF LINE DEVICE, END OF LINE RESISTOR, FIBER PATCH PANEL, FIRE ALARM TERMINAL CABINET, FURNISHED BY OTHERS, FURNISHED BY OTHERS, JUNCTION BOX, JUNCTION BOX CEILING, LINE BREAK (DOUBLE), LINE [Generic, N/A, Space Age Electronics] [JUNCTION PASSTHROUGH] [#6] CLASS A RETURN, END OF LINE DEVICE, END OF LINE RESISTOR, FIBER PATCH PANEL, FIRE ALARM TERMINAL CABINET, FURNISHED BY OTHERS, FURNISHED BY OTHERS, JUNCTION BOX, JUNCTION BOX CEILING, LINE [Generic, N/A] [JUNCTION PASSTHROUGH] [#15] CLASS A RETURN, END OF LINE DEVICE, END OF LINE RESISTOR, FIBER PATCH PANEL, FIRE ALARM TERMINAL CABINET, FURNISHED BY OTHERS, FURNISHED BY OTHERS, JUNCTION BOX, JUNCTION BOX CEILING, LINE BREAK (DOUBLE), LINE [Generic, N/A] [JUNCTION PASSTHROUGH] [#13] CLASS A RETURN, END OF LINE DEVICE, END OF LINE RESISTOR, FIBER PATCH PANEL, FIRE ALARM TERMINAL CABINET, FURNISHED BY OTHERS, FURNISHED BY OTHERS, JUNCTION BOX, JUNCTION BOX CEILING, LINE BREAK (DOUBLE), LINE [Generic, N/A] [JUNCTION PASSTHROUGH] [#26] CLASS A RETURN, END OF LINE DEVICE, END OF LINE RESISTOR, FIBER PATCH PANEL, FIRE ALARM TERMINAL CABINET, FURNISHED BY OTHERS, FURNISHED BY OTHERS, JUNCTION BOX, JUNCTION BOX CEILING, LINE BREAK (DOUBLE), LINE [Generic, N/A, Space Age Electronics] [JUNCTION PASSTHROUGH] [#5] CLASS A RETURN, END OF LINE DEVICE, END OF LINE RESISTOR, FIBER PATCH PANEL, FIRE ALARM TERMINAL CABINET, FURNISHED BY OTHERS, FURNISHED BY OTHERS, JUNCTION BOX, JUNCTION BOX CEILING, LINE
faf2b2c3-3110-40d7-919d-bb73eae5d7f6 |  |  |  | North | Bosch | [5 empty] | Module | TRUE | RSS-24MCW-FW | * | STROBE, 24VDC, 15/30/75/110CD, SQUARE, WHITE, WALL, NON-SYNC/SYNC, W/SM/DSM | 1 | [12 empty] | #FFFFFFFF |  |  | FALSE | FALSE | FALSE | [22 empty] | THOR\acont | 2024-10-09 10:48 |  | [Bosch, Eaton Wheelock] [NAC] [DC] RSS-24MCW-FR, RSS-24MCW-FW, RSS-24MCW-FW
7e5e2fef-2986-46a4-996a-bb753e1883d2 |  |  |  | North | Edwards |  | Hardware |  |  |  | Hardware | TRUE | MN-HS64SPKHRG2P |  | 2560 Watt HPSA (2 of 5 Active Panels) replacement speaker head - complete | 1 | [6 empty] | FALSE | [5 empty] | #FFFFFFFF |  |  | FALSE | FALSE | FALSE | [14 empty] | FALSE | [7 empty] | THOR\acont | 2024-10-09 10:48
7e816922-696e-445c-a7e7-bb7ff37f23a4 |  |  |  | North | Bosch | [5 empty] | Module | TRUE | NDA-U-WMP-RO | * | ***(Ross)WALL MOUNT PLATE | 1 | [12 empty] | #FFFFFFFF |  |  | FALSE | FALSE | FALSE | [20 empty] | DESKTOP-7EIEB7A\acont | 2021-08-13 06:25 | THOR\acont | 2024-10-09 10:48
a3598ca7-acc1-4119-bd45-bb8999fc58cb | NFPA 170 HORN STROBE CEILING |  |  | North | Edwards |  | Horn/Strobe |  |  |  | Module | TRUE | WG4RF-HVMHC (C) |  | Outdoor horn-strobe, red FIRE marking, candela, clear lens | 1 | 0 | 0.24 |  |  |  |  | FALSE | TRUE |  |  |  |  | #FF0070C0 | FA-NFPA 170 HORN STROBE CEILING | 1 | FALSE | FALSE | FALSE | 2013 | [13 empty] | FALSE |  |  | C, WP |  |  | DESKTOP-7SAL8M7\acont | 2018-08-27 11:47 | THOR\acont | 2024-09-08 17:27 | Cloned from Edwards WG4RF-HVMHC | [Edwards, Kidde] [NAC] [UL1971, 24 VDC, CONTINUOUS] WG4RF-HVMHC, WG4RF-HVMHC (C) (C), WG4RN-HVMHC, WG4RN-HVMHC (C) (C), WG4WF-HVMHC, WG4WF-HVMHC (C) (C), WG4WN-HVMHC, WG4WN-HVMHC (C) (C) [Edwards, Kidde] [NAC] [UL1638, 16 VDC, CONTINUOUS] WG4RF-HVMHC, WG4RF-HVMHC (C) (C), WG4RN-HVMHC, WG4RN-HVMHC (C) (C), WG4WF-HVMHC, WG4WF-HVMHC (C) (C), WG4WN-HVMHC, WG4WN-HVMHC (C) (C) [Edwards, Kidde] [NAC] [UL1971, 16 VDC, CONTINUOUS] WG4RF-HVMHC, WG4RF-HVMHC (C) (C), WG4RN-HVMHC, WG4RN-HVMHC (C) (C), WG4WF-HVMHC, WG4WF-HVMHC (C) (C), WG4WN-HVMHC, WG4WN-HVMHC (C) (C) [Edwards, Kidde] [NAC] [UL1638, 24 VDC, CONTINUOUS] WG4RF-HVMHC, WG4RF-HVMHC (C) (C), WG4RN-HVMHC, WG4RN-HVMHC (C) (C), WG4WF-HVMHC, WG4WF-HVMHC (C) (C), WG4WN-HVMHC, WG4WN-HVMHC (C) (C) [Edwards, Kidde] [NAC] [UL1971, 16 VFWR, CONTINUOUS] WG4RF-HVMHC, WG4RF-HVMHC (C) (C), WG4RN-HVMHC, WG4RN-HVMHC (C) (C), WG4WF-HVMHC, WG4WF-HVMHC (C) (C), WG4WN-HVMHC, WG4WN-HVMHC (C) (C) [Edwards, Kidde] [NAC] [UL1638, 16 VFWR, CONTINUOUS] WG4RF-HVMHC, WG4RF-HVMHC (C) (C), WG4RN-HVMHC, WG4RN-HVMHC (C) (C), WG4WF-HVMHC, WG4WF-HVMHC (C) (C), WG4WN-HVMHC, WG4WN-HVMHC (C) (C)
e306ac3d-d7c7-4f87-aec3-bb8a8a3376f2 |  |  |  | North | Edwards |  | Cards & Components |  |  |  | Card | TRUE | PS6 |  | Power Supply Card | 1 | 0.072 | 0.096 | 6 |  |  |  | TRUE | [5 empty] | #FFFFFFFF |  |  | FALSE | FALSE | FALSE | [14 empty] | FALSE | [5 empty] | DESKTOP-7EIEB7A\acont | 2023-03-10 08:41 | THOR\acont | 2024-10-09 10:48 | Cloned from Edwards QS1-1 CPU |  | [Edwards] PS6
c8442b06-427e-4a1d-b285-bb8d0cb4bc75 | NFPA 170 FIRE ALARM CONTROL UNIT | RISER FACP |  | North | Hochiki |  | Fire Alarm Control Unit |  |  |  | Assembly | TRUE | LA701K1-60 |  | FireNET L@TITUDE Analog Addressable Fire Alarm Control Panel, 8 Slot Standard Enclosure, 5.25 A 115V, 2-Loop Panel Module, Hochiki Protocol, Network Module, and Media Gateway™, Black, 48 Zone LEDs | 1 | [6 empty] | FALSE |  |  | *Refer to Install Sheet | 16.5in (W) x 23.2in (H) x 6in (D) | KM5FCRD (Optional Semi-Flush Mounting Kit) | #FFFF0000 | FA-NFPA 170 FIRE ALARM CONTROL UNIT | 1 | FALSE | FALSE | FALSE | 202 | [8 empty] | 7,12,18,28,33,40 |  |  | 5.25 |  | TRUE | [5 empty] | DESKTOP-GHR3H5U\Anthony | 2019-11-27 08:00 | THOR\acont | 2024-09-08 17:27
4bcac642-9cc1-49fb-bd53-bb9074e315bd | NFPA 170 ADDRESSABLE OUTPUT MODULE |  |  | North | Bosch |  | Addressable Control/Relay |  |  |  | Module | TRUE | D8129 | ++ | Octo-output module, form C relays, Zonex | 1 | 0.13 | 0.13 |  |  | 12 | [7 empty] | #FFFF0000 | FA-NFPA 170 ADDRESSABLE OUTPUT MODULE | 1 | FALSE | FALSE | FALSE | [20 empty] | DESKTOP-7EIEB7A\acont | 2021-08-13 06:25 | THOR\acont | 2024-09-08 17:27 |  | [Bosch] [AUX POWER] [OPTIONAL RELAY INPUT ++] B308, D130, D133, D134, D8129, FLM-325-2R4-2A, FLM-325-2R4-2AI, FLM-325-2R4-8A, FLM-325-2R4-8AI [Bosch] [ZONEX BOSCH] [ALL DEVICES ++] D8125, D8125MUX, D8128D, D8129 | [Bosch] B308, D7035, D7035B, D8129
2debb4e4-e6d3-4168-a15f-bb943a6d6535 | NFPA 170 HORN STROBE |  |  | North | Autocall |  | Horn/Strobe |  |  |  | Module | TRUE | A59AV-APPLWW-O |  | Visible Notification Appliances, Wall Mount Multi-Candela Horn Strobe, White, Weatherproof | 1 | 0 | 0 |  |  |  |  | TRUE | [5 empty] | #FF0070C0 | FA-NFPA 170 HORN STROBE | 1 | FALSE | FALSE | FALSE | 2012 | [19 empty] | DESKTOP-7SAL8M7\acont | 2020-06-02 14:04 | THOR\acont | 2024-09-08 17:27 | Cloned from AutoCall A59AV-APPLWW | [Autocall] [IDNac] [23 VDC RMS, CONTINUOUS HIGH] A59AV-APPLWR-O, A59AV-APPLWW-O
2e588979-ab9c-4aa6-87f5-bb950849e7af | NFPA 170 REMOTE ANNUNCIATOR | RISER ANNUNCIATOR |  | North | Fike |  | Remote Annunciator |  |  |  | Assembly | TRUE | 02-2123 |  | 4-Gang Masonry box, RACO 693 or equivalent with minimum depth of 2 inches | 1 | [6 empty] | FALSE | [5 empty] | #FFFF0000 | FA-NFPA 170 REMOTE ANNUNCIATOR | 1 | FALSE | FALSE | FALSE | 255 | [13 empty] | FALSE | [5 empty] | AULAPTOP-PC\Aulaptop | 2018-12-12 04:50 | THOR\acont | 2024-09-08 17:27 | Cloned from Fike New Part CLONED CLONED CLONED CLONED
96d588d6-93a6-4101-bae9-bb9b3dbbb158 | NFPA 170 HORN STROBE |  |  | North | Potter |  | Horn/Strobe |  |  |  | Module | TRUE | HSLP-24PWR |  | Outdoor Horn Strobe, Fixed 75 Candela, Low Profile Enclosure, Red-Plain | 1 | 0 | 0.168 |  |  |  |  | FALSE | [5 empty] | #FF0070C0 | FA-NFPA 170 HORN STROBE | 1 | FALSE | FALSE | FALSE | 2012 | [13 empty] | FALSE |  |  | WP |  |  |  |  | THOR\acont | 2024-09-08 17:27 |  | [Potter] [NAC] [24 VDC] HS-24PWR-WP, HS-24PWW-WP, HS-24WR-WP, HS-24WW-WP, HSLP-24PWR, HSLP-24PWW, HSLP-24WR, HSLP-24WW [Potter] [NAC] [UL MAX] HS-24PWR-WP, HS-24PWW-WP, HS-24WR-WP, HS-24WW-WP, HSLP-24PWR, HSLP-24PWW, HSLP-24WR, HSLP-24WW
9427575c-71bf-476d-ad88-bba057ef7976 | CADGEN AUX POWER SUPPLY | CADGEN AUX POWER SUPPLY |  | North | Elmdene |  | Auxilliary Power Supply |  |  |  | Assembly | TRUE | STX2401-T | + | STX Range 24V dc EN54 Power Supply Unit, 1A, 1.2AH | 1 | [6 empty] | FALSE | FALSE |  |  |  |  | #FFFF0000 | FA-CADGEN AUX POWER SUPPLY | 1 | FALSE | FALSE | FALSE | 212 | [8 empty] | 1.2 |  | 1.2 |  |  | TRUE | [5 empty] | DESKTOP-7EIEB7A\acont | 2023-02-13 09:50 | THOR\acont | 2024-09-08 17:27 | Cloned from Altronix AL1024ULX
20ad3edf-6ad7-4b1a-b496-bba5fa46b370 |  |  |  | North | Notifier |  | Cards & Components |  |  |  | Card | TRUE | B224RB-WH |  | Relay Base, for Intelligent Detectors, low profile | 1 | [6 empty] | TRUE | FALSE |  |  |  |  | #FFFFFFFF |  |  | FALSE | FALSE | FALSE | [14 empty] | FALSE | [7 empty] | THOR\acont | 2024-10-09 10:48
5429b99c-5321-4ffc-bf97-bbaa2f592334 |  |  |  | North | Edwards |  | Hardware |  |  |  | Hardware | TRUE | 4X-LKR |  | Russian Template | 1 | [6 empty] | FALSE | [5 empty] | #FFFFFFFF |  |  | FALSE | FALSE | FALSE | [14 empty] | FALSE | [7 empty] | THOR\acont | 2024-10-09 10:48
042af56e-2239-4f37-9ffa-bbb3454b86e9 |  |  |  | North | Potter | [5 empty] | Module | TRUE | THERMOFLEX® CR Series |  | Rate of Rise Heat Detector | 1 | [6 empty] | FALSE | [5 empty] | #FFFFFFFF |  |  | FALSE | FALSE | FALSE | [14 empty] | FALSE | [7 empty] | THOR\acont | 2024-10-09 10:48
d4d68915-de6b-475a-b72b-bbb42d4fb677 | NFPA 170 FIRE ALARM CONTROL UNIT | RISER FACU |  | North | Ampac |  | Fire Alarm Control Unit |  |  |  | Assembly | TRUE | 8651-0513 |  | FireFinderPLUS 5 Loop 5A - SP8X Cabinet | 1 | [6 empty] | TRUE | [5 empty] | #FFFF0000 | FA-NFPA 170 FIRE ALARM CONTROL UNIT | 1 | FALSE | FALSE | [21 empty] | XPS-17-9710\August | 2024-11-06 05:17 |  |  | Cloned from Ampac 8651-0113
8e8a8091-0427-42a8-bc52-bbb855d292cc | NFPA 170 NOTIFICATION CIRCUIT EXTENDER PANEL | RISER NAC |  | North | Altronix |  | Notification Circuit Extender Panel |  |  |  | Assembly | TRUE | AL1042ULADA | ++ | 10-Amp, 24-Volt Power Supply | 1 | [6 empty] | FALSE | FALSE |  |  | 18” x 14.5” x 4.625” (457.2mm x 368.3mm x 117.5mm) |  | #FFFF0000 | FA-NFPA 170 NOTIFICATION CIRCUIT EXTENDER PANEL | 1 | FALSE | FALSE | FALSE | 212 | [8 empty] | 7,12,18,40 |  | 18 |  |  | TRUE | [5 empty] | DESKTOP-7EIEB7A\acont | 2022-09-14 10:52 | THOR\acont | 2024-09-08 17:27 | Cloned from Altronix AL802ULADA
ed6b4406-af5d-4fe8-bcb5-bbbcd2f8ba71 |  |  |  | North | Edwards |  | Hardware |  |  |  | Hardware | TRUE | MN-TPRJ45STD |  | TP Series RJ45 transient protector module | 1 | [6 empty] | FALSE | [5 empty] | #FFFFFFFF |  |  | FALSE | FALSE | FALSE | [14 empty] | FALSE | [7 empty] | THOR\acont | 2024-10-09 10:48
28308e83-59cf-43d3-b2f1-bbc69aa68f81 | NFPA 170 STROBE CEILING |  |  | North | FCI |  | Strobe |  |  |  | Module | TRUE | SC24115/W | ++ | Ceiling mt. Strobe, 115 cd | 1 | 0 | 0.347 |  |  |  |  | FALSE | TRUE |  |  |  |  | #FF0070C0 | FA-NFPA 170 STROBE CEILING | 1 | FALSE | FALSE | FALSE | 2022 | [13 empty] | FALSE | [5 empty] | THOR\acont | 2025-02-25 16:17 | THOR\acont | 2025-02-25 16:20 | Cloned from FCI SC2430/W | [Eaton Wheelock, FCI] [NAC] [DC MAX] RS-2415W-FR, SC24115/W (C)
1cc49d2d-a642-43c4-9795-bbd0dd2f83e4 | NFPA 170 HORN STROBE |  |  | North | Siemens |  | Horn/Strobe |  |  |  | Module | TRUE | ZH-HMC-W | 500-636164 | Z HORN HI MULTI CANDELA WALL WHITE | 1 | [12 empty] | #FF0070C0 | FA-NFPA 170 HORN STROBE | 1 | FALSE | FALSE | FALSE | 2012 | [19 empty] | DESKTOP-7SAL8M7\acont | 2019-08-13 09:04 | THOR\acont | 2024-09-08 17:27 | B,T | [Siemens] [NAC] [DC HIGH DB] ZH-HMC-R, ZH-HMC-W
1b989540-2325-44b6-9b1c-bbd40b7a8591 |  |  |  | North | Siemens | [5 empty] | Module | TRUE | EN-SX | 500-695884 | EN-SX Enclosure (Black) | 1 | [12 empty] | #FFFFFFFF |  |  | FALSE | FALSE | FALSE | [20 empty] | DESKTOP-7SAL8M7\acont | 2019-08-13 09:04 | THOR\acont | 2024-10-09 10:48
067a8d0b-f59f-4b7c-9537-bbd805bbadc2 | NFPA 170 SPEAKER STROBE |  |  | North | Siemens |  | Speaker/Strobe |  |  |  | Module | TRUE | SET-185-R-WP | 500-636191 | SET SPEAKER HI CANDELA WALL RED WEATHERPROOF | 1 | [6 empty] | FALSE | [5 empty] | #FF0070C0 | FA-NFPA 170 SPEAKER STROBE | 1 | FALSE | FALSE | FALSE | 2019 | [13 empty] | FALSE | [7 empty] | THOR\acont | 2024-09-08 17:27 |  | [Siemens] [AUDIO 25v] [25V AUDIO] SET-177-CR-WP (C), SET-177-CW-WP (C), SET-185-R-WP, SET-185-W-WP, SET-S17-CW-WP (C), SET-S17-R-WP, SET-S17-W-WP [Siemens] [AUDIO 70.7v] [70V AUDIO] SET-177-CR-WP (C), SET-177-CW-WP (C), SET-185-R-WP, SET-185-W-WP, SET-S17-CW-WP (C), SET-S17-R-WP, SET-S17-W-WP [Siemens] [NAC] [VDC] SET-185-R-WP, SET-185-W-WP [Siemens] [NAC] [VDC] SET-185-R-WP, SET-185-W-WP
6d20a514-81d1-440c-b907-bbdbeef6d21f | 170 BASIC SHAPE |  |  | North | Edwards |  | Miscellaneous |  |  |  | Assembly | TRUE | 3-CAB14B-E |  | Back Box /w 14 LRM Space w/o Door, EN-54 | 1 | [12 empty] | #FFFF0000 | FA-170 BASIC SHAPE | 1 | FALSE | FALSE | FALSE | [14 empty] | TRUE | [7 empty] | THOR\acont | 2024-09-08 17:27
2fc688af-41c8-420b-877d-bbe0d49ae414 | NFPA 170 HEAT DETECTOR |  |  | North | Kidde |  | Heat Detector |  |  |  | Module | TRUE | FX-HD w/SB4U-LF BASE | ++ | Intelligent Addressable Fixed Temperature or Rate-of-rise Heat Detector | 1 | 4.5e-05 | 4.5e-05 |  |  |  |  | FALSE | [5 empty] | #FFFF0000 | FA-NFPA 170 HEAT DETECTOR | 1 | FALSE | FALSE | FALSE | 1403 | [13 empty] | FALSE |  |  | LF |  |  | DESKTOP-7EIEB7A\acont | 2022-03-08 14:37 | THOR\acont | 2024-09-08 17:27 | Cloned from Edwards SIGA-HRD w/SIGA-AB4G-LF BASE | [Edwards, Kidde] [SLC EST SENSORS] 01 [*] [EST3, iO1000] DS-HFS (C), DS-PS (C), FX-HD w/IB4U BASE, FX-HD w/RB4U BASE, FX-HD w/SB4U BASE, FX-HD w/SB4U-LF BASE, FX-HD wB4U BASE, FX-PD w/B4U BASE (C), FX-PD w/IB4U BASE (C), FX-PD w/SB4U BASE (C), FX-PD w/SB [Edwards, Kidde] [SLC EST MODULES/SENSORS] 01 [*] [iO64] DS-HFS (C), DS-PS (C), FX-HD w/IB4U BASE, FX-HD w/RB4U BASE, FX-HD w/SB4U BASE, FX-HD w/SB4U-LF BASE, FX-HD wB4U BASE, FX-PD w/B4U BASE (C), FX-PD w/IB4U BASE (C), FX-PD w/SB4U BASE (C), FX-PD w/SB [Kidde] [SLC EST MODULES SENSORS] [*] [#2 SHARED ADDR ¦ SENSORS] DS-HFS (C), DS-PS (C), FX-HD w/IB4U BASE, FX-HD w/RB4U BASE, FX-HD w/SB4U BASE, FX-HD w/SB4U-LF BASE, FX-HD wB4U BASE, FX-PD w/B4U BASE (C), FX-PD w/IB4U BASE (C), FX-PD w/SB4U BASE (C), FX [Edwards, Kidde] [AUX POWER] FX-HD w/SB4U-LF BASE, FX-PD w/SB4U-LF BASE (C), FX-PHD w/SB4U-LF BASE (C), SIGA2-COS w/SIGA-AB4G-LF BASE, SIGA2-HCOS w/SIGA-AB4G-LF BASE, SIGA2-HFS w/SIGA-AB4G-LF BASE, SIGA2-HRS w/SIGA-AB4G-LF BASE, SIGA2-PCOS w/SIGA-AB4G-LF [Kidde] [SLC EST SENSORS] [*] [#4 TYPE ADDR ¦ SENSORS] DS-HFS (C), DS-PS (C), FX-HD w/IB4U BASE, FX-HD w/RB4U BASE, FX-HD w/SB4U BASE, FX-HD w/SB4U-LF BASE, FX-HD wB4U BASE, FX-PD w/B4U BASE (C), FX-PD w/IB4U BASE (C), FX-PD w/SB4U BASE (C), FX-PD w/SB4U
1b1b496f-70d7-486b-87b1-bbe56fc57c25 | NFPA 170 CELL COMM | NFPA 170 CELL COMM PS |  | North | NAPCO |  | Cellular Communicator |  |  |  | Module | TRUE | SLE/4G-CDMA-CFB-PS | + | Wireless Commercial Fire Alarm Communicator | 1 | 0.071 | 0.2 |  |  |  |  | FALSE | [5 empty] | #FFFF0000 | FA-NFPA 170 CELL COMM | 1 | FALSE | FALSE | FALSE | 250 | [9 empty] | 1 |  |  |  | FALSE | [5 empty] | AULAPTOP-PC\Aulaptop | 2018-12-23 13:51 | THOR\acont | 2024-09-08 17:27 | Cloned from NAPCO SLE-CDMA-CFB-PS | [NAPCO, Potter] [DACT] [#1 DACT] IntelliCom-5GA, IntelliCom-5GV, SLE/4G-CDMA-CFB, SLE/4G-CDMA-CFB-PS, SLE/4G-CDMA-FIRE, SLE/4G-CDMAI-FIRE, SLE-CDMA-CFB, SLE-CDMA-CFB-PS, SLE-CDMA-FIRE, SLE-CDMAI-FIRE, SLE-LTEA-CFB-PS Main Card, SLE-LTEAI-CFB-PS Main Card [NAPCO, Potter] [IDC] [#1 LINE TRBL] IntelliCom-5GA, IntelliCom-5GV, SLE/4G-CDMA-CFB, SLE/4G-CDMA-CFB-PS, SLE/4G-CDMA-FIRE, SLE/4G-CDMAI-FIRE, SLE-CDMA-CFB, SLE-CDMA-CFB-PS, SLE-CDMA-FIRE, SLE-CDMAI-FIRE, SLE-LTEA-CFB-PS Main Card, SLE-LTEAI-CFB-PS Main [NAPCO, Potter] [DACT] [#2 DACT] IntelliCom-5GA, IntelliCom-5GV, SLE/4G-CDMA-CFB, SLE/4G-CDMA-CFB-PS, SLE/4G-CDMA-FIRE, SLE/4G-CDMAI-FIRE, SLE-CDMA-CFB, SLE-CDMA-CFB-PS, SLE-CDMA-FIRE, SLE-CDMAI-FIRE, SLE-LTEA-CFB-PS Main Card, SLE-LTEAI-CFB-PS Main Card [NAPCO, Potter] [IDC] [#2 PS TRBL] IntelliCom-5GA, IntelliCom-5GV, SLE/4G-CDMA-CFB, SLE/4G-CDMA-CFB-PS, SLE/4G-CDMA-FIRE, SLE/4G-CDMAI-FIRE, SLE-CDMA-CFB, SLE-CDMA-CFB-PS, SLE-CDMA-FIRE, SLE-CDMAI-FIRE, SLE-LTEA-CFB-PS Main Card, SLE-LTEAI-CFB-PS Main Ca [NAPCO, Potter] [AUX POWER] [*] CDMA-FIRE, IntelliCom-5GA, IntelliCom-5GV, SLE/4G-CDMA-CFB, SLE/4G-CDMA-CFB-PS, SLE/4G-CDMA-FIRE, SLE/4G-CDMAI-FIRE, SLE-CDMA-CFB, SLE-CDMA-CFB-PS, SLE-CDMA-FIRE, SLE-CDMAI-FIRE, SLE-LTEV-CB, SLE-LTEV-CB-TF, SLE-LTEV-CFB,
ff5cc01b-4fb5-486b-98f9-bbe6f8b4ce0e | BP MANUAL STATION |  |  | North | BluePoint |  | Manual Station |  |  |  | Assembly | TRUE | BP02-A102P | ++ | PPS ASSEMBLY HW/NH (inc. Module) | 1 | [6 empty] | FALSE | [5 empty] | #FFFF0000 | FA-BP MANUAL STATION | 1 | FALSE | FALSE | FALSE | 957 | [13 empty] | FALSE |  |  | P |  |  | THOR\acont | 2024-04-12 12:31 | THOR\acont | 2024-09-08 17:27 | Cloned from BluePoint BP02-102P | [BluePoint] [IDC] 01 BP02-101M, BP02-101P, BP02-102M, BP02-102P, BP02-A101M, BP02-A101P, BP02-A101PH, BP02-A102M, BP02-A102P, BP02-A102PH
54a734c8-616a-4760-b42f-bbe8207b58e9 | NFPA 170 ADDRESSABLE INPUT MONITOR MODULE |  |  | North | Fike |  | Addressable Module |  |  |  | Module | TRUE | 55-055 |  | Zone Interface Module Non-Isolator Version | 1 | [6 empty] | FALSE | [5 empty] | #FFFF0000 | FA-NFPA 170 ADDRESSABLE INPUT MONITOR MODULE | 1 | FALSE | FALSE | FALSE | 1000 | [13 empty] | FALSE |  |  | Z |  |  |  |  | THOR\acont | 2024-09-08 17:27 |  | [Fike] [SLC FIKE] [*] [#1 SHARED ADDR ¦ ALL] 20-1063, 20-1064, 20-1343, 55-019/020 (C), 55-021 (C), 55-023 (C), 55-041, 55-042, 55-043, 55-045, 55-046, 55-047, 55-048, 55-050, 55-052, 55-055, 55-056, 55-060, 55-061, 60-1028 (C), 60-1039 (C), 60-1040 (C), [Fike] [AUX POWER] 20-1063, 20-1064, 20-1343, 55-019/020 (C), 55-021 (C), 55-023 (C), 55-043, 55-047, 55-048, 55-050, 55-055, 55-056, 55-060, 55-061, 60-1028 (C), 60-1039 (C), 60-1040 (C), 63-028/029 (C), 63-1021 (C), 63-1052 (C), 63-1053 (C), 63-1056 (C
b4e1eb3e-800b-4ec3-8ebf-bbe9824ef953 | NFPA 170 STROBE WALL |  |  | North | Autocall |  | Strobe |  |  |  | Module | TRUE | A4906-9106 | + | Weatherproof appliance with multi-candela strobe Wall Mount White | 1 | 0 | 0 |  |  |  |  | TRUE | [5 empty] | #FF0070C0 | FA-NFPA 170 STROBE WALL | 1 | FALSE | FALSE | FALSE | 2012 | [16 empty] | WP |  |  | DESKTOP-0D6CQVA\lousc | 2019-07-09 19:28 | THOR\acont | 2024-09-08 17:27 | Cloned from AutoCall A4906-9105 | [Autocall, Simplex] [NAC] [24VDC] 4906-9105, 4906-9106, A4906-9105, A4906-9106
169f4922-5413-4451-a2b6-bbea2c11925d |  |  |  | North | System Sensor |  | Hardware |  |  |  | Hardware | TRUE | TR-2 | F | Universal Wall Trim Ring Red | 1 | [6 empty] | FALSE | [5 empty] | #FFFFFFFF |  |  | FALSE | FALSE | FALSE | [14 empty] | FALSE | [7 empty] | THOR\acont | 2024-10-09 10:48
624bfaaa-0f3a-4f6f-9821-bbeac69037c0 |  |  |  | North | Bosch | [5 empty] | Module | TRUE | LVF-5005C-S0940 | * | 5 Megapixel CS Lens 1/2.5in 9-40mm Ir | 1 | [12 empty] | #FFFFFFFF |  |  | FALSE | FALSE | FALSE | [20 empty] | DESKTOP-7EIEB7A\acont | 2021-08-13 06:25 | THOR\acont | 2024-10-09 10:48
ac19b362-96e0-4c13-877a-bbf192654a31 |  |  |  | North | Potter | [5 empty] | Assembly | TRUE | PVX-25 |  | 25 Watt Voice Evacuation System | 1 | [6 empty] | FALSE | [5 empty] | #FFFFFFFF |  |  | FALSE | FALSE | FALSE | [9 empty] | 7,12,18 |  |  |  |  | TRUE | [7 empty] | THOR\acont | 2024-10-09 10:48
076ebd93-1e3e-4bf0-a331-bbf3b7941d20 | NFPA 170 SPEAKER STROBE |  |  | North | System Sensor |  | Speaker/Strobe |  |  |  | Module | TRUE | SPSRK-P | + | Plain Outdoor Speaker Strobe, Standard cd | 1 | 0 | 0.181 |  |  |  |  | FALSE | FALSE |  |  |  |  | #FF0070C0 | FA-NFPA 170 SPEAKER STROBE | 1 | FALSE | FALSE | FALSE | 2019 | [13 empty] | FALSE |  |  | WP |  |  | DESKTOP-7EIEB7A\acont | 2021-05-05 16:02 | THOR\acont | 2024-09-08 17:27 | Cloned from System Sensor SPSRK | [BluePoint, System Sensor] [AUDIO 25v] [25V AUDIO] BP04-311P, SPCR (C), SPCW (C), SPCWK (C), SPRK, SPSCWH (C), SPSCWHK (C), SPSCWHK-P (C), SPSCWK (C), SPSCWK-CLR-ALERT (C), SPSRHK, SPSRK, SPSRK-P, SPSWK, SPSWK-CLR-ALERT, SPSWK-P, SPWK [BluePoint, System Sensor] [AUDIO 70.7v] [70V AUDIO] BP04-311P, SPCR (C), SPCW (C), SPCWK (C), SPRK, SPSCWH (C), SPSCWHK (C), SPSCWHK-P (C), SPSCWK (C), SPSCWK-CLR-ALERT (C), SPSRHK, SPSRK, SPSRK-P, SPSWK, SPSWK-CLR-ALERT, SPSWK-P, SPWK [BluePoint, System Sensor] [NAC] [VDC, TEMPORAL HIGH] BP04-311P, SCRK (C), SCWK (C), SPSCWK (C), SPSCWK-CLR-ALERT (C), SPSRK, SPSRK-P, SPSWK, SPSWK-CLR-ALERT, SPSWK-P [BluePoint, System Sensor] [NAC] [VFWR, TEMPORAL HIGH] BP04-311P, SCRK (C), SCWK (C), SPSCWK (C), SPSCWK-CLR-ALERT (C), SPSRK, SPSRK-P, SPSWK, SPSWK-CLR-ALERT, SPSWK-P
90ab3de4-2924-451a-9d5d-bbfaacb56555 |  |  |  | North | Edwards |  | Cards & Components |  |  |  | Card | TRUE | KPDISP |  | Keypad and Liquid Crystal Display | 1 | 0.095 | 0.095 |  |  |  |  | TRUE | [5 empty] | #FFFFFFFF |  |  | FALSE | FALSE | FALSE | [14 empty] | FALSE | [7 empty] | THOR\acont | 2024-10-09 10:48
5616fe70-ba79-46b9-8f61-bbff6e1346a0 | NFPA 170 DUCT SMOKE DETECTOR |  |  | North | Notifier |  | Duct Smoke Detector |  |  |  | Module | TRUE | ED-DPR | ++ | Photoelectric Duct Smoke Detector Head, Eclipse™ Series | 1 | 0.00036 | 0.007 |  |  |  |  | FALSE | TRUE |  |  |  |  | #FFFF0000 | FA-NFPA 170 DUCT SMOKE DETECTOR | 1 | FALSE | FALSE | FALSE | 1400 | [13 empty] | FALSE | [7 empty] | THOR\acont | 2024-09-08 17:27 | 20191121 AC Detector without base | [Honeywell, Notifier, System Sensor] [SLC MODULES SENSORS] [*] [#2 SHARED ADDR ¦ SENSORS] 2251B (C), 2251-COPTIR (C), 2251-COPTIR w/B200S-WH (C), 2251TB (C), 2251TMB (C), 5251B (C), 5251B-WP (C), 5251H (C), 5251RB (C), 5251RB-WP (C), 7251 (C), 7251DH (C) [Honeywell, Notifier, System Sensor] [SLC SENSORS] [*] [#4 TYPE ADDR ¦ SENSORS] 2251B (C), 2251-COPTIR (C), 2251-COPTIR w/B200S-WH (C), 2251TB (C), 2251TMB (C), 5251B (C), 5251B-WP (C), 5251H (C), 5251RB (C), 5251RB-WP (C), 7251 (C), 7251DH (C), DH200LP
cca18337-c27c-4649-be91-bc08d7457af7 |  |  |  | North | Siemens | [5 empty] | Module | TRUE | SDH-5A | 500-614189 | 120VAC FLR MTG SINGLE DOOR | 1 | [12 empty] | #FFFFFFFF |  |  | FALSE | FALSE | FALSE | [20 empty] | DESKTOP-7SAL8M7\acont | 2019-08-13 09:04 | THOR\acont | 2024-10-09 10:48
fcc54a1f-8602-467f-aa9b-bc17a43fbc3b | NFPA 170 STROBE CEILING |  |  | North | Siemens |  | Strobe |  |  |  | Module | TRUE | SL2SCW-ALA | S54329-F191-A1++ | Strobe, Ceiling, Amber, White, Alert | 1 | [7 empty] | TRUE |  |  |  |  | #FF0070C0 | FA-NFPA 170 STROBE CEILING | 1 | FALSE | FALSE | FALSE | 2023 | [19 empty] | DESKTOP-7EIEB7A\acont | 2023-08-03 09:40 | THOR\acont | 2024-09-08 17:27 | Cloned from Siemens SL2SWW-ALA | [Siemens] [NAC] [16.0 – 33.0 VDC] SL2SCR-A (C), SL2SCR-AL (C), SL2SCR-ALA (C), SL2SCR-ALB (C), SL2SCR-F (C), SL2SCR-FB (C), SL2SCR-N (C), SL2SCR-NA (C), SL2SCR-NB (C), SL2SCW-A (C), SL2SCW-AL (C), SL2SCW-ALA (C), SL2SCW-ALB (C), SL2SCW-EV (C), SL2SCW-F (
2c0c0e26-7925-49a9-b274-bc1852607933 | CADGEN SIGN |  |  | North | BluePoint |  | Signage |  |  |  | Module | TRUE | BP05-201P | ++ | Police P.S. Sign (Flat) | 1 | 0 | 0 |  |  |  |  | FALSE |  | Surface Mounted |  | 6.0 x 8.0 in. (152 x 203 mm) |  | #FFFF0000 | FA-CADGEN SIGN | 1 | FALSE | FALSE | FALSE | [20 empty] | THOR\acont | 2024-03-20 12:13 | THOR\acont | 2024-09-08 17:27 | Cloned from TALK A PHONE BP05-101P
d0c4947e-7ebc-45aa-929f-bc26473c6175 | NFPA 170 REMOTE ANNUNCIATOR | RISER ANNUNCIATOR |  | North | Notifier |  | Remote Annunciator |  |  |  | Module | TRUE | ACM-48A | + | ONYX Series ACS Annunciator | 1 | 0.016 | 0.07 |  |  |  |  | TRUE | FALSE |  |  |  |  | #FFFF0000 | FA-NFPA 170 REMOTE ANNUNCIATOR | 1 | FALSE | FALSE | FALSE | 255 | [13 empty] | FALSE | [5 empty] | DESKTOP-7EIEB7A\acont | 2023-02-03 07:44 | THOR\acont | 2024-09-08 17:27 | Cloned from Firelite ACM-32AF | [ADT Unimode, Eaton Wheelock, Farenhyt, Firelite, Gamewell FCI, Monaco Enterprises, Notifier, Potter, Secutron, Silent Knight] [AUX POWER] [*] 790-012-00, ACM-16ATF, ACM-30, ACM-32AF, ACM-48A, ACM-8RF, ADT-LCD-80, AEM-16ATF, AEM-32AF, AFM-16AF, AFM-16ATF [Firelite, Notifier] [RS-485] ACM-16ATF, ACM-30, ACM-32AF, ACM-48A, ACM-8RF, AEM-16ATF, AEM-32AF, AFM-16AF, AFM-16ATF, AFM-32AF, LCD-80F
c9e611cf-c039-49db-81c8-bc29858f9d67 |  |  |  | North | Simplex | [5 empty] | Module | TRUE | 2084-9001 |  | REMOTE PHONE JACK | 1 | [6 empty] | TRUE | [5 empty] | #FFFFFFFF |  |  | FALSE | FALSE | FALSE | [20 empty] | AULAPTOP-PC\Aulaptop | 2019-05-12 12:10 | THOR\acont | 2024-10-09 10:48 | Cloned from Generic New Part
38f189ee-ce3c-41a8-bbc3-bc2c2ab7faee |  |  |  | North | Gamewell FCI |  | Cards & Components |  |  |  | Card | TRUE | GWF404 Main Board | + | Main Board for FLEX 404 | 1 | 0.112 | 0.112 |  |  |  |  | TRUE | [5 empty] | #FFFFFFFF |  |  | FALSE | FALSE | FALSE | [14 empty] | FALSE | [5 empty] | DESKTOP-7SAL8M7\acont | 2019-05-01 13:51 | THOR\acont | 2024-10-09 10:48 | Cloned from Gamewell GWF402 Main Board | [Gamewell FCI, Honeywell] [VAC ] [120VAC] 7100 Main Board, FireVac IV (50W, 25V) Main Board, FireVac IV (50W, 70V) Main Board, FLEX 410 Main Board, GF505 Main Board, GF506R Main Board, GF510 Main Board, GFPS-6 Main Board, GFPS-9 Main Board, GWF402 Main B [Gamewell FCI, Honeywell] [VAC ] 7100 Main Board, FireVac IV (50W, 25V) Main Board, FireVac IV (50W, 70V) Main Board, FLEX 410 Main Board, GF505 Main Board, GF506R Main Board, GF510 Main Board, GFPS-6 Main Board, GFPS-9 Main Board, GWF402 Main Board, GWF | [Gamewell FCI] GWF404 Main Board
c20d2cfc-f503-401a-a2b1-bc35342afc18 |  |  |  | North | Gamewell FCI |  | Cards & Components |  |  |  | Card | TRUE | FireVac IV (50W, 70V) Main Board | 150-00026+ | Main Board for ECC-50/100 | 1 | 0.14 | 0.49 |  |  |  |  | TRUE | FALSE |  |  |  |  | #FFFFFFFF |  |  | FALSE | FALSE | FALSE | [14 empty] | FALSE | [5 empty] | DESKTOP-7EIEB7A\acont | 2022-03-10 07:08 | THOR\acont | 2024-10-09 10:48 | Cloned from Firelite ECC-50/100 Main Board (50W, 70V) | [Gamewell FCI, Honeywell] [VAC ] 7100 Main Board, FireVac IV (50W, 25V) Main Board, FireVac IV (50W, 70V) Main Board, FLEX 410 Main Board, GF505 Main Board, GF506R Main Board, GF510 Main Board, GFPS-6 Main Board, GFPS-9 Main Board, GWF402 Main Board, GWF [Firelite, Gamewell FCI] [NAC Trigger] ECC-50/100 Main Board (100W, 25V), ECC-50/100 Main Board (100W, 70V), ECC-50/100 Main Board (50W, 25V), ECC-50/100 Main Board (50W, 70V), FireVac IV (50W, 25V) Main Board, FireVac IV (50W, 70V) Main Board [Gamewell FCI, Honeywell] [VAC ] [120VAC] 7100 Main Board, FireVac IV (50W, 25V) Main Board, FireVac IV (50W, 70V) Main Board, FLEX 410 Main Board, GF505 Main Board, GF506R Main Board, GF510 Main Board, GFPS-6 Main Board, GFPS-9 Main Board, GWF402 Main B [Firelite, Gamewell FCI] [NAC Trigger] ECC-50/100 Main Board (100W, 25V), ECC-50/100 Main Board (100W, 70V), ECC-50/100 Main Board (50W, 25V), ECC-50/100 Main Board (50W, 70V), FireVac IV (50W, 25V) Main Board, FireVac IV (50W, 70V) Main Board [Firelite, Gamewell FCI] [RS-485] ECC-50/100 Main Board (100W, 25V), ECC-50/100 Main Board (100W, 70V), ECC-50/100 Main Board (50W, 25V), ECC-50/100 Main Board (50W, 70V), FireVac IV (50W, 25V) Main Board, FireVac IV (50W, 70V) Main Board | [Gamewell FCI] FireVac IV (50W, 70V) Main Board
89e49f8c-3552-4fdc-a91c-bc39c7cf271e |  |  |  | North | Potter |  | Cards & Components |  |  |  | Card | TRUE | IPA-4000 MAIN BOARD | + | Main Board for IPA-4000 Fire Alarm Control Panel | 1 | 0.13 | 0.22 |  |  |  |  | TRUE | [5 empty] | #FFFFFFFF |  |  | FALSE | FALSE | FALSE | [12 empty] | 10 |  | FALSE | [7 empty] | THOR\acont | 2024-10-09 10:48 |  | [Potter] [IDC] [#3 SUPERVISORY] AFC-100 Main Board, AFC-1000 Main Board, AFC-50 Main Board, ARC-100 Main Board, IPA-100 MAIN BOARD, IPA-4000 MAIN BOARD, IPA-4000V MAIN BOARD, IPA-60 MAIN BOARD, P200 MAIN BOARD, PFC-4064 MAIN BOARD, PFC-4410G3 MAIN BOARD, [Advanced, Potter] [VAC ] [120VAC] AFC-100 Main Board, AFC-1000 Main Board, AFC-50 Main Board, ARC-100 Main Board, AX-PSN104 Main Board, AX-PSN106 Main Board, AX-PSN108 Main Board, AX-PSN-64 Main Board, DCA-10025 (25V) Main Board, DCA-10025 (70V) Main Bo [Potter] [IDC] [#1 ALARM] AFC-100 Main Board, AFC-1000 Main Board, AFC-50 Main Board, ARC-100 Main Board, IPA-100 MAIN BOARD, IPA-4000 MAIN BOARD, IPA-4000V MAIN BOARD, IPA-60 MAIN BOARD, P200 MAIN BOARD, PFC-4064 MAIN BOARD, PFC-4410G3 MAIN BOARD, PFC-4 [Potter] [IDC] [#2 TROUBLE] AFC-100 Main Board, AFC-1000 Main Board, AFC-50 Main Board, ARC-100 Main Board, IPA-100 MAIN BOARD, IPA-4000 MAIN BOARD, IPA-4000V MAIN BOARD, IPA-60 MAIN BOARD, P200 MAIN BOARD, PFC-4064 MAIN BOARD, PFC-4410G3 MAIN BOARD, PFC | [Potter] IPA-4000 MAIN BOARD
d0c141e7-4bcc-495e-8614-bc3b896c4a06 | NFPA 170 SMOKE DETECTOR |  |  | North | Autocall |  | Smoke Detector |  |  |  | Module | TRUE | A4098-9019 (Detector) | + | Fireray 5000 Beam Detector Head | 1 | [6 empty] | FALSE | TRUE |  |  |  |  | #FFFF0000 | FA-NFPA 170 SMOKE DETECTOR | 1 | FALSE | FALSE | FALSE | 1408 | [13 empty] | FALSE |  |  | SBD |  |  | DESKTOP-7EIEB7A\acont | 2022-04-18 16:21 | THOR\acont | 2024-09-08 17:27 | Cloned from Simplex 4098-9019 (Detector) | [Autocall, Simplex] [BEAM DET] 4098-9019 (Detector) (C), A4098-9019 (Detector) (C)
62e7d5f9-45ba-4a31-bef0-bc4138d766cf |  |  |  | North | Firelite |  | Cards & Components |  |  |  | Card | TRUE | ECC-XRM-70V | + | 70V Transformer Conversion Module | 1 | [6 empty] | TRUE | FALSE |  |  |  |  | #FFFFFFFF |  |  | FALSE | FALSE | FALSE | [14 empty] | FALSE | [7 empty] | THOR\acont | 2024-10-09 10:48
1a1afb9f-ea4f-4158-9562-bc42890fa88b |  |  |  | North | Edwards |  | Hardware |  |  |  | Hardware | TRUE | QSA-2-S-VR |  | OBSOLETE - Key Locked Door, Surface for 2 Ann. Option Space | 1 | [6 empty] | FALSE | [5 empty] | #FFFFFFFF |  |  | FALSE | FALSE | FALSE | [14 empty] | FALSE | [7 empty] | THOR\acont | 2024-10-09 10:48
6a04a7b2-8fae-4229-a123-bc438e05cb44 |  |  |  | North | Advanced |  | Cards & Components |  |  |  | Card | TRUE | AX-SEB | ACX | DACT SERIAL INTERFACE MODULE | 1 | 0.0005 | 0.0005 |  |  |  |  | TRUE | [5 empty] | #FFFFFFFF |  |  | FALSE | FALSE | FALSE | [20 empty] | AUGUSTXPS17-EUP\aucon | 2022-07-13 14:28 | THOR\acont | 2024-10-09 10:48 | Cloned from New Part
5a6f0982-80e7-45b9-b33f-bc445cd820ac | CADGEN PROXIMITY READER |  |  | North | Bosch | Security/Access Control | Prox Reader |  |  |  | Module | TRUE | ARD–SER10–WI | ++ | Card reader, iCLASS, Wiegand | 1 | 0.06 | 0.22 |  |  |  |  | FALSE | [5 empty] | #FFFF0000 | FA-CADGEN PROXIMITY READER | 1 | FALSE | FALSE | FALSE | 5000 | [13 empty] | FALSE | [5 empty] | DESKTOP-7EIEB7A\acont | 2022-08-25 08:36 | THOR\acont | 2024-09-08 17:27 | Cloned from Bosch ARD–SER40–WI | [Bosch, Hirsch Electronics] [CARD READER INPUT] [*] [ALL DEVICES ++] 8330ABT, 8332AB, 8336AB, 8350ABT, 8352ABT, 8356ABT, ARD–AYK12, ARD–SER10–WI, ARD–SER40–WI, ARD–SER90–WI, ARD–SERK40–WI
c0aaedf1-816c-4dd7-a6bf-bc452668e51a | NFPA 170 HORN STROBE |  |  | North | Eaton Wheelock |  | Horn/Strobe |  |  |  | Module | TRUE | ELFHSW-CO | + | WALL SOUNDER STROBE, WHITE, CO, LOW FREQ | 1 | [6 empty] | TRUE | [5 empty] | #FF0070C0 | FA-NFPA 170 HORN STROBE | 1 | FALSE | FALSE | FALSE | 2020 | [16 empty] | LF |  |  | DESKTOP-7EIEB7A\acont | 2021-05-13 07:52 | THOR\acont | 2024-09-08 17:27 | Cloned from Eaton Wheelock ELFHSW-AL | [Eaton Wheelock] [NAC] [24VDC, MAX] ELFHSR, ELFHSR-AL, ELFHSRC (C), ELFHSRC-AL (C), ELFHSRC-CO (C), ELFHSRC-N (C), ELFHSR-CO, ELFHSR-N, ELFHSW, ELFHSW-AL, ELFHSWC (C), ELFHSWC-AL (C), ELFHSWC-CO (C), ELFHSWC-N (C), ELFHSW-CO, ELFHSW-N
f96b6b56-1b14-4858-baa0-bc4b4089e37c | NFPA 170 SPEAKER WALL |  |  | North | Ultra Electronics |  | Speaker |  |  |  | Module | TRUE | 90219A-801-04-L | HyperSpike | HYPERSPIKE TCPA-10 UL1480 C1D2 8OHM-GRY | 1 | [10 empty] | 10.1” H X 10.1” W X 11.3” L |  | #FF0070C0 | FA-NFPA 170 SPEAKER WALL | 1 | FALSE | FALSE | FALSE | 2021 | [19 empty] | DESKTOP-7EIEB7A\acont | 2023-03-10 07:47 | THOR\acont | 2024-09-08 17:27 | Cloned from Ultra Electronics 90215A-801-01-L CLONED CLONED | [Ultra Electronics] [AUDIO 70.7v] [70V AUDIO] 90215A-801-01-L, 90215A-801-04-L, 90215A-801-05-L, 90215A-801-06-L, 90219A-801-01-L, 90219A-801-04-L, 90219A-801-05-L, 90219A-801-06-L, 90219A-802-01-L, 90219A-802-04-L, 90219A-802-05-L, 90219A-802-06-L [Ultra Electronics] [AUDIO 25v] [25V AUDIO] 90215A-801-01-L, 90215A-801-04-L, 90215A-801-05-L, 90215A-801-06-L, 90219A-801-01-L, 90219A-801-04-L, 90219A-801-05-L, 90219A-801-06-L, 90219A-802-01-L, 90219A-802-04-L, 90219A-802-05-L, 90219A-802-06-L
9539d9b2-0694-47d6-aaa8-bc4bb4e38863 |  |  |  | North | Siemens | [5 empty] | Module | TRUE | XND | 500-034731 | LAPTOP UPLOAD ADAPTER | 1 | [12 empty] | #FFFFFFFF |  |  | FALSE | FALSE | FALSE | [20 empty] | DESKTOP-7SAL8M7\acont | 2019-08-13 09:04 | THOR\acont | 2024-10-09 10:48
eb64d5d5-5369-401c-bec7-bc4ebaf805e0 |  |  |  | North | Edwards |  | Cards & Components |  |  |  | Card | TRUE | 3-BBC/M-230-E | n | Booster Power Supply 230V, EN-54 Compliance, w/ Charger | 1 | 0.07 | 0.07 |  |  |  |  | TRUE | [5 empty] | #FFFFFFFF |  |  | FALSE | FALSE | FALSE | [22 empty] | THOR\acont | 2024-10-09 10:48 |  |  | [Edwards] 3-BBC/M, 3-BBC/M-230, 3-BBC/M-230-E, 3-PPS/M, 3-PPS/M-230, 3-PPS/M-230-E, 4-PPS/M, 4-PPS/M-230, 4-PPS/M-230-E
ff94a732-c22a-4580-bb9b-bc50d1ecccc2 | NFPA 170 HORN CEILING |  |  | North | Kidde |  | Horn |  |  |  | Module | TRUE | EGCARF |  | Horn, running man, red, fire, 15, 30, 75. 95 CD | 1 | [6 empty] | FALSE | TRUE |  |  |  |  | #FF0070C0 | FA-NFPA 170 HORN CEILING | 1 | FALSE | FALSE | FALSE | 2011 | [13 empty] | FALSE | [5 empty] | DESKTOP-GHR3H5U\Anthony | 2019-10-17 12:04 | THOR\acont | 2024-09-08 17:27 |  | [Edwards, Kidde] [NAC] [24 VFWR, HIGH DB] EGCARF (C), EGCAWF (C), GCARF (C), GCARN (C), GCAWF (C), GCAWN (C) [Edwards, Kidde] [NAC] [24 VDC, HIGH DB] EGCARF (C), EGCAWF (C), GCARF (C), GCARN (C), GCAWF (C), GCAWN (C)
d6609416-533e-40ff-9bbe-bc54f37f0f7a | NFPA 170 FIRE ALARM CONTROL UNIT | RISER FACP |  | North | Potter |  | Fire Alarm Control Unit |  |  |  | Assembly | TRUE | PFC-4410RC | + | Releasing Control Panel | 1 | [6 empty] | FALSE | [5 empty] | #FFFF0000 | FA-NFPA 170 FIRE ALARM CONTROL UNIT | 1 | FALSE | FALSE | FALSE | 202 |  |  | 7165-0328:0170, 7610-0328:0185 | [5 empty] | 4,8,12,18,24 |  |  | 5 |  | TRUE | [7 empty] | THOR\acont | 2024-09-08 17:27
e1543381-423e-4a7e-b02b-bc61d470d5b6 |  |  |  | North | Edwards |  | Cards & Components |  |  |  | Card | TRUE | FHSD8320-ULF Main Card | ++ | LaserSense Modulaser - Command display module main card | 1 | [6 empty] | TRUE | [5 empty] | #FFFFFFFF |  |  | FALSE | FALSE | FALSE | [20 empty] | DESKTOP-EUPOT3B\aucon | 2022-01-25 12:39 | THOR\acont | 2024-10-09 10:48 | Cloned from Edwards 9-30782 | [Edwards] [RS-485] [RS-485] FHSD8300-ULF Main Card, FHSD8310-ULF Main Card, FHSD8320-ULF Main Card, FHSD8330-ULF Main Card [Edwards] [AUX POWER] [VDC] FHSD8300-ULF Main Card, FHSD8310-ULF Main Card, FHSD8320-ULF Main Card, FHSD8330-ULF Main Card | [Edwards] FHSD8300-ULF Main Card, FHSD8310-ULF Main Card, FHSD8320-ULF Main Card, FHSD8330-ULF Main Card
c582bccc-a3b7-495a-9873-bc6414ce8f98 | NFPA 170 SMOKE CO DETECTOR |  |  | North | Monaco Enterprises |  | Smoke/CO Detector |  |  |  | Module | TRUE | 725-605-00 w/729-228-00 | ++ | Intelligent Smoke/CO Detector, plug-in, low profile, AP Only, white, Type II, Standard Base | 1 | 0.0002 | 0.002 |  |  |  |  | FALSE | TRUE |  |  |  |  | #FFFF0000 | FA-NFPA 170 SMOKE CO DETECTOR | 1 | FALSE | FALSE | FALSE | 1402 | [13 empty] | FALSE | [5 empty] | THOR\acont | 2024-06-26 11:13 | THOR\acont | 2024-09-08 17:27 | Cloned from Monaco Enterprises 725-603-00 w/729-228-00 | [Monaco Enterprises] [SLC MODULES SENSORS] 01 [*] 708-026-01, 708-031-00, 721-121-00 w/B200SR-LF-WH (C), 721-121-00 w/B200SR-WH (C), 721-121-00 w/B210LP (C), 721-121-00 w/B224RB-WH (C), 721-121-00 w/B501 (C), 721-124-00 w/B200SR-LF-WH (C), 721-124-00 w/B [Monaco Enterprises] [SLC SENSORS] 01 [*] 721-121-00 w/B200SR-LF-WH (C), 721-121-00 w/B200SR-WH (C), 721-121-00 w/B210LP (C), 721-121-00 w/B224RB-WH (C), 721-121-00 w/B501 (C), 721-124-00 w/B200SR-LF-WH (C), 721-124-00 w/B200SR-WH (C), 721-124-00 w/B210L
9260fd7c-7ee3-4ee6-abbb-bc647595011f |  |  |  | North | Edwards |  | Cards & Components |  |  |  | Card | TRUE | SDR-32 |  | 32 Open Collector Mod for LEDs /w cover | 1 | [6 empty] | TRUE | [5 empty] | #FFFFFFFF |  |  | FALSE | FALSE | FALSE | [14 empty] | FALSE | [7 empty] | THOR\acont | 2024-10-09 10:48
ca17ec84-18d2-47c1-bd54-bc6730b6e1dd |  |  |  | North | Potter | [5 empty] | Module | TRUE | Pull Station Series |  | Conventional Pull Station | 1 | [6 empty] | FALSE | [5 empty] | #FFFFFFFF |  |  | FALSE | FALSE | FALSE | [14 empty] | FALSE | [7 empty] | THOR\acont | 2024-10-09 10:48
acb01c3a-fc0c-4055-bf62-bc677ef9529f | NFPA 170 AMPLIFIER RACK | RISER AMP |  | North | Notifier |  | Amplifier |  |  |  | Assembly | TRUE | NFC-50BDA (100W, 70V) | + | Distributed (Remote) Audio Amplifier, 100 watts | 1 | [6 empty] | FALSE | [5 empty] | #FFFF0000 | FA-NFPA 170 AMPLIFIER RACK | 1 | FALSE | FALSE | FALSE | 300 | [8 empty] | 7,12,18,26,33 |  |  |  | 100 | TRUE | [5 empty] | DESKTOP-7SAL8M7\acont | 2019-10-02 17:27 | THOR\acont | 2024-09-08 17:27 | Cloned from Firelite ECC-50DA (50W, 70V)
200bf547-201e-46fe-82d6-bc6cc36bf5c7 | CADGEN AUX POWER SUPPLY | CADGEN AUX POWER SUPPLY |  | North | Elmdene |  | Auxilliary Power Supply |  |  |  | Assembly | TRUE | STX2405-C | + | STX Range 24V dc EN54 Power Supply Unit, 5A. 7AH | 1 | [6 empty] | FALSE | FALSE |  |  |  |  | #FFFF0000 | FA-CADGEN AUX POWER SUPPLY | 1 | FALSE | FALSE | FALSE | 212 | [8 empty] | 7 |  | 7 |  |  | TRUE | [5 empty] | DESKTOP-7EIEB7A\acont | 2023-02-13 10:27 | THOR\acont | 2024-09-08 17:27 | Cloned from Elmdene STX2402-C
d728d1c5-0420-4a66-a07e-bc734653974b |  |  |  | North | Notifier |  | Hardware |  |  |  | Hardware | TRUE | BEAMMMK | ++ | Multi-mount kit for BEAM1224 and BEAM200 | 1 | [6 empty] | FALSE | FALSE |  |  |  |  | #FFFFFFFF |  |  | FALSE | FALSE | FALSE | [14 empty] | FALSE | [7 empty] | THOR\acont | 2024-10-09 10:48
599ea030-96f8-4218-86ac-bc73594cf815 | NFPA 170 HORN STROBE CEILING |  |  | North | Siemens |  | Horn/Strobe |  |  |  | Module | TRUE | SL2FSSCR-N | S54329-F127-A1++ | Sounder-Strobe, Ceiling, Clear, Red, No Lettering | 1 | [7 empty] | TRUE |  |  |  |  | #FF0070C0 | FA-NFPA 170 HORN STROBE CEILING | 1 | FALSE | FALSE | FALSE | 2023 | [16 empty] | LF |  |  | DESKTOP-7EIEB7A\acont | 2023-08-03 11:49 | THOR\acont | 2024-09-08 17:27 | Cloned from Siemens SL2HSCR-N | [Siemens] [NAC] [24 VDC, HORN TEMPORAL] SL2FSSCR-AL (C), SL2FSSCR-CO (C), SL2FSSCR-F (C), SL2FSSCR-N (C), SL2FSSCW-AL (C), SL2FSSCW-CO (C), SL2FSSCW-F (C), SL2FSSCW-N (C), SL2FSSWR-AL, SL2FSSWR-CO, SL2FSSWR-F, SL2FSSWR-N, SL2FSSWW-CO, SL2FSSWW-F, SL2FSSW
f54595d3-0c9d-4f0b-9a7e-bc74d99ce81c |  |  |  | North | West-Com | [5 empty] | Module | TRUE | NV-EPC2 |  | Novus® Generation II Pull Cord Stations | 1 | [6 empty] | FALSE | [5 empty] | #FFFFFFFF |  |  | FALSE | FALSE | FALSE | [14 empty] | FALSE |  |  | NV-EPC2 |  |  |  |  | THOR\acont | 2024-10-09 10:48
302768f7-042e-4764-a57f-bc7538d5631c | EQUIPMENT ENCLOSURE |  |  | North | Silent Knight |  | Enclosure |  |  |  | Assembly | TRUE | 6815 w/RMK5815 | ++ | SLC Loop Expander in Enclosure | 1 | 0.078 | 0.078 |  |  |  |  | TRUE | [5 empty] | #FFFF0000 | FA-EQUIPMENT ENCLOSURE | 1 | FALSE | FALSE | FALSE | [14 empty] | FALSE | [5 empty] | THOR\acont | 2024-03-01 07:53 | THOR\acont | 2024-09-08 17:27 | Cloned from Silent Knight 6815 CLONED CLONED |  | [Farenhyt, Silent Knight] 5815XL, 5815XL w/RMK5815, 6815, 6815 w/RMK5815
b325f194-6312-4852-bd65-bc79844603bf |  |  |  | North | Edwards |  | Cards & Components |  |  |  | Card | TRUE | 3-RS485B |  | Network Communication Card, Class B | 1 | 0.098 | 0.098 |  |  |  |  | TRUE | [5 empty] | #FFFFFFFF |  |  | FALSE | FALSE | FALSE | [14 empty] | FALSE | [7 empty] | THOR\acont | 2024-10-09 10:48 |  | [Edwards] [RS-485] 3-RS485A, 3-RS485B, 3X-NET, 3X-NET8 [Edwards] [RS-485] 3-RS485A, 3-RS485B, 3X-NET, 3X-NET8 | [Edwards] 3-RS485A, 3-RS485B, 3X-NET, 3X-NET8
6574701d-c4bd-4e31-90a3-bc7c918b983b |  |  |  | North | Notifier | [5 empty] | Assembly | TRUE | ROME |  | Enclosure with Relay Module, Provides 10 Programmable Form C Relays | 1 | [6 empty] | FALSE | [5 empty] | #FFFFFFFF |  |  | FALSE | FALSE | FALSE | [9 empty] | 7,12,18 |  |  |  |  | TRUE | [7 empty] | THOR\acont | 2024-10-09 10:48
975f1be1-7d9c-4c45-809a-bc839be7d9c7 | NFPA 170 HORN STROBE |  |  | North | Eaton Wheelock |  | Horn/Strobe |  |  |  | Module | TRUE | NH-12/24-R | F | Horn, 12/24 VDC, Non-Sync/Sync | 1 | [6 empty] | FALSE | FALSE |  |  |  |  | #FF0070C0 | FA-NFPA 170 HORN STROBE | 1 | FALSE | FALSE | FALSE | 2012 | [13 empty] | FALSE | [7 empty] | THOR\acont | 2024-09-08 17:27
af9a665c-88d6-4157-8343-bc862bef40c6 |  |  |  | North | Gamewell FCI |  | Hardware |  |  |  | Hardware | TRUE | E3-TRIMKIT-A | ++ | Trim kit for “A”/”AA” size enclosure, black | 1 | [6 empty] | TRUE | [5 empty] | #FFFFFFFF |  |  | FALSE | FALSE | FALSE | [20 empty] | DESKTOP-7EIEB7A\acont | 2022-08-29 12:40 | THOR\acont | 2024-10-09 10:48 | Cloned from Gamewell FCI 18739
2a84738e-1064-42df-bb12-bc896f3c8bab | CADGEN KEYPAD | CADGEN KEYPAD |  | North | DMP |  | Keypad Interface |  |  |  | Module | TRUE | 7070N-W | ++ | Thinline LCD Keypad with 4 Zones and Numeric Keys | 1 | 0.072 | 0.087 |  |  | 12 |  | FALSE | [5 empty] | #FFFF0000 | FA-CADGEN KEYPAD | 1 | FALSE | FALSE | FALSE | 255 | [13 empty] | FALSE | [5 empty] | DESKTOP-7EIEB7A\acont | 2023-02-06 09:25 | THOR\acont | 2024-09-08 17:27 | Cloned from DMP 7070-W | [DMP, Honeywell] [DMP LX BUS] [*] [LX BUS] 630F, 6460W-2, 7060N-W, 7060-W, 7063N-W, 7063-W, 7070N-W, 7070-W, 7073N-W, 7073-W, 7463-W, 7830F, 7872, 7873 | [DMP] 7070N-W, 7070-W
bbb4b4bd-6b6c-47fb-898f-bc92eac97006 | NFPA 170 HEAT DETECTOR |  |  | North | Edwards |  | Heat Detector |  |  |  | Module | TRUE | 302-EPM-135 |  | Heat Detector, rate comp, 135F 57.2C, requires JALX11 | 1 | [6 empty] | FALSE | [5 empty] | #FFFF0000 | FA-NFPA 170 HEAT DETECTOR | 1 | FALSE | FALSE | FALSE | 1403 | [13 empty] | FALSE | [7 empty] | THOR\acont | 2024-09-08 17:27 | 20191121 AC Detector without base | [Edwards, Kidde, Monaco Enterprises] [IDC] 01 1534-1, 200-GAOF, 270A-DPO, 270A-SPO, 270-DOC, 270-DOC-B, 270-DOC-F, 270-DPO, 270-GAO, 270-GAOB, 270-GAO-DOC, 270-GAO-DOCF, 270P-DPO, 270P-SPO, 270-SPO, 270-SPOW, 270-SPOWB, 270-SPOWF, 271-KR1/SR/GS, 276A-REL
96cf1c6a-1b70-45bc-81f6-bc97c5f6e0b1 | NFPA 170 STROBE WALL |  |  | North | Eaton Wheelock |  | Strobe |  |  |  | Module | TRUE | RSSP-241575W-FR | ++ | Strobe, 24 Vdc, Red, 15/75cd | 1 | 0 | 0.347 |  |  |  |  | FALSE | FALSE |  |  |  |  | #FF0070C0 | FA-NFPA 170 STROBE WALL | 1 | FALSE | FALSE | FALSE | 2022 | [13 empty] | FALSE | [5 empty] | THOR\acont | 2023-10-23 16:50 | THOR\acont | 2024-09-08 17:27 | Cloned from Eaton Wheelock RS-2415W-FR | [Eaton Wheelock] [NAC] [DC] RS-241575W-FR, RSS-241575W-FR, RSSP-241575W-FR
fdb89235-8f5e-4887-83fd-bca3a13f9449 | NFPA 170 ADDRESSABLE INPUT OUTPUT |  |  | North | Siemens |  | Addressable Module |  |  |  | Module | TRUE | TRI-R | 500-896224 | SINGLE INPUT WITH RELAY | 1 | [6 empty] | FALSE | [5 empty] | #FFFF0000 | FA-NFPA 170 ADDRESSABLE INPUT OUTPUT | 1 | FALSE | FALSE | FALSE | 1000 | [13 empty] | FALSE | [7 empty] | THOR\acont | 2024-09-08 17:27 |  | [Siemens] [SLC MODULES SENSORS] [*] [#1 SHARED ADDR ¦ MODULES] AD-11P (C), FDBZ492 w/OP921 (C), FDBZ492-HR w/FDO421 (C), FDBZ492-HR w/OP921 (C), FDBZ492-R (C), FDCIO422, HCP, HCP-Z, HFPO-11, HFPT-11, HMS-D, HMS-DE, HMS-DP, HMS-DZ, HMS-S, HMS-SA, HMS-SE,
9ed28e92-6718-4a23-9a1d-bca7fd847a3e | NFPA 170 ADDRESSABLE OUTPUT MODULE |  |  | North | Kidde |  | Addressable Control/Relay |  |  |  | Module | TRUE | FX-RLY | ++ | Analog Contact Relay Module | 1 | 0.000125 | 0.000125 |  |  |  |  | FALSE | [5 empty] | #FFFF0000 | FA-NFPA 170 ADDRESSABLE OUTPUT MODULE | 1 | FALSE | FALSE | FALSE | 1100 | [13 empty] | FALSE | [5 empty] | DESKTOP-7EIEB7A\acont | 2021-12-16 15:07 | THOR\acont | 2024-09-08 17:27 | Cloned from Kidde GSA-CR | [Edwards, Kidde] [SLC EST MODULES/SENSORS] 05 [*] [iO64] FX-ISO, FX-RLY, GSA-CR, GSA-CRH, GSA-CRR, GSA-MCR, GSA-MCRR, SIGA-CR, SIGA-CR2, SIGA-CRH, SIGA-CRR, SIGA-MCR, SIGA-MCRR [Edwards, Kidde] [SLC EST MODULES] 04 [*] [EST3, iO1000 ] FX-RLY, GSA-CR, GSA-CRH, GSA-CRR, GSA-MCR, GSA-MCRR, SIGA-CR, SIGA-CR2, SIGA-CRH, SIGA-CRR, SIGA-MCR, SIGA-MCRR [Kidde] [SLC EST MODULES SENSORS] [*] [#1 SHARED ADDR ¦ MODULES] 76-330002-101, 84-330002-001, FX-270, FX-278, FX-2WIRE, FX-IDC1A, FX-IDC1B, FX-IDC2B, FX-IDCWS, FX-ISO, FX-NAC, FX-RLY, GSA-CC1, GSA-CC1S, GSA-CC2, GSA-CR, GSA-CRH, GSA-CRR, GSA-CT1, GSA-CT [Kidde] [SLC EST MODULES] [*] [#3 TYPE ADDR ¦ MODULES] 76-330002-101, 84-330002-001, FX-270, FX-278, FX-2WIRE, FX-IDC1A, FX-IDC1B, FX-IDC2B, FX-IDCWS, FX-ISO, FX-NAC, FX-RLY, GSA-CC1, GSA-CC1S, GSA-CC2, GSA-CR, GSA-CRH, GSA-CRR, GSA-CT1, GSA-CT2, GSA-IO, [Kidde] [AUX POWER, RELAY] [RELAY INPUT ++] FX-RLY | [Kidde] FX-RLY
f20656b8-80ad-4515-afa9-bcb7f1ed3c57 | NFPA 170 SMOKE DETECTOR |  |  | North | Hochiki |  | Smoke Detector |  |  |  | Module | TRUE | SLR-24H w/NS4-100 STANDARD BASE | SLR-24H w/NS4-100 STANDARD BASE | PHOTOELECTRIC SMOKE DETECTOR w/ STANDARD BASE | 1 |  | 0.3 |  |  |  |  | TRUE | TRUE |  | *Refer to Install Sheet |  |  | #FFFF0000 | FA-NFPA 170 SMOKE DETECTOR | 1 | FALSE | FALSE | FALSE | 1408 | [19 empty] | DESKTOP-0D6CQVA\lousc | 2019-10-12 06:54 | THOR\acont | 2024-09-08 17:27 | from Hochiki SLR-24V w/NS4-100 STANDARD BASE | [Hochiki] [IDC] 02 [IDC] SLR-24H w/HSC-220L LATCHING LED BASE (C), SLR-24H w/HSC-220R - 2 WIRE RELAY BASE (C), SLR-24H w/HSC-221L LATCHING LED BASE (C), SLR-24H w/HSC-221R - 2 WIRE RELAY BASE (C), SLR-24H w/HSC-224L LATCHING LED BASE (C), SLR-24H w/HSC-2
102f4cb7-3603-40bd-957c-bcbbaefada79 | NFPA 170 STROBE CEILING |  |  | North | Hochiki |  | Strobe |  |  |  | Module | TRUE | RSSWP-24MCCH-FR |  | NOTIFICATION, STROBE, RED, CEILING, 115CD/177CD, WP | 1 | 0 | 0.3 |  |  |  |  | FALSE | TRUE |  | *Refer to Install Sheet |  |  | #FF0070C0 | FA-NFPA 170 STROBE CEILING | 1 | FALSE | FALSE | FALSE | 2022 | [13 empty] | FALSE |  |  | C¦WP |  |  |  |  | THOR\acont | 2024-09-08 17:27 |  | [Eaton Wheelock, Hochiki] [NAC] RSSWP-24MCCH-FR (C), RSSWP-24MCCH-FW (C)
ec415179-4a49-4b4f-b034-bcc5adc13282 |  |  |  | North | Silent Knight |  | Cards & Components |  |  |  | Card | TRUE | SKE-V70 |  | SKE-V70 converts speaker circuit voltage from 25 Vrms to 70.7 Vrms | 1 | 0.01 | 0.07 |  |  |  |  | TRUE | [5 empty] | #FFFFFFFF |  |  | FALSE | FALSE | FALSE | [14 empty] | FALSE | [7 empty] | THOR\acont | 2024-10-09 10:48
ac72179b-bbf7-421b-98fc-bccbbba531fa | NFPA 170 MINI HORN |  |  | North | Siemens |  | Horn |  |  |  | Module | TRUE | MH-R | 500-636074 | MINI HORN RED | 1 | [12 empty] | #FF0070C0 | FA-NFPA 170 MINI HORN | 1 | FALSE | FALSE | FALSE | 2014 | [19 empty] | DESKTOP-7SAL8M7\acont | 2019-08-13 09:04 | THOR\acont | 2024-09-08 17:27 | B,T | [Siemens] [NAC] [24VFWR MAX UL] MH-R, MH-W [Siemens] [NAC] [24VDC MAX UL] MH-R, MH-W
4547545c-e11b-4555-b174-bccecf2683a0 | NFPA 170 STROBE CEILING |  |  | North | Potter |  | Strobe |  |  |  | Module | TRUE | CSA-24PCW |  | Strobe, 24 VDC, white, - Amber Lens | 1 | [6 empty] | FALSE | TRUE |  |  |  |  | #FF0070C0 | FA-NFPA 170 STROBE CEILING | 1 | FALSE | FALSE | FALSE | 2022 | [13 empty] | FALSE |  |  | C |  |  |  |  | THOR\acont | 2024-09-08 17:27
588b4c30-3c67-4a88-9fe6-bccf94824b67 | NFPA 170 BELL |  |  | North | Hochiki |  | Bell |  |  |  | Module | TRUE | B10-24 |  | Alarm Bell 10" 24VDC, red | 1 | 0 | 0.1 |  |  |  |  | FALSE | FALSE |  |  |  |  | #FFFF0000 | FA-NFPA 170 BELL | 1 | FALSE | FALSE | FALSE | 2000 | [13 empty] | FALSE | [5 empty] | AUGUSTALIEN\aucon | 2022-07-14 12:54 | THOR\acont | 2024-09-08 17:27 | Cloned from System Sensor SSV120-10 | [Hochiki, System Sensor] [NAC] B10-24, SSV120-10, SSV120-6, SSV120-8
0b4e2bc6-f83d-4ca0-9f66-bce54bc4990c | NFPA 170 HEAT DETECTOR |  |  | North | Notifier |  | Heat Detector |  |  |  | Module | TRUE | FST-851H w/B200S | ++ | Intelligent Addressable 195°F (88°C) Thermal Heat Detector w/ Flashscan, Sounder Base | 1 | 0.0003 | 0.0065 |  |  |  |  | FALSE | TRUE | FLUSH |  | 4" SQ. DEEP | 3 "O" PLASTER RING | #FFFF0000 | FA-NFPA 170 HEAT DETECTOR | 1 | FALSE | FALSE | FALSE | 1403 |  |  | 7270-0028:0196 | [10 empty] | FALSE | [7 empty] | THOR\acont | 2024-09-08 17:27 | 20191121 AC Detector with base | [Notifier, System Sensor] [AUX POWER] 2251-COPTIR w/B200S-WH (C), B200S, B200SR, B200S-WH, B210LP, FCO-851 w/B200S (C), FCO-951 w/B200S-WH (C), FCP-951 w/B200S-WH, FPC-951 w/B200S-IV (C), FPC-951 w/B200S-WH (C), FPTI-951 w/B200S-IV (C), FPTI-951 w/B200S- [Honeywell, Notifier, System Sensor] [SLC SENSORS] [*] [#4 TYPE ADDR ¦ SENSORS] 2251B (C), 2251-COPTIR (C), 2251-COPTIR w/B200S-WH (C), 2251TB (C), 2251TMB (C), 5251B (C), 5251B-WP (C), 5251H (C), 5251RB (C), 5251RB-WP (C), 7251 (C), 7251DH (C), DH200LP [Honeywell, Notifier, System Sensor] [SLC MODULES SENSORS] [*] [#2 SHARED ADDR ¦ SENSORS] 2251B (C), 2251-COPTIR (C), 2251-COPTIR w/B200S-WH (C), 2251TB (C), 2251TMB (C), 5251B (C), 5251B-WP (C), 5251H (C), 5251RB (C), 5251RB-WP (C), 7251 (C), 7251DH (C)
95f06d75-6d6c-420a-a96c-bcef832d56fe |  |  |  | North | Edwards |  | Hardware |  |  |  | Hardware | TRUE | MN-HSECCACB20 |  | ECC Replacement AC Circuit breaker - 20 Amp | 1 | [6 empty] | FALSE | [5 empty] | #FFFFFFFF |  |  | FALSE | FALSE | FALSE | [14 empty] | FALSE | [7 empty] | THOR\acont | 2024-10-09 10:48
439dabe8-9c34-4534-a69e-bcf57eb5aaa6 | NFPA 170 ADDRESSABLE OUTPUT MODULE |  |  | North | Honeywell |  | Addressable Control/Relay |  |  |  | Module | TRUE | 4204CF | + | Supervised Notification Applicance Module | 1 | 0.025 | 0.105 |  |  |  |  | FALSE | [5 empty] | #FFFF0000 | FA-NFPA 170 ADDRESSABLE OUTPUT MODULE | 1 | FALSE | FALSE | FALSE | 1100 | [13 empty] | FALSE | [5 empty] | THOR\acont | 2024-02-12 18:03 | THOR\acont | 2024-09-08 17:27 | Cloned from Honeywell 4204 | [Ademco, Honeywell] [VPLEX] [*] 4101SN, 4190SN, 4193SN, 4204, 4204CF, 4208SN, 4208SNF, 4208U, 4209U, 4297, 5193SD (C), 5193SDT (C) [Ademco, Honeywell] [NAC] [RISER INPUT] 4204CF | [Ademco, Honeywell] 4204CF
0973b025-d281-4154-9c4c-bcf5aaa5a887 | 170 BASIC SHAPE |  |  | North | Bogen |  | Miscellaneous |  |  |  | Module | TRUE | CA10A |  | Call Switch | 1 | [6 empty] | TRUE | [5 empty] | #FFFF0000 | FA-170 BASIC SHAPE | 1 | FALSE | FALSE | FALSE | 5000 | [19 empty] | CONTECHNICALOFF\cadus | 2020-05-05 16:34 | THOR\acont | 2024-09-08 17:27
ccde2dda-1054-47b8-9312-bcfb2692c48f | NFPA 170 STROBE CEILING |  |  | North | Kidde |  | Strobe |  |  |  | Module | TRUE | EGCF-VMH |  | Strobe, running man, white, FIRE, 95, 115, 150, 177 cd, clear | 1 | 0 | 0.502 |  |  |  |  | FALSE | TRUE |  |  |  |  | #FF0070C0 | FA-NFPA 170 STROBE CEILING | 1 | FALSE | FALSE | FALSE | 2022 | [13 empty] | FALSE |  |  | C |  |  | DESKTOP-7SAL8M7\acont | 2020-01-02 08:10 | THOR\acont | 2024-09-08 17:27 | Cloned from Edwards GCF-VMH | [Edwards, Kidde] [NAC] [24 VDC] EGCF-S2VMH (C), EGCF-VMH (C), GCF-S2VMH (C), GCF-S7VMH (C), GCF-VMH (C), GCHFRF-S2VMCH (C), GCHFRF-S7VMCH (C), GCHFRN-S2VMCH (C), GCHFRN-S7VMCH (C), GCHFWA-S2VMAH (C), GCHFWA-S2VMCH (C), GCHFWA-S7VMAH (C), GCHFWA-S7VMCH (C [Edwards, Kidde] [NAC] [16 VDC] EGCF-S2VMH (C), EGCF-VMH (C), GCF-S2VMH (C), GCF-S7VMH (C), GCF-VMH (C), GCHFRF-S2VMCH (C), GCHFRF-S7VMCH (C), GCHFRN-S2VMCH (C), GCHFRN-S7VMCH (C), GCHFWA-S2VMAH (C), GCHFWA-S2VMCH (C), GCHFWA-S7VMAH (C), GCHFWA-S7VMCH (C
0a401bd8-3d9a-4068-af13-bcfb4f8c25e5 | NFPA 170 AMPLIFIER RACK | RISER AMP |  | North | Edwards |  | Cards & Components |  |  |  | Module | TRUE | 1B3-125-240 | ++ | 120 Watt Amplifier, 240VAC | 1 |  | 11.5 |  | 125 |  |  | TRUE | [5 empty] | #FFFF0000 | FA-NFPA 170 AMPLIFIER RACK | 1 | FALSE | FALSE | FALSE | [14 empty] | TRUE | [7 empty] | THOR\acont | 2025-01-23 15:39 |  |  | [Edwards] 1B3-125, 1B3-125-240
b67d5c03-9e03-4d19-8796-bcfc33377c36 | NFPA 170 HORN STROBE CEILING |  |  | North | Gentex |  | Horn/Strobe |  |  |  | Module | TRUE | GCC24CW |  | Horn Strobe, 24 VDC, White, Ceiling | 1 | 0 | 0.344 |  |  |  |  | FALSE | TRUE |  |  |  |  | #FF0070C0 | FA-NFPA 170 HORN STROBE CEILING | 1 | FALSE | FALSE | FALSE | 2013 | [13 empty] | FALSE |  |  | C |  |  |  |  | THOR\acont | 2024-09-08 17:27 |  | [Gentex, Hochiki] [NAC] [UL MAX] GCC24CR (C), GCC24CW (C), GCC24PCR (C), GCC24PCW (C), HCC24CR (C), HCC24CW (C), HCC24PCR (C), HCC24PCW (C) [Gentex, Hochiki] [NAC] [24 VDC] GCC24CR (C), GCC24CW (C), GCC24PCR (C), GCC24PCW (C), HCC24CR (C), HCC24CW (C), HCC24PCR (C), HCC24PCW (C)
90d00605-fab6-4188-b843-bcfd569d18fe |  |  |  | North | Simplex |  | Hardware |  |  |  | Hardware | TRUE | 4905-9937 |  | Surface Mount Adapter Skirt, Red; use to cover 1-1/2" (38 mm) deep surface mounted boxes | 1 | 0 | 0 |  |  |  |  | TRUE | [5 empty] | #FFFFFFFF |  |  | FALSE | FALSE | FALSE | [20 empty] | DESKTOP-7SAL8M7\acont | 2020-05-11 16:52 | THOR\acont | 2024-10-09 10:48 | Cloned from AutoCall A4905-9937
f618fc6f-6224-499d-97cc-bcffe445e991 | NFPA 170 SMOKE DETECTOR |  |  | North | Potter |  | Smoke Detector |  |  |  | Module | TRUE | PAD200-PD w/PAD1004DB | + | Photoelectric Smoke Detector with 4" Standard Base | 1 | 0.0003 | 0.0003 |  |  |  |  | FALSE | TRUE |  |  |  |  | #FFFF0000 | FA-NFPA 170 SMOKE DETECTOR | 1 | FALSE | FALSE | FALSE | 1408 | [13 empty] | FALSE |  |  | 4DB |  |  | DESKTOP-7EIEB7A\acont | 2021-09-01 13:28 | THOR\acont | 2024-09-08 17:27 | Cloned from Potter PAD100-PD w/PAD1004DB | [Potter] [SLC PAD] [*] [#2 SHARED ADDR ¦ SENSORS] PAD100-CD w/PAD100-4DB, PAD100-CD w/PAD100-6DB, PAD100-CD w/PAD100-IB, PAD100-CD w/PAD100-LFSB, PAD100-CD w/PAD100-RB, PAD100-CD w/PAD100-SB, PAD100-CD w/PAD100-SPKB, PAD100-DUCT (C), PAD100-DUCTR (C), PA
1a68bb70-c879-4dbc-b0ec-bd0530175e7b | NFPA 170 HORN STROBE CEILING |  |  | North | Eaton Wheelock |  | Horn/Strobe |  |  |  | Module | TRUE | ELFHSRC-CO | + | CEILING SOUNDER STROBE, RED, CO, LOW FREQ | 1 | [6 empty] | TRUE | TRUE |  |  |  |  | #FF0070C0 | FA-NFPA 170 HORN STROBE CEILING | 1 | FALSE | FALSE | FALSE | 2020 | [16 empty] | LF |  |  | DESKTOP-7EIEB7A\acont | 2021-05-13 07:54 | THOR\acont | 2024-09-08 17:27 | Cloned from Eaton Wheelock ELFHSRC-AL | [Eaton Wheelock] [NAC] [24VDC, MAX] ELFHSR, ELFHSR-AL, ELFHSRC (C), ELFHSRC-AL (C), ELFHSRC-CO (C), ELFHSRC-N (C), ELFHSR-CO, ELFHSR-N, ELFHSW, ELFHSW-AL, ELFHSWC (C), ELFHSWC-AL (C), ELFHSWC-CO (C), ELFHSWC-N (C), ELFHSW-CO, ELFHSW-N
d54d64e2-3285-4f83-997b-bd0ccc8c913b | NFPA 170 FIRE ALARM CONTROL UNIT | RISER FACP |  | North | Gamewell FCI |  | Fire Alarm Control Unit |  |  |  | Assembly | TRUE | FLEX 410 | + | 10 Zone Expandable Conventional Fire Alarm Control Panel | 1 | 0.14 | 0.46 |  |  |  |  | FALSE | [5 empty] | #FFFF0000 | FA-NFPA 170 FIRE ALARM CONTROL UNIT | 1 | FALSE | FALSE | FALSE | 202 | [8 empty] | 7,12,18 |  |  | 6 |  | TRUE | [5 empty] | DESKTOP-7SAL8M7\acont | 2019-03-12 13:02 | THOR\acont | 2024-09-08 17:27 | Cloned from Gamewell MS-7SP
10e5fc98-17e0-4d1e-a720-bd1127062081 | NFPA 170 STROBE WALL |  |  | North | Siemens |  | Strobe |  |  |  | Module | TRUE | SLSWW-ALA | S54329-F28-A2 | SLSWW-ALA ST,WALL,WHT,ALERT,AMBER | 1 | [12 empty] | #FF0070C0 | FA-NFPA 170 STROBE WALL | 1 | FALSE | FALSE | FALSE | 2023 | [19 empty] | DESKTOP-7SAL8M7\acont | 2019-08-13 09:04 | THOR\acont | 2024-09-08 17:27 |  | [Siemens] [NAC] [24 VDC] SLSWR-A, SLSWR-AL, SLSWR-ALA, SLSWR-F, SLSWR-FB, SLSWR-N, SLSWR-NA, SLSWW-AL, SLSWW-ALA, SLSWW-F, SLSWW-FB, SLSWW-N, SLSWW-NA [Siemens] [NAC] [16 VDC] SLSPSWR-AL, SLSPSWR-ALA, SLSPSWR-F, SLSPSWR-M, SLSPSWR-N, SLSPSWR-NA, SLSPSWW-AL, SLSPSWW-ALA, SLSPSWW-F, SLSPSWW-M, SLSPSWW-N, SLSPSWW-NA, SLSWR-A, SLSWR-AL, SLSWR-ALA, SLSWR-F, SLSWR-FB, SLSWR-N, SLSWR-NA, SLSWW-AL, SLSWW-ALA, [Siemens] [NAC] [24 VDC] SLSPSWR-AL, SLSPSWR-ALA, SLSPSWR-F, SLSPSWR-M, SLSPSWR-N, SLSPSWR-NA, SLSPSWW-AL, SLSPSWW-ALA, SLSPSWW-F, SLSPSWW-M, SLSPSWW-N, SLSPSWW-NA, SLSWR-A, SLSWR-AL, SLSWR-ALA, SLSWR-F, SLSWR-FB, SLSWR-N, SLSWR-NA, SLSWW-AL, SLSWW-ALA,
aa0c655c-0380-448a-b5c7-bd123d4f28b8 | NFPA 170 SMOKE DETECTOR |  |  | North | Edwards |  | Smoke Detector |  |  |  | Module | TRUE | TS7-2 |  | 2W Smoke Detector 12/24Vdc, 711U head /w 701U base | 1 |  | 0.06 |  |  |  |  | FALSE | TRUE |  |  |  |  | #FFFF0000 | FA-NFPA 170 SMOKE DETECTOR | 1 | FALSE | FALSE | FALSE | 1408 | [13 empty] | FALSE | [7 empty] | THOR\acont | 2024-09-08 17:27 | 20191121 AC Detector without base | [Edwards] [IDC] 02 511C (C), 711U (C), 711UT (C), 721UT (C), TS7-2 (C), TS7-2T (C)
ba8a7aff-3836-4fb4-8788-bd1bb8fb5fed | NFPA 170 SMOKE DETECTOR |  |  | North | Monaco Enterprises |  | Smoke Detector |  |  |  | Module | TRUE | 723-361-00 w/B200SR-LF-WH | + | DETECTOR,SYSTEM:PHOTOELECTRIC,15-32VDC,INTELLIGENT,135F,HEAD | 1 | 0.0003 | 0.0065 |  |  |  |  | FALSE | TRUE |  |  |  |  | #FFFF0000 | FA-NFPA 170 SMOKE DETECTOR | 1 | FALSE | FALSE | FALSE | 1408 | [13 empty] | FALSE |  |  | P, LF, 135° |  |  | DESKTOP-7SAL8M7\acont | 2020-02-21 06:58 | THOR\acont | 2024-09-08 17:27 | Cloned from MIRCOM MIX-2251TB w/B200SR-LF | [Monaco Enterprises] [SLC MODULES/SENSORS] 01 [*] 721-121-00 w/B200SR-LF-WH (C), 721-121-00 w/B200SR-WH (C), 721-121-00 w/B210LP (C), 721-121-00 w/B224RB-WH (C), 721-121-00 w/B501 (C), 721-124-00 w/B200SR-LF-WH (C), 721-124-00 w/B200SR-WH (C), 721-124-00 [Monaco Enterprises] [SLC MODULES SENSORS] 01 [*] 708-026-01, 708-031-00, 721-121-00 w/B200SR-LF-WH (C), 721-121-00 w/B200SR-WH (C), 721-121-00 w/B210LP (C), 721-121-00 w/B224RB-WH (C), 721-121-00 w/B501 (C), 721-124-00 w/B200SR-LF-WH (C), 721-124-00 w/B [Monaco Enterprises] [SLC SENSORS] 01 [*] 721-121-00 w/B200SR-LF-WH (C), 721-121-00 w/B200SR-WH (C), 721-121-00 w/B210LP (C), 721-121-00 w/B224RB-WH (C), 721-121-00 w/B501 (C), 721-124-00 w/B200SR-LF-WH (C), 721-124-00 w/B200SR-WH (C), 721-124-00 w/B210L [Monaco Enterprises] [SLC SENSORS] 01 [*] 721-121-00 w/B200SR-LF-WH (C), 721-121-00 w/B200SR-WH (C), 721-121-00 w/B210LP (C), 721-121-00 w/B224RB-WH (C), 721-121-00 w/B501 (C), 721-124-00 w/B200SR-LF-WH (C), 721-124-00 w/B200SR-WH (C), 721-124-00 w/B210L [MIRCOM, Monaco Enterprises] [AUX POWER] [24 VDC] 721-121-00 w/B200SR-LF-WH (C), 721-124-00 w/B200SR-LF-WH (C), 722-121-00 w/B200SR-LF-WH (C), 722-406-00 w/B200SR-LF-WH (C), 723-345-00 w/B200SR-LF-WH (C), 723-353-00 w/B200SR-LF-WH (C), 723-361-00 w/B200S
176f6671-edf7-4479-8801-bd20aa599c50 | NFPA 170 HEAT DETECTOR |  |  | North | Siemens |  | Heat Detector |  |  |  | Module | TRUE | DT-160EP | 500-688977 | R.C.-F.T. TMP 160 DEG EXPLOSION PRF | 1 | [12 empty] | #FFFF0000 | FA-NFPA 170 HEAT DETECTOR | 1 | FALSE | FALSE | FALSE | [17 empty] | 160° FT, XP |  |  | DESKTOP-7SAL8M7\acont | 2019-08-13 09:04 | THOR\acont | 2024-09-08 17:27 |  | [Siemens] [IDC] [#1 ALARM] DT-135F, DT-135R, DT-135WP, DT-140EP, DT-160EP, DT-190EP, DT-200F, DT-200R, DT-200WP, DT-225EP, DT-275EP, DT-325EP, DT-360EP, DT-450EP, DT-600EP, DT-725EP
cac327f9-216f-4266-893f-bd25eeb67539 |  |  |  | North | Farenhyt |  | Cards & Components |  |  |  | Card | TRUE | IFP-50 Main Board | ++ | Main Board | 1 | 0.2 | 0.325 | 2.5 |  | 24 |  | TRUE | [5 empty] | #FFFFFFFF |  |  | FALSE | FALSE | FALSE | [14 empty] | FALSE | [5 empty] | DESKTOP-7EIEB7A\acont | 2022-08-11 14:53 | THOR\acont | 2024-10-09 10:48 | Cloned from Farenhyt (OBSOLOETE) IFP-50 MAIN BOARD_IDP | [Farenhyt, Silent Knight, Stanley Security Solutions] [VAC ] 5104B Main Board, 5204 Main Board, 5207 Main Board, 5208 Main Board, 5495 Main Board, 5496 Main Board, 5499 Main Board, 5600 Main Board, 5700 Main Board, 5808 Main Board, 5820XL Main Board, 588 [Farenhyt] [IDC] [#1 ALARM] IFP/RPS-2000 Main Board, IFP/RPS-2100 Main Board, IFP-100 Main Board, IFP-1000 Main Board, IFP-300 Main Board, IFP-300ECS Main Board, IFP-50 Main Board, IFP-75 Main Board, RPS-1000 Main Board [Farenhyt] [IDC] [#2 TROUBLE] IFP/RPS-2000 Main Board, IFP/RPS-2100 Main Board, IFP-100 Main Board, IFP-1000 Main Board, IFP-300 Main Board, IFP-300ECS Main Board, IFP-50 Main Board, IFP-75 Main Board, RPS-1000 Main Board [Farenhyt] [IDC] [#3 SUPERVISORY] IFP/RPS-2000 Main Board, IFP/RPS-2100 Main Board, IFP-100 Main Board, IFP-1000 Main Board, IFP-300 Main Board, IFP-300ECS Main Board, IFP-50 Main Board, IFP-75 Main Board | [Farenhyt] IFP-50 Main Board
d1cb22da-1f61-4edc-a553-bd2667f85828 | CADGEN SAMPLING POINT |  |  | North | Xtralis |  | Air Sampling Detection |  |  |  | Module | TRUE | VSP-983-B |  | VESDA-E VEA 4mm Surface Mount Black Sampling Point | 1 | [6 empty] | FALSE | [5 empty] | #FFFF0000 | FA-CADGEN SAMPLING POINT | 1 | FALSE | FALSE | FALSE | 5010 | [13 empty] | FALSE |  |  | 4mm |  |  | THOR\acont | 2024-01-10 10:47 | THOR\acont | 2024-09-08 17:27 | Cloned from Xtralis VSP-980-W CLONED CLONED CLONED CLONED CLONED CLONED CLONED
8f1a0848-56b6-485c-a36a-bd358d5eeb13 | CADGEN ELECTRIC STRIKE |  |  | North | RCI | Security/Access Control | Electric Strike |  |  |  | Module | TRUE | 8320 | ++ | ELECTROMAGNETIC LOCKS | 1 | 0.5 | 0.5 |  |  | 12 |  | TRUE | [5 empty] | #FFFF0000 | FA-CADGEN ELECTRIC STRIKE | 1 | FALSE | FALSE | FALSE | [17 empty] | R1 |  |  | DESKTOP-7EIEB7A\acont | 2023-01-27 07:57 | THOR\acont | 2024-09-08 17:27 | Cloned from RCI 8310 | [Alarm Controls, ALARM CONTROLS CORPORATION, ASSA ABLOY, Generic, HES, RCI, Von Duprin] [ACCESS CONTROL OUTPUT] [*] 1200L, 1200LB, 1200S, 1500, 1600, 4200, 5100, 600D, 600L, 600S, 6210, 6211, 6211AL, 6211WF, 6212, 6212WF, 6213, 6214, 6215, 6216, 6221, 62
210d120d-1198-4811-ab1b-bd3773ecb245 | NFPA 170 VOICE EVACUATION CONTROL UNIT |  |  | North | Evax |  | Voice Evac Control Unit |  |  |  | Assembly | TRUE | HMX-MP64 | + | Master Panel, 64 Switch Control | 1 | [6 empty] | FALSE | [5 empty] | #FFFF0000 | FA-NFPA 170 VOICE EVACUATION CONTROL UNIT | 1 | FALSE | FALSE | FALSE | 211 | [8 empty] | 7,12,18 |  |  |  |  | TRUE | [5 empty] | DESKTOP-7SAL8M7\acont | 2020-07-16 11:07 | THOR\acont | 2024-09-08 17:27 | Cloned from Hochiki FNVMP64
a7f53dd0-e81b-452d-8844-bd3b2e793740 | NFPA 170 SMOKE DETECTOR |  |  | North | Firelite |  | Smoke Detector |  |  |  | Module | TRUE | CP355 w/B210LP* | + | Addressable ionization detector with B210-LP Base *Discontinued | 1 | 0.0003 | 0.0065 |  |  |  |  | FALSE | TRUE |  |  |  |  | #FFFF0000 | FA-NFPA 170 SMOKE DETECTOR | 1 | FALSE | FALSE | FALSE | 1408 | [13 empty] | FALSE |  |  | I |  |  | DESKTOP-7SAL8M7\acont | 2019-02-19 12:25 | THOR\acont | 2024-09-08 17:27 | 20191121 AC Detector with base | [Firelite, System Sensor] [SLC SENSORS] [*] [#4 TYPE ADDR ¦ SENSORS] AD355 w/B200SR-LF-WH (C), AD355 w/B200SR-WH (C), AD355 w/B210LP (C), AD355 w/B224BI-WH (C), AD355 w/B224RB-WH (C), AD355 w/B501 (C), BEAM355 (C), BEAM355S (C), CP355 w/B200SR-WH (C), CP [Firelite, System Sensor] [SLC MODULES SENSORS] [*] [#2 SHARED ADDR ¦ SENSORS] AD355 w/B200SR-LF-WH (C), AD355 w/B200SR-WH (C), AD355 w/B210LP (C), AD355 w/B224BI-WH (C), AD355 w/B224RB-WH (C), AD355 w/B501 (C), BEAM355 (C), BEAM355S (C), CP355 w/B200SR-
bfff6cef-518c-4fb2-90de-bd3ddd9524f4 | NFPA 170 STROBE WALL |  |  | North | Potter |  | Strobe |  |  |  | Module | TRUE | S24-177R |  | Strobe, High Candela (Fixed 177 Candela), Red | 1 | 0 | 0.213 |  |  |  |  | FALSE | [5 empty] | #FF0070C0 | FA-NFPA 170 STROBE WALL | 1 | FALSE | FALSE | FALSE | 2023 | [13 empty] | FALSE | [7 empty] | THOR\acont | 2024-09-08 17:27 |  | [Potter] [NAC] [UL MAX] S24-177PR, S24-177PW, S24-177R, S24-177W [Potter] [NAC] [24 VDC] S24-177PR, S24-177PW, S24-177R, S24-177W
5eecf8a0-de1e-4054-a662-bd436d877697 | NFPA 170 CELL COMM | NFPA 170 CELL COMM PS |  | North | NAPCO |  | Cards & Components |  |  |  | Card | TRUE | SLE-LTEV-CFB-PS Main Card | ++ | Main Board | 1 | 0.2 | 0.2 |  |  |  |  | TRUE | [5 empty] | #FFFF0000 | FA-NFPA 170 CELL COMM | 1 | FALSE | FALSE | FALSE | 250 | [13 empty] | FALSE | [5 empty] | DESKTOP-7SAL8M7\acont | 2020-11-20 11:34 | THOR\acont | 2024-09-08 17:27 | Cloned from NAPCO SLE-LTEV-FIRE | [NAPCO] [VAC ] FL-255FACP Main Board, FL-32FACP Main Board, FL-FACP-LTE Main Board, FL-X2-32 Main Board, GEM-ACM1D Main Board, GEMC-128MB, GEMC-12V2APS-CF Main Board, GEMC-12V2APS-R Main Board, GEMC-255MB, GEMC-32MB, GEMC-96MB, GEMC-NAC6 Main Board, GEMC [NAPCO, Potter] [DACT] [#1 DACT] IntelliCom-5GA, IntelliCom-5GV, SLE/4G-CDMA-CFB, SLE/4G-CDMA-CFB-PS, SLE/4G-CDMA-FIRE, SLE/4G-CDMAI-FIRE, SLE-CDMA-CFB, SLE-CDMA-CFB-PS, SLE-CDMA-FIRE, SLE-CDMAI-FIRE, SLE-LTEA-CFB-PS Main Card, SLE-LTEAI-CFB-PS Main Card [NAPCO, Potter] [AUX POWER] [*] CDMA-FIRE, IntelliCom-5GA, IntelliCom-5GV, SLE/4G-CDMA-CFB, SLE/4G-CDMA-CFB-PS, SLE/4G-CDMA-FIRE, SLE/4G-CDMAI-FIRE, SLE-CDMA-CFB, SLE-CDMA-CFB-PS, SLE-CDMA-FIRE, SLE-CDMAI-FIRE, SLE-LTEV-CB, SLE-LTEV-CB-TF, SLE-LTEV-CFB, [NAPCO, Potter] [IDC] [#2 PS TRBL] IntelliCom-5GA, IntelliCom-5GV, SLE/4G-CDMA-CFB, SLE/4G-CDMA-CFB-PS, SLE/4G-CDMA-FIRE, SLE/4G-CDMAI-FIRE, SLE-CDMA-CFB, SLE-CDMA-CFB-PS, SLE-CDMA-FIRE, SLE-CDMAI-FIRE, SLE-LTEA-CFB-PS Main Card, SLE-LTEAI-CFB-PS Main Ca [NAPCO, Potter] [DACT] [#2 DACT] IntelliCom-5GA, IntelliCom-5GV, SLE/4G-CDMA-CFB, SLE/4G-CDMA-CFB-PS, SLE/4G-CDMA-FIRE, SLE/4G-CDMAI-FIRE, SLE-CDMA-CFB, SLE-CDMA-CFB-PS, SLE-CDMA-FIRE, SLE-CDMAI-FIRE, SLE-LTEA-CFB-PS Main Card, SLE-LTEAI-CFB-PS Main Card [NAPCO, Potter] [IDC] [#1 LINE TRBL] IntelliCom-5GA, IntelliCom-5GV, SLE/4G-CDMA-CFB, SLE/4G-CDMA-CFB-PS, SLE/4G-CDMA-FIRE, SLE/4G-CDMAI-FIRE, SLE-CDMA-CFB, SLE-CDMA-CFB-PS, SLE-CDMA-FIRE, SLE-CDMAI-FIRE, SLE-LTEA-CFB-PS Main Card, SLE-LTEAI-CFB-PS Main | [NAPCO] SLE-LTEA-CFB-PS Main Card, SLE-LTEV-CB, SLE-LTEV-CB-TF, SLE-LTEV-CFB, SLE-LTEV-CFB-PS Main Card, SLE-LTEV-FIRE
2b9fa9da-97a1-4cbe-a6c9-bd4789df4fa1 |  |  |  | North | Edwards |  | Hardware |  |  |  | Hardware | TRUE | EVSC3-21 |  | In-graphic 2-pos Toggle Switch, ON wired, 1 point | 1 | [6 empty] | FALSE | [5 empty] | #FFFFFFFF |  |  | FALSE | FALSE | FALSE | [14 empty] | FALSE | [7 empty] | THOR\acont | 2024-10-09 10:48
4e0e6604-e57f-40ed-a274-bd4856064bb7 | NFPA 170 ADDRESSABLE OUTPUT MODULE |  |  | North | Kidde |  | Addressable Control/Relay |  |  |  | Module | TRUE | GSA-MCC1S | ++ | Synchronization Output Module (UIO Mount) - UL/ULC Listed | 1 | 0.000223 | 0.0001 |  |  | 19.95 | 15.2 | FALSE |  | Plugs into UIO2R, UIO6R or UIO6 Motherboards |  |  |  | #FFFF0000 | FA-NFPA 170 ADDRESSABLE OUTPUT MODULE | 1 | FALSE | FALSE | FALSE | 1000 | [13 empty] | FALSE | [5 empty] | AULAPTOP-PC\Aulaptop | 2018-09-03 13:55 | THOR\acont | 2024-09-08 17:27 |  | [Edwards, Kidde] [SLC EST MODULES] 01 [*] [EST3, iO1000 ] FX-2WIRE, FX-IDC1A, FX-IDC1B, FX-IDC2B, FX-IDCWS, FX-ISO, FX-NAC, GSA-CC1, GSA-CC1S, GSA-CC2, GSA-CT1, GSA-CT2, GSA-IO, GSA-MAB, GSA-MCC1, GSA-MCC1S, GSA-MCC2, GSA-MCT2, GSA-MIO, GSA-MM1, GSA-MRM1 [Kidde] [SLC EST MODULES] [*] [#3 TYPE ADDR ¦ MODULES] 76-330002-101, 84-330002-001, FX-270, FX-278, FX-2WIRE, FX-IDC1A, FX-IDC1B, FX-IDC2B, FX-IDCWS, FX-ISO, FX-NAC, FX-RLY, GSA-CC1, GSA-CC1S, GSA-CC2, GSA-CR, GSA-CRH, GSA-CRR, GSA-CT1, GSA-CT2, GSA-IO, [Kidde] [SLC EST MODULES SENSORS] [*] [#1 SHARED ADDR ¦ MODULES] 76-330002-101, 84-330002-001, FX-270, FX-278, FX-2WIRE, FX-IDC1A, FX-IDC1B, FX-IDC2B, FX-IDCWS, FX-ISO, FX-NAC, FX-RLY, GSA-CC1, GSA-CC1S, GSA-CC2, GSA-CR, GSA-CRH, GSA-CRR, GSA-CT1, GSA-CT [Edwards, Kidde] [SLC EST MODULES/SENSORS] 02 [*] [iO64] 70-417008-001, FX-2WIRE, FX-IDC1A, FX-IDC1B, FX-IDC2B, FX-IDCWS, FX-NAC, GSA-CC1, GSA-CC1S, GSA-CC2, GSA-CT1, GSA-CT2, GSA-IO, GSA-MAB, GSA-MCC1, GSA-MCC1S, GSA-MCC2, GSA-MCT2, GSA-MIO, GSA-MM1, GS [Edwards, Kidde] [AUDIO 25v, AUDIO 70.7v, AUX POWER, FFT, HORN, NAC] [RISER INPUT] ANSZM4B2A, FX-NAC, GSA-CC1, GSA-CC1S, GSA-CC2, GSA-MAB, GSA-MCC1, GSA-MCC1S, GSA-MCC2, GSA-MRM1, GSA-RM1, GSA-UM, SIGA-CC1, SIGA-CC1S, SIGA-CC2, SIGA-CC2A, SIGA-MAB, SIGA- | [Apollo, Edwards, Kidde] 55000-825ADV , FX-NAC, GSA-CC1, GSA-CC1S, GSA-CC2, GSA-MAB, GSA-MCC1, GSA-MCC1S, GSA-MCC2, GSA-UM, SIGA-CC1, SIGA-CC1S, SIGA-CC2, SIGA-CC2A, SIGA-MAB, SIGA-MCC1, SIGA-MCC1S, SIGA-MCC2, SIGA-MCC2A, SIGA-UM
637c4404-2aae-495c-a407-bd4b0ac755df | NFPA 170 SMOKE DETECTOR |  |  | North | Notifier |  | Smoke Detector |  |  |  | Module | TRUE | FSP-851 w/B200S | ++ | DETECTOR, SMOKE, ADDRESSABLE PHOTO w/SOUNDER BASE | 1 | 0.0003 | 0.0065 |  |  |  |  | FALSE | TRUE | FLUSH |  | 4" SQ. DEEP | 3 "O" PLASTER RING | #FFFF0000 | FA-NFPA 170 SMOKE DETECTOR | 1 | FALSE | FALSE | FALSE | 1408 |  |  | 7272-0028:0206 | [10 empty] | FALSE |  |  | SB |  |  |  |  | THOR\acont | 2024-09-08 17:27 | 20191121 AC Detector with base | [Honeywell, Notifier, System Sensor] [SLC SENSORS] [*] [#4 TYPE ADDR ¦ SENSORS] 2251B (C), 2251-COPTIR (C), 2251-COPTIR w/B200S-WH (C), 2251TB (C), 2251TMB (C), 5251B (C), 5251B-WP (C), 5251H (C), 5251RB (C), 5251RB-WP (C), 7251 (C), 7251DH (C), DH200LP [Honeywell, Notifier, System Sensor] [SLC MODULES SENSORS] [*] [#2 SHARED ADDR ¦ SENSORS] 2251B (C), 2251-COPTIR (C), 2251-COPTIR w/B200S-WH (C), 2251TB (C), 2251TMB (C), 5251B (C), 5251B-WP (C), 5251H (C), 5251RB (C), 5251RB-WP (C), 7251 (C), 7251DH (C) [Notifier, System Sensor] [AUX POWER] 2251-COPTIR w/B200S-WH (C), B200S, B200SR, B200S-WH, B210LP, FCO-851 w/B200S (C), FCO-951 w/B200S-WH (C), FCP-951 w/B200S-WH, FPC-951 w/B200S-IV (C), FPC-951 w/B200S-WH (C), FPTI-951 w/B200S-IV (C), FPTI-951 w/B200S-
d6e42994-1473-4d1a-be55-bd4cf427554e | NFPA 170 HEAT DETECTOR |  |  | North | Notifier |  | Heat Detector |  |  |  | Module | TRUE | FST-851 w/B200S | ++ | Intelligent Addressable 135°F (57°C) Thermal Detector w/ Flashscan, Sounder Base | 1 | 0.0003 | 0.0065 |  |  |  |  | FALSE | TRUE | FLUSH |  | 4" SQ. DEEP | 3 "O" PLASTER RING | #FFFF0000 | FA-NFPA 170 HEAT DETECTOR | 1 | FALSE | FALSE | FALSE | 1403 |  |  | 7270-0028:0196 | [10 empty] | FALSE | [7 empty] | THOR\acont | 2024-09-08 17:27 | 20191121 AC Detector with base | [Honeywell, Notifier, System Sensor] [SLC MODULES SENSORS] [*] [#2 SHARED ADDR ¦ SENSORS] 2251B (C), 2251-COPTIR (C), 2251-COPTIR w/B200S-WH (C), 2251TB (C), 2251TMB (C), 5251B (C), 5251B-WP (C), 5251H (C), 5251RB (C), 5251RB-WP (C), 7251 (C), 7251DH (C) [Notifier, System Sensor] [AUX POWER] 2251-COPTIR w/B200S-WH (C), B200S, B200SR, B200S-WH, B210LP, FCO-851 w/B200S (C), FCO-951 w/B200S-WH (C), FCP-951 w/B200S-WH, FPC-951 w/B200S-IV (C), FPC-951 w/B200S-WH (C), FPTI-951 w/B200S-IV (C), FPTI-951 w/B200S- [Honeywell, Notifier, System Sensor] [SLC SENSORS] [*] [#4 TYPE ADDR ¦ SENSORS] 2251B (C), 2251-COPTIR (C), 2251-COPTIR w/B200S-WH (C), 2251TB (C), 2251TMB (C), 5251B (C), 5251B-WP (C), 5251H (C), 5251RB (C), 5251RB-WP (C), 7251 (C), 7251DH (C), DH200LP
5f9cd451-95d0-40ee-abba-bd5ab1d83fb4 |  |  |  | North | Edwards |  | Cards & Components |  |  |  | Card | TRUE | FSB-PCLW |  | EST3 to LonWorks Communications Bridge | 1 | 0.5 | 0.5 |  |  |  |  | TRUE | [5 empty] | #FFFFFFFF |  |  | FALSE | FALSE | FALSE | [14 empty] | FALSE | [7 empty] | THOR\acont | 2024-10-09 10:48
01244518-8500-460d-8a54-bd5bd0d806b9 | NFPA 170 SPEAKER STROBE CEILING |  |  | North | Concealite |  | Speaker/Strobe |  |  |  | Module | TRUE | FAFX-C-ELSPSTRC | + | CEILING SPEAKER STROBE, RED, FIRE | 1 | [6 empty] | TRUE | TRUE |  |  |  |  | #FF0070C0 | FA-NFPA 170 SPEAKER STROBE CEILING | 1 | FALSE | FALSE | FALSE | 2020 | [19 empty] | THOR\acont | 2024-01-29 09:05 | THOR\acont | 2024-09-08 17:27 | Cloned from Eaton Wheelock ELSPSTRC | [Concealite] [NAC] [24VFWR] FAFX-C-ELSPSTRC (C), FAFX-C-ELSPSTWC (C) [Concealite] [NAC] [24VDC] FAFX-C-ELSPSTRC (C), FAFX-C-ELSPSTWC (C) [Concealite, Eaton Wheelock] [AUDIO 25v] [25V AUDIO] ELSPKR, ELSPKR-AL, ELSPKRC (C), ELSPKRC-AL (C), ELSPKRC-N (C), ELSPKR-N, ELSPKW, ELSPKW-AL, ELSPKWC (C), ELSPKWC-AL (C), ELSPKWC-N (C), ELSPKW-N, ELSPSTR, ELSPSTR-AL, ELSPSTRC (C), ELSPSTRC-AL (C), ELS [Concealite, Eaton Wheelock] [AUDIO 70.7v] [70V AUDIO] ELSPKR, ELSPKR-AL, ELSPKRC (C), ELSPKRC-AL (C), ELSPKRC-N (C), ELSPKR-N, ELSPKW, ELSPKW-AL, ELSPKWC (C), ELSPKWC-AL (C), ELSPKWC-N (C), ELSPKW-N, ELSPSTR, ELSPSTR-AL, ELSPSTRC (C), ELSPSTRC-AL (C), E [Concealite] [AUX POWER] [AUX] FA900-W-ELHNR, FA900-W-ELHSR, FA900-W-ELHSW, FA900-W-ELSPKR, FA900-W-ELSPKW, FA900-W-ELSPSTR, FA900-W-ELSPSTW, FA900-W-ELSTR, FA900-W-ELSTW, FAFX-C-ELHNWC (C), FAFX-C-ELHSRC (C), FAFX-C-ELHSWC (C), FAFX-C-ELSPKWC (C), FAFX-
423f1c37-4340-4e7d-8cee-bd5f44b12987 | NFPA 170 STROBE WALL |  |  | North | Gentex |  | Strobe |  |  |  | Module | TRUE | WGESA24-75PW |  | WGES Colored Lens Outdoor Strobe (GOE Enclosure), Amber Lens | 1 | 0 | 0.17 |  |  |  |  | FALSE | [5 empty] | #FF0070C0 | FA-NFPA 170 STROBE WALL | 1 | FALSE | FALSE | FALSE | 2023 | [13 empty] | FALSE | [7 empty] | THOR\acont | 2024-09-08 17:27 |  | [Gentex] [NAC] [UL MAX] WGESA24-75PW, WGESA24-75PWLP
6ae9b911-0a1b-45fd-9b0c-bd63f60530ff |  |  |  | North | Bosch | [5 empty] | Module | TRUE | SE3U-304 | * | Small Transmitter, Campus User | 1 | [12 empty] | #FFFFFFFF |  |  | FALSE | FALSE | FALSE | [20 empty] | DESKTOP-7EIEB7A\acont | 2021-08-13 06:25 | THOR\acont | 2024-10-09 10:48
c054346c-9161-4be0-9982-bd7355a911c4 | NFPA 170 FIRE ALARM COMMUNICATOR |  |  | North | Monaco Enterprises |  | Cards & Components |  |  |  | Card | TRUE | 176-212-00 | ++ | Expansion Backplane | 1 | 0.001 | 0.001 |  |  |  |  | FALSE | [5 empty] | #FFFF0000 | FA-NFPA 170 FIRE ALARM COMMUNICATOR | 1 | FALSE | FALSE | FALSE | 251 | [8 empty] | 7 |  |  |  |  | TRUE | [5 empty] | DESKTOP-7EIEB7A\acont | 2021-11-02 12:11 | THOR\acont | 2024-09-08 17:27 | Cloned from Monaco Enterprises 176-208-00 | [Monaco Enterprises] [RELAY] 176-206-xx, 176-208-00, 176-212-00, 176-214-00, 227-44x-xx, 227-600-xx, 227-600-xx w/BT-XM Upgrade, 227-618-00, 227-623-xx, 227-630-xx, 803-119-01
fa54a9d9-b3fe-4041-9144-bd79ae10245c | NFPA 170 SPEAKER WALL |  |  | North | Atlas |  | Speaker |  |  |  | Module | TRUE | VT(F)-152UC |  | Re-Entrant Speaker, 25V 2, 4, 8, 15w | 1 | [6 empty] | FALSE | [5 empty] | #FF0070C0 | FA-NFPA 170 SPEAKER WALL | 1 | FALSE | FALSE | FALSE | 2021 | [13 empty] | FALSE | [7 empty] | THOR\acont | 2024-09-08 17:27 |  | [Atlas] [AUDIO 25v] [25V AUDIO] VT(F)-152UC
ff4f9cd6-ffe7-4cb8-8196-bd7c9638400d | NFPA 170 SMOKE DETECTOR |  |  | North | MIRCOM |  | Smoke Detector |  |  |  | Module | TRUE | MIX-2251TMB w/B200SR-LF-WH | + | Intelligent AcclimateTM Multicriteria Smoke Sensor, Low Frequency Sounder Base | 1 | 0.0003 | 0.0065 |  |  |  |  | FALSE | TRUE |  |  |  |  | #FFFF0000 | FA-NFPA 170 SMOKE DETECTOR | 1 | FALSE | FALSE | FALSE | 1408 | [13 empty] | FALSE |  |  | MC, LF |  |  | DESKTOP-7SAL8M7\acont | 2019-04-12 12:55 | THOR\acont | 2024-09-08 17:27 | 20191121 AC Detector with base | [MIRCOM] [SLC MODULES SENSORS] [*] [#2 SHARED ADDR ¦ SENSORS] DNR w/MIX-2251BR (C), DNR w/MIX-2351RAP (C), MIX-1251AP w/B200SR-LF-WH (C), MIX-1251AP w/B200SR-WH (C), MIX-1251AP w/B210LP (C), MIX-1251AP w/B224RB-WH (C), MIX-1251AP w/B501 (C), MIX-1251B w/ [MIRCOM] [SLC SENSORS] [*] [#4 TYPE ADDR ¦ SENSORS] DNR w/MIX-2251BR (C), DNR w/MIX-2351RAP (C), MIX-1251AP w/B200SR-LF-WH (C), MIX-1251AP w/B200SR-WH (C), MIX-1251AP w/B210LP (C), MIX-1251AP w/B224RB-WH (C), MIX-1251AP w/B501 (C), MIX-1251B w/B200SR-LF- [MIRCOM, Monaco Enterprises] [AUX POWER] [24 VDC] 721-121-00 w/B200SR-LF-WH (C), 721-124-00 w/B200SR-LF-WH (C), 722-121-00 w/B200SR-LF-WH (C), 722-406-00 w/B200SR-LF-WH (C), 723-345-00 w/B200SR-LF-WH (C), 723-353-00 w/B200SR-LF-WH (C), 723-361-00 w/B200S
be8413c6-7c4e-492a-b504-bd838189b7de | NFPA 170 HEAT DETECTOR |  |  | North | Autocall |  | Heat Detector |  |  |  | Module | TRUE | A4098-9612 w/A4098-9683 | + | Electronic Heat Detector 2-Wire 135° F (57° C) with auxiliary alarm relay output | 1 | 0.0001 | 0.024 |  |  |  |  | TRUE | TRUE |  |  |  |  | #FFFF0000 | FA-NFPA 170 HEAT DETECTOR | 1 | FALSE | FALSE | FALSE | 1403 | [16 empty] | 135 |  |  | DESKTOP-0D6CQVA\lousc | 2019-07-06 09:24 | THOR\acont | 2024-09-08 17:27 | 20191121 AC Detector with base | [Autocall, Simplex] [IDC] 01 2098-9201 (C), 2098-9202 (C), 2098-9203 (C), 2098-9208 (C), 2098-9576 (C), 2099-9101 (C), 2099-9102 (C), 2099-9103 (C), 2099-9104 (C), 2099-9105 (C), 2099-9107 (C), 2099-9108 (C), 2099-9754 (C), 2099-9755 (C), 2099-9756 (C),
2f730a68-279f-44b7-b629-bd8bf2386907 |  |  |  | North | Siemens | [5 empty] | Module | TRUE | 40/40LB-122SF | S54430-F147-A1 | UV/IR FLM DET BIT WO1 85C 3/4" SS FM | 1 | [12 empty] | #FFFFFFFF |  |  | FALSE | FALSE | FALSE | [20 empty] | DESKTOP-7SAL8M7\acont | 2019-08-13 09:04 | THOR\acont | 2024-10-09 10:48
91b1eb8f-6e66-4e17-ba80-bd927f2a36fc |  |  |  | North | Edwards |  | Hardware |  |  |  | Hardware | TRUE | 180100 |  | 18/2 Solid Twisted Direct Buried (DB) | 1 | [6 empty] | FALSE | [5 empty] | #FFFFFFFF |  |  | FALSE | FALSE | FALSE | [14 empty] | FALSE | [7 empty] | THOR\acont | 2024-10-09 10:48
0eda8558-ac8b-4650-acf1-bd9a63e463b2 | NFPA 170 SPEAKER STROBE CEILING |  |  | North | Edwards |  | Speaker/Strobe |  |  |  | Module | TRUE | GCHFWN-S2VMAH |  | 25V Speaker/Strobe, White, 95, 115, 150, 177 cd, AMBER | 1 | 0 | 0.342 |  |  |  |  | FALSE | TRUE |  |  |  |  | #FF0070C0 | FA-NFPA 170 SPEAKER STROBE CEILING | 1 | FALSE | FALSE | FALSE | 2020 | [13 empty] | FALSE |  |  | C |  |  |  |  | THOR\acont | 2024-09-08 17:27 |  | [Edwards, Kidde] [AUDIO 25v] [25V AUDIO] EGCF-S2VMH (C), G4F-S2, G4F-S2V1575, G4F-S2VM, G4HFRF-S2, G4HFRF-S2VMC, G4HFRN-S2, G4HFRN-S2VMC, G4HFWA-S2, G4HFWA-S2VMA, G4HFWA-S2VMC, G4HFWF-S2, G4HFWF-S2VMC, G4HFWN-S2, G4HFWN-S2VMA, G4HFWN-S2VMC, G4RF-S2, G4RF [Edwards, Kidde] [NAC] [24 VDC] EGCF-S2VMH (C), EGCF-VMH (C), GCF-S2VMH (C), GCF-S7VMH (C), GCF-VMH (C), GCHFRF-S2VMCH (C), GCHFRF-S7VMCH (C), GCHFRN-S2VMCH (C), GCHFRN-S7VMCH (C), GCHFWA-S2VMAH (C), GCHFWA-S2VMCH (C), GCHFWA-S7VMAH (C), GCHFWA-S7VMCH (C [Edwards, Kidde] [NAC] [16 VDC] EGCF-S2VMH (C), EGCF-VMH (C), GCF-S2VMH (C), GCF-S7VMH (C), GCF-VMH (C), GCHFRF-S2VMCH (C), GCHFRF-S7VMCH (C), GCHFRN-S2VMCH (C), GCHFRN-S7VMCH (C), GCHFWA-S2VMAH (C), GCHFWA-S2VMCH (C), GCHFWA-S7VMAH (C), GCHFWA-S7VMCH (C
624b63d1-c557-43a5-8182-bd9c7583c89a | NFPA 170 FIRE PHONE |  |  | North | Edwards |  | Fire Phone |  |  |  | Module | TRUE | 6830-3 |  | Portable Handset, Black, /w 5' coiled cord & plug | 1 | [6 empty] | FALSE | [5 empty] | #FFFF0000 | FA-NFPA 170 FIRE PHONE | 1 | FALSE | FALSE | FALSE | [14 empty] | FALSE | [7 empty] | THOR\acont | 2024-09-08 17:27 |  | [Edwards, Gamewell FCI, MIRCOM, Silent Knight] [FFT] [FFT] 6700-0061, 6830-3, 6830-4, 6830-5A-4, 6830-6A-4, 6830-NY-F4, 6830-NY-S4, 6833-4, FFT-FPJ, FPJ, FT-300A
2e2bf560-a74a-4d21-b71f-bda2ff201f0e |  |  |  | North | Power Sonic |  | Hardware |  |  |  | Hardware | TRUE | PS-1250 | + | (1) 12V 5 AH BATTERY | 1 | [6 empty] | FALSE | [5 empty] | #FFFFFFFF |  |  | FALSE | FALSE | FALSE | [14 empty] | FALSE | [5 empty] | DESKTOP-7EIEB7A\acont | 2021-04-06 16:46 | THOR\acont | 2024-10-09 10:48 | Cloned from Power Sonic PS-1270
98b4c2bf-cd83-4dd8-91f8-bda8d88a5f0c | NFPA 170 HORN STROBE CEILING |  |  | North | Siemens |  | Horn/Strobe |  |  |  | Module | TRUE | SL2MTSCR-F | S54329-F240-A1++ | Multi-Tone Strobe, Ceiling, Clear, Red, Fire | 1 | [12 empty] | #FF0070C0 | FA-NFPA 170 HORN STROBE CEILING | 1 | FALSE | FALSE | FALSE | 2023 | [19 empty] | DESKTOP-7EIEB7A\acont | 2023-08-03 09:20 | THOR\acont | 2024-09-08 17:27 | Cloned from Siemens SL2MTSWR-F | [Siemens] [NAC] [24 VDC, HORN STD] SL2MTSCR-F, SL2MTSCR-FB, SL2MTSCW-F, SL2MTSCW-NA, SL2MTSCW-NB, SL2MTSCW-NG, SL2MTSCW-NR
6eea0849-e778-4011-a8a9-bda98f334d0a | NFPA 170 FIRE ALARM CONTROL UNIT | RISER FACP |  | North | NAPCO |  | Fire Alarm Control Unit |  |  |  | Assembly | TRUE | FL-255FACP-LTVI | ++ | FireLink 255 Zone 24V Commercial Fire Alarm Control Panel with Integral StarLink Communicator | 1 | [6 empty] | TRUE |  |  |  | 25”x 14.25” x 5.2” (H x W x D) |  | #FFFF0000 | FA-NFPA 170 FIRE ALARM CONTROL UNIT | 1 | FALSE | FALSE | FALSE | 202 | [8 empty] | 7,12,16 |  | 16 |  |  | TRUE | [5 empty] | DESKTOP-7EIEB7A\acont | 2023-06-29 11:53 | THOR\acont | 2024-09-11 18:56 | Cloned from NAPCO FL-FACP-LTEAI
90ba0033-aee6-43c8-adeb-bdb58788ac9f | NFPA 170 HORN STROBE |  |  | North | Kidde |  | Horn/Strobe |  |  |  | Module | TRUE | EG4AVWF |  | Wall horn-strobe, white, FIRE | 1 | [6 empty] | FALSE |  | GRSW-10 |  |  |  | #FF0070C0 | FA-NFPA 170 HORN STROBE | 1 | FALSE | FALSE | FALSE | 2012 | [13 empty] | FALSE | [5 empty] | DESKTOP-7SAL8M7\acont | 2020-08-19 11:55 | THOR\acont | 2024-09-08 17:27 | Cloned from Edwards G4AVWF | [Edwards, Kidde] [NAC] [VFWR, LOW DB] EG4AVRF, EG4AVRF-FR, EG4AVRF-SP, EG4AVRN, EG4AVWF, EG4AVWF-FR, EG4AVWF-SP, EG4AVWN, G4AVRF, G4AVRF-FR, G4AVRF-SP, G4AVRN, G4AVWF, G4AVWF w/STI, G4AVWF-FR, G4AVWF-SP, G4AVWN [Edwards, Kidde] [NAC] [VFWR, HIGH DB] EG4AVRF, EG4AVRF-FR, EG4AVRF-SP, EG4AVRN, EG4AVWF, EG4AVWF-FR, EG4AVWF-SP, EG4AVWN, G4AVRF, G4AVRF-FR, G4AVRF-SP, G4AVRN, G4AVWF, G4AVWF w/STI, G4AVWF-FR, G4AVWF-SP, G4AVWN [Edwards, Kidde] [NAC] [VDC, HIGH DB] EG4AVRF, EG4AVRF-FR, EG4AVRF-SP, EG4AVRN, EG4AVWF, EG4AVWF-FR, EG4AVWF-SP, EG4AVWN, G4AVRF, G4AVRF-FR, G4AVRF-SP, G4AVRN, G4AVWF, G4AVWF w/STI, G4AVWF-FR, G4AVWF-SP, G4AVWN [Edwards, Kidde] [NAC] [VDC, LOW DB] EG4AVRF, EG4AVRF-FR, EG4AVRF-SP, EG4AVRN, EG4AVWF, EG4AVWF-FR, EG4AVWF-SP, EG4AVWN, G4AVRF, G4AVRF-FR, G4AVRF-SP, G4AVRN, G4AVWF, G4AVWF w/STI, G4AVWF-FR, G4AVWF-SP, G4AVWN
fc224db1-26af-431b-86bd-bdbce50c15c8 |  |  |  | North | Hoffman | [5 empty] | Module | TRUE | T15 |  | Hoffman Air Conditioner T15 AC unit | 1 | [6 empty] | FALSE | [5 empty] | #FFFFFFFF |  |  | FALSE | FALSE | FALSE | [14 empty] | FALSE | [7 empty] | THOR\acont | 2024-10-09 10:48
ef986807-b175-4ec5-abb4-bdc39aca607e | NFPA 170 REMOTE POWER SUPPLY | NFPA 170 REMOTE POWER SUPPLY |  | North | Farenhyt |  | Remote Power Supply |  |  |  | Assembly | TRUE | RPS-1000 | ++ | Intelligent Distributed Power Module, Red | 1 | [6 empty] | FALSE |  |  |  | Mounting Dimensions: 14.5”W x 24.75”H x 3.9”D (36.8 cm W x 62.9 cm H x 9.8 cm D) Overall Dimensions: 16.1”W x 26.4”H x 4.1”D (40.6 cm W x 67 cm H x 11.8 cm D) |  | #FFFF0000 | FA-NFPA 170 REMOTE POWER SUPPLY | 1 | FALSE | FALSE | FALSE | 212 | [8 empty] | 7,12,18.26,35 |  | 18 |  |  | TRUE | [5 empty] | DESKTOP-7EIEB7A\acont | 2022-03-29 12:56 | THOR\acont | 2024-09-08 17:27 | Cloned from Silent Knight RPS-1000
7e971f9a-1d86-4db1-b6db-bdc4f031c900 | NFPA 170 SPEAKER STROBE CEILING |  |  | North | Siemens |  | Speaker/Strobe |  |  |  | Module | TRUE | SEH-MC-CW-ALERT | S54329-A24-A1 | SPK-ST,CLG,ALR,W | 1 | [7 empty] | TRUE |  |  |  |  | #FF0070C0 | FA-NFPA 170 SPEAKER STROBE CEILING | 1 | FALSE | FALSE | FALSE | 2020 | [16 empty] | C |  |  | DESKTOP-7SAL8M7\acont | 2019-08-13 09:04 | THOR\acont | 2024-09-08 17:27 |  | [Siemens] [AUDIO 70.7v] [70V AUDIO] SECH-R (C), SECH-W (C), SEH-AMC-CW-ALERT (C), SEH-CW-ALERT (C), SEH-HMC-CR (C), SEH-HMC-CR-B (C), SEH-HMC-CW (C), SEH-HMC-CW-B (C), SEH-MC-CR (C), SEH-MC-CR-B (C), SEH-MC-CW (C), SEH-MC-CW-ALERT (C), SEH-MC-CW-B (C), S [Siemens] [AUDIO 25v] [25V AUDIO] SECH-R (C), SECH-W (C), SEH-AMC-CW-ALERT (C), SEH-CW-ALERT (C), SEH-HMC-CR (C), SEH-HMC-CR-B (C), SEH-HMC-CW (C), SEH-HMC-CW-B (C), SEH-MC-CR (C), SEH-MC-CR-B (C), SEH-MC-CW (C), SEH-MC-CW-ALERT (C), SEH-MC-CW-B (C), SEH [Siemens] [NAC] [VDC] SEFH-AMC-CW-ALERT (C), SEFH-MC-CR (C), SEFH-MC-CR-ALERT (C), SEFH-MC-CW (C), SEFH-MC-CW-ALERT (C), SEFH-MC-CW-BLANK (C), SEH-MC-CR (C), SEH-MC-CR-B (C), SEH-MC-CW (C), SEH-MC-CW-ALERT (C), SEH-MC-CW-B (C), SEH-MC-CW-BLANK (C)
b652b998-dc90-4e5f-b844-bdc560b61852 |  |  |  | North | Edwards |  | Hardware |  |  |  | Hardware | TRUE | 454734ARE |  | 18/4 Solid Twisted,OS, Red-Jacket FPLR | 1 | [6 empty] | FALSE | [5 empty] | #FFFFFFFF |  |  | FALSE | FALSE | FALSE | [14 empty] | FALSE | [7 empty] | THOR\acont | 2024-10-09 10:48
fa34da9f-f6c8-435a-ad9c-bdc717b1fedb | NFPA 170 MANUAL PULL |  |  | East | Firelite |  | Manual Station |  |  |  | Module | TRUE | BG-12LO | Weather Proof Fire Alarm Pull Stations | Manual Pull Station - Outdoor APPLICATION | 1 | 0 | 0 |  |  |  |  | FALSE | FALSE | Top of Back Box at 48" A.F.F. | WBB Provided by Fire Alarm Contractor | PROVIDED BY OTHERS |  | #FFFF0000 | FA-NFPA 170 MANUAL PULL | 1 | FALSE | FALSE | FALSE | [14 empty] | FALSE |  |  | WP |  |  |  |  | THOR\acont | 2024-09-08 17:27 | Cloned from Generic WATERFLOW SWITCH | [EAS, Firelite, Kidde, KNOX, Monaco Enterprises, Potter, System Sensor, Thermotech] [IDC] 01 2HS, 2HSR, 302-AW-135 (C), 3200, 3261, 3270, 3502, 4401, 4403, 4430, 4432, 4505, 4534, 5000H, 5000HR, 721-127-00 (C), 722-123-00 (C), 723-369-00 (C), BG-12LO, I3
dcf8a9bb-1e28-4460-9372-bdca9d25ac14 | NFPA 170 STROBE WALL |  |  | North | System Sensor |  | Strobe |  |  |  | Module | TRUE | SWK-P | ++ | Strobe, Standard cd, White, Outdoor, Plain | 1 | [6 empty] | FALSE | FALSE |  |  |  |  | #FF0070C0 | FA-NFPA 170 STROBE WALL | 1 | FALSE | FALSE | FALSE | 2023 | [13 empty] | FALSE |  |  | WP |  |  | DESKTOP-7EIEB7A\acont | 2021-05-05 14:27 | THOR\acont | 2024-09-08 17:27 | Cloned from System Sensor SWK | [Bosch, System Sensor] [NAC] [8-17.5VFWR] SRK, SRK-P, SS-SRK, SWK, SWK-P [Bosch, System Sensor] [NAC] [8-17.5VDC] SRK, SRK-P, SS-SRK, SWK, SWK-P [Bosch, System Sensor] [NAC] [16-33VFWR] SRK, SRK-P, SS-SRK, SWK, SWK-P [Bosch, System Sensor] [NAC] [16-33VDC] SRK, SRK-P, SS-SRK, SWK, SWK-P
e79a5711-cd4d-4a39-9dc3-bdcaae6b5c4a | NFPA 170 EM STROBE WALL |  |  | North | Siemens |  | Strobe |  |  |  | Module | TRUE | ST-CMC-RETRO-W-MNS | S54301-Z97-A1+ | MNS Clear Strobe, multi Candela − Wall Mount, White [RETRO PLATE] − ‘ALERT’ | 1 | [12 empty] | #FF0070C0 | FA-NFPA 170 EM STROBE WALL | 1 | FALSE | FALSE | FALSE | 2008 | [19 empty] | DESKTOP-7SAL8M7\acont | 2019-08-13 09:04 | THOR\acont | 2024-09-08 17:27 | B,T | [Siemens] [NAC] [VDC CEILING] SET-CMC-CR-MNS-ALERT (C), SET-CMC-CW-MNS-ALERT (C), SET-CMC-R-MNS-ALERT, SET-CMC-W-MNS-ALERT, ST-CMC-CR-MNS-ALRT (C), ST-CMC-CW-MNS-ALRT (C), ST-CMC-RETRO-R-MNS, ST-CMC-RETRO-W-MNS, ST-CMC-R-MNS-ALERT, ST-CMC-W-MNS-ALERT [Siemens] [NAC] [VFWR WALL] SET-CMC-CR-MNS-ALERT (C), SET-CMC-CW-MNS-ALERT (C), SET-CMC-R-MNS-ALERT, SET-CMC-W-MNS-ALERT, ST-CMC-CR-MNS-ALRT (C), ST-CMC-CW-MNS-ALRT (C), ST-CMC-RETRO-R-MNS, ST-CMC-RETRO-W-MNS, ST-CMC-R-MNS-ALERT, ST-CMC-W-MNS-ALERT [Siemens] [NAC] [VFWR CEILING] SET-CMC-CR-MNS-ALERT (C), SET-CMC-CW-MNS-ALERT (C), SET-CMC-R-MNS-ALERT, SET-CMC-W-MNS-ALERT, ST-CMC-CR-MNS-ALRT (C), ST-CMC-CW-MNS-ALRT (C), ST-CMC-RETRO-R-MNS, ST-CMC-RETRO-W-MNS, ST-CMC-R-MNS-ALERT, ST-CMC-W-MNS-ALERT [Siemens] [NAC] [VDC WALL] SET-CMC-CR-MNS-ALERT (C), SET-CMC-CW-MNS-ALERT (C), SET-CMC-R-MNS-ALERT, SET-CMC-W-MNS-ALERT, ST-CMC-CR-MNS-ALRT (C), ST-CMC-CW-MNS-ALRT (C), ST-CMC-RETRO-R-MNS, ST-CMC-RETRO-W-MNS, ST-CMC-R-MNS-ALERT, ST-CMC-W-MNS-ALERT
5ecd0608-0f81-4332-90f6-bdccb8d75e62 | NFPA 170 STROBE CEILING |  |  | North | Simplex |  | Strobe |  |  |  | Module | TRUE | 49VO-APPLC-BA | + | Visual Only Notification Appliances, Indoor Ceiling Mount Strobe, Assembled in USA | 1 | 0 | 0 |  |  |  |  | TRUE | TRUE |  |  |  |  | #FF0070C0 | FA-NFPA 170 STROBE CEILING | 1 | FALSE | FALSE | FALSE | 2022 | [16 empty] | C |  |  | DESKTOP-7EIEB7A\acont | 2022-02-21 21:41 | THOR\acont | 2024-09-08 17:27 | Cloned from Autocall A49VO-APPLC-BA | [Autocall, Simplex] [IDNac] [23VDC] 49HFV-APPLC (C), 49HFV-APPLC-BA (C), 49SV-APPLC (C), 49SV-APPLC-BA (C), 49VO-APPLC (C), 49VO-APPLC-BA (C), A49HFV-APPLC (C), A49HFV-APPLC-BA (C), A49SV-APPLC (C), A49SV-APPLC-BA (C), A49VO-APPLC (C), A49VO-APPLC-BA (C)
65636fef-e6c2-4788-819e-bdcddf76d723 |  |  |  | North | Kidde |  | Cards & Components |  |  |  | Card | TRUE | VM-PMI |  | Audio System Control and Paging Interface. Includes audio control unit, interconnect cables, mounting plate, paging interface with microphone, and user controls. | 1 | 0.023 | 0.029 |  |  |  |  | TRUE | [5 empty] | #FFFFFFFF |  |  | FALSE | FALSE | FALSE | [14 empty] | FALSE | [7 empty] | THOR\acont | 2024-10-09 10:48 |  | [Kidde] [AUDIO LOW] [#1 Local Microphone] EAEC, VM-PMI [Kidde] [AUDIO LOW] [#3 Firefighter Telephone] EAEC, VM-PMI [Kidde] [MIC] [Microphone Key] EAEC, VM-ARM, VM-PMI [Kidde] [AUDIO LOW] [#2 Remote Microphone] EAEC, VM-PMI [Kidde] [AUDIO LOW] [#4 Remote Audio] EAEC, VM-PMI
13f2f254-eb95-408f-acde-bdd38850975b | NFPA 170 PRESSURE SWITCH |  |  | East | Fike |  | Pressure Switch |  |  |  | Module | TRUE | 02-15801 | ++ | IMPULSE VALVE LOW PRESSURE SWITCH FOR SYSTEMS USING 3M™ NOVEC™ 1230 FIRE PROTECTION FLUID | 1 | [6 empty] | FALSE | FALSE | PROVIDED BY SPRINKLER CONTRACTOR |  | PROVIDED BY OTHERS |  | #FFFF0000 | FA-NFPA 170 PRESSURE SWITCH | 1 | FALSE | FALSE | FALSE | 913 | [13 empty] | FALSE | [5 empty] | DESKTOP-7EIEB7A\acont | 2023-08-24 08:10 | THOR\acont | 2024-09-08 17:27 | Cloned from Generic AIR PRESSURE SWITCH | [Fike] [IDC] 08 [LOW PRESSURE] 02-15801
d21803c6-6d0d-424e-92cf-bdd54faba531 |  |  |  | North | Edwards |  | Hardware |  |  |  | Hardware | TRUE | VSMT |  | Site Monitor PIN letter to enable text annunciation | 1 | [6 empty] | FALSE | [5 empty] | #FFFFFFFF |  |  | FALSE | FALSE | FALSE | [14 empty] | FALSE | [7 empty] | THOR\acont | 2024-10-09 10:48
b62c1082-4f18-4cfc-8fd3-bdd57eb509b3 | NFPA 170 AMPLIFIER RACK | RISER AMP |  | North | Hochiki |  | Amplifier |  |  |  | Assembly | TRUE | FNVDP100/P (25V) | + | Distributed Panel, Dual Channel, 100W, Fire Phone | 1 | [6 empty] | FALSE |  |  | *Refer to Install Sheet |  |  | #FFFF0000 | FA-NFPA 170 AMPLIFIER RACK | 1 | FALSE | FALSE | FALSE | 300 | [8 empty] | 7,12,18 |  |  |  | 200 | TRUE | [5 empty] | DESKTOP-7SAL8M7\acont | 2019-11-05 11:20 | THOR\acont | 2024-09-08 17:27 | Cloned from Evax HMX-DP100/P
fc3daf28-f890-4a85-9b9c-bddc8b7de44d | NFPA 170 SMOKE DETECTOR |  |  | North | Notifier |  | Smoke Detector |  |  |  | Module | TRUE | FSP-951 w/B200S-LF-WH | ++ | Addressable low-profile photoelectric detector with low-frequency sounder base, white | 1 | 0.0002 | 0.0045 |  |  |  |  | TRUE | TRUE |  |  |  |  | #FFFF0000 | FA-NFPA 170 SMOKE DETECTOR | 1 | FALSE | FALSE | FALSE | 1408 | [16 empty] | LF |  |  | AULAPTOP-PC\Aulaptop | 2020-03-25 06:25 | THOR\acont | 2024-09-08 17:27 | 20200325 | [Honeywell, Notifier, System Sensor] [SLC SENSORS] [*] [#4 TYPE ADDR ¦ SENSORS] 2251B (C), 2251-COPTIR (C), 2251-COPTIR w/B200S-WH (C), 2251TB (C), 2251TMB (C), 5251B (C), 5251B-WP (C), 5251H (C), 5251RB (C), 5251RB-WP (C), 7251 (C), 7251DH (C), DH200LP [Notifier] [AUX POWER] [16VDC, HIGH VOLUME] B200S-LF-WH, FCO-851 w/B200S-LF (C), FCO-951 w/B200S-LF-WH (C), FPC-951 w/B200S-LF-IV (C), FPC-951 w/B200S-LF-WH (C), FPTI-951 w/B200S-LF-IV (C), FPTI-951 w/B200S-LF-WH (C), FSCO-951 w/B200S-LF-IV (C), FSCO-951 [Honeywell, Notifier, System Sensor] [SLC MODULES SENSORS] [*] [#2 SHARED ADDR ¦ SENSORS] 2251B (C), 2251-COPTIR (C), 2251-COPTIR w/B200S-WH (C), 2251TB (C), 2251TMB (C), 5251B (C), 5251B-WP (C), 5251H (C), 5251RB (C), 5251RB-WP (C), 7251 (C), 7251DH (C) [Notifier] [AUX POWER] [16VDC, LOW VOLUME] B200S-LF-WH, FCO-851 w/B200S-LF (C), FCO-951 w/B200S-LF-WH (C), FPC-951 w/B200S-LF-IV (C), FPC-951 w/B200S-LF-WH (C), FPTI-951 w/B200S-LF-IV (C), FPTI-951 w/B200S-LF-WH (C), FSCO-951 w/B200S-LF-IV (C), FSCO-951
fdb5b960-59f9-4775-b596-bde388e4c6e8 |  |  |  | North | Kidde |  | Cards & Components |  |  |  | Card | TRUE | MIRBPS10A Mainboard |  | Mainboard for BPS10A assembly | 1 | 0.07 | 0.27 |  |  |  |  | TRUE | [5 empty] | #FFFFFFFF |  |  | FALSE | FALSE | FALSE | [14 empty] | FALSE | [5 empty] | DESKTOP-7SAL8M7\acont | 2020-01-02 08:45 | THOR\acont | 2024-10-09 10:48 | Cloned from Edwards BPS10A Mainboard | [Altronix, Edwards, Harrington, Kidde] [NAC Trigger] AL1002ULADA Main Board, AL1002ULADA Main Board, APS10A Mainboard, APS6A Mainboard, BPS10A Mainboard, BPS10A/230 Mainboard, BPS6A Mainboard, BPS6A/230 Mainboard, MIRBPS10A Mainboard, MIRBPS10A/230 Mainb [Edwards, Kidde] [VAC ] 2IDC, 76-600000-001 Main Board, 76-800xxx-xxx Main Board, 77-600000-901 Main Board, 84-732001-901 Main Board, APS10A Mainboard, APS6A Mainboard, BPS10A Mainboard, BPS10A/230 Mainboard, BPS6A Mainboard, BPS6A/230 Mainboard, EST1-2Z | [Edwards, Kidde] APS10A Mainboard, APS6A Mainboard, BPS10A Mainboard, BPS10A/230 Mainboard, BPS6A Mainboard, BPS6A/230 Mainboard, MIRBPS10A Mainboard, MIRBPS10A/230 Mainboard, MIRBPS6A Mainboard, MIRBPS6A/230 Mainboard
ad6c8332-1670-4e2e-85b7-bde804050cd8 |  |  |  | North | Edwards |  | Hardware |  |  |  | Hardware | TRUE | MN-HS16SPKHRG1P |  | 320 Watt HPSA (1 of 5 Active Panels) replacement speaker head - complete | 1 | [6 empty] | FALSE | [5 empty] | #FFFFFFFF |  |  | FALSE | FALSE | FALSE | [14 empty] | FALSE | [7 empty] | THOR\acont | 2024-10-09 10:48
77d7e65e-87b8-400f-9aa5-bded2f07cf66 |  |  |  | North | Autocall | [5 empty] | Module | TRUE | A100-6309 | ++ | ES Net NIC dual channel DSL media card | 1 | 0.155 | 0.155 | [10 empty] | #FFFFFFFF |  |  | FALSE | FALSE | FALSE | [20 empty] | THOR\acont | 2024-02-23 05:55 | THOR\acont | 2024-10-09 10:48 | Cloned from Autocall A100-6306 CLONED | [Autocall, Simplex] [DSL] 4007-6307, 4007-6309, 4010-6309, 4100-6309, 4190-9857, A007-6307, A007-6309, A010-6309, A100-6309, A190-9857 | [Autocall, Simplex] 4007-6307, 4007-6309, 4010-6309, 4100-6309, 4190-9857, A007-6307, A007-6309, A010-6309, A100-6309, A190-9857
b91e102d-22b6-45b4-adb8-bdf27ce93631 | NFPA 170 SPEAKER STROBE |  |  | North | Edwards |  | Speaker/Strobe |  |  |  | Module | TRUE | G4HFWF-S7VMC |  | 70V Speaker/Strobe, White, FIRE 15, 30, 75, 110 cd, Clear | 1 | 0 | 0.078 |  |  |  |  | FALSE | [5 empty] | #FF0070C0 | FA-NFPA 170 SPEAKER STROBE | 1 | FALSE | FALSE | FALSE | 2019 | [13 empty] | FALSE | [7 empty] | THOR\acont | 2024-09-08 17:27 |  | [Edwards, Kidde] [NAC] [24 VDC] G4ERA-A, G4ERA-B, G4ERA-G, G4ERA-R, G4ERF-C, G4ERN-A, G4ERN-B, G4ERN-C, G4ERN-G, G4ERN-R, G4EWA-A, G4EWA-B, G4EWA-G, G4EWA-R, G4EWF-C, G4EWN-A, G4EWN-B, G4EWN-C, G4EWN-G, G4EWN-R, G4F-S2V1575, G4F-S2VM, G4F-S7V1575, G4F-S7 [Edwards, Kidde] [AUDIO 70.7v] [70V AUDIO] G4F-S7, G4F-S7V1575, G4F-S7VM, G4HFRF-S7, G4HFRF-S7VMC, G4HFRN-S7, G4HFRN-S7VMC, G4HFWA-S7, G4HFWA-S7VMA, G4HFWA-S7VMC, G4HFWF-S7, G4HFWF-S7VMC, G4HFWN-S7, G4HFWN-S7VMA, G4HFWN-S7VMB, G4HFWN-S7VMC, G4RF-S7, G4RF [Edwards, Kidde] [NAC] [16 VDC] G4ERA-A, G4ERA-B, G4ERA-G, G4ERA-R, G4ERF-C, G4ERN-A, G4ERN-B, G4ERN-C, G4ERN-G, G4ERN-R, G4EWA-A, G4EWA-B, G4EWA-G, G4EWA-R, G4EWF-C, G4EWN-A, G4EWN-B, G4EWN-C, G4EWN-G, G4EWN-R, G4F-S2V1575, G4F-S2VM, G4F-S7V1575, G4F-S7
f2b67ca6-31e0-4b0c-9e80-bdf3115f2eb4 |  |  |  | North | Bosch | [5 empty] | Module | TRUE | B465-MWC-1640 | * | KIT W/B465/B10/D1640/D101/B444 | 1 | [12 empty] | #FFFFFFFF |  |  | FALSE | FALSE | FALSE | [20 empty] | DESKTOP-7EIEB7A\acont | 2021-08-13 06:25 | THOR\acont | 2024-10-09 10:48
bdad46ca-f96d-43fb-b250-bdf391d4d3bf | NFPA 170 REMOTE EVACUATION AMPLIFIER CABINET |  |  | North | MIRCOM |  | Amplifier Cabinet |  |  |  | Assembly | TRUE | QX-MINI-BP-W (25v) | + | Booster Panel: Outer White Door, Main Board, 1 x 30W Amplifier, Backbox, Back Plate, Transformer | 1 | [6 empty] | FALSE | [5 empty] | #FFFF0000 | FA-NFPA 170 REMOTE EVACUATION AMPLIFIER CABINET | 1 | FALSE | FALSE | FALSE | 301 | [8 empty] | 7,12,18 |  |  |  |  | TRUE | [7 empty] | THOR\acont | 2024-09-08 17:27
c33aaca9-2e4f-468f-9e66-bdf3f0ff330b | NFPA 170 HORN STROBE |  |  | North | System Sensor |  | Horn/Strobe |  |  |  | Module | TRUE | P2RH-LF | + | 2-Wire Low Frequency Sounder Strobe, High cd, Red | 1 | 0 | 0.245 |  |  |  |  | FALSE | [5 empty] | #FF0070C0 | FA-NFPA 170 HORN STROBE | 1 | FALSE | FALSE | FALSE | 2012 | [13 empty] | FALSE |  |  | LF |  |  | DESKTOP-7EIEB7A\acont | 2022-06-21 18:37 | THOR\acont | 2024-09-08 17:27 | Cloned from System Sensor P2RL-LF | [System Sensor] [NAC] [VDC, TEMPORAL HIGH] P2RH-LF, P2WH-LF [System Sensor] [NAC] [VFWR, TEMPORAL HIGH] P2RH-LF, P2WH-LF
68238d34-78cb-4821-b7b1-bdf7d6e3833f | NFPA 170 SMOKE CO DETECTOR |  |  | North | Edwards |  | Smoke/CO Detector |  |  |  | Module | TRUE | SIGA-OSCD w/SIGA-IB BASE | ++ | Multisensor Smoke and CO Detector | 1 | 3.2e-05 | 4.5e-05 |  |  |  |  | FALSE | TRUE |  |  |  |  | #FFFF0000 | FA-NFPA 170 SMOKE CO DETECTOR | 1 | FALSE | FALSE | FALSE | 1408 | [13 empty] | FALSE | [5 empty] | DESKTOP-7SAL8M7\acont | 2020-11-02 14:56 | THOR\acont | 2024-10-08 16:47 | Cloned from Edwards SIGA-OSD w/SIGA-IB BASE | [Edwards, Kidde] [SLC EST SENSORS] 01 [*] [EST3, iO1000] DS-HFS (C), DS-PS (C), FX-HD w/IB4U BASE, FX-HD w/RB4U BASE, FX-HD w/SB4U BASE, FX-HD w/SB4U-LF BASE, FX-HD wB4U BASE, FX-PD w/B4U BASE (C), FX-PD w/IB4U BASE (C), FX-PD w/SB4U BASE (C), FX-PD w/SB [Edwards, Kidde] [SLC EST MODULES/SENSORS] 01 [*] [iO64] DS-HFS (C), DS-PS (C), FX-HD w/IB4U BASE, FX-HD w/RB4U BASE, FX-HD w/SB4U BASE, FX-HD w/SB4U-LF BASE, FX-HD wB4U BASE, FX-PD w/B4U BASE (C), FX-PD w/IB4U BASE (C), FX-PD w/SB4U BASE (C), FX-PD w/SB [Edwards, Kidde] [SLC EST SENSORS] [*] [#4 TYPE ADDR ¦ SENSORS] KI-DDOS (C), SIGA2-COS w/SIGA-AB4G BASE, SIGA2-COS w/SIGA-AB4G-LF BASE, SIGA2-COS w/SIGA-AB4GT BASE, SIGA2-COS w/SIGA-IB BASE, SIGA2-COS w/SIGA-RB BASE, SIGA2-COS w/SIGA-SB BASE, SIGA2-HCOS [Edwards, Kidde] [SLC EST MODULES SENSORS] [*] [#2 SHARED ADDR ¦ SENSORS] KI-DDOS (C), SIGA2-COS w/SIGA-AB4G BASE, SIGA2-COS w/SIGA-AB4G-LF BASE, SIGA2-COS w/SIGA-AB4GT BASE, SIGA2-COS w/SIGA-IB BASE, SIGA2-COS w/SIGA-RB BASE, SIGA2-COS w/SIGA-SB BASE, S
bebab1ec-9b24-438f-80c7-be1232779ae7 |  |  |  | North | Edwards |  | Hardware |  |  |  | Hardware | TRUE | CV11900 |  | ¾” ID x 1” OD x 15' length CPVC Sampling Pipe | 1 | [6 empty] | FALSE | [5 empty] | #FFFFFFFF |  |  | FALSE | FALSE | FALSE | [14 empty] | FALSE | [7 empty] | THOR\acont | 2024-10-09 10:48
5e83d6e2-e65b-40a6-9862-be18f9775e3c | NFPA 170 SMOKE DETECTOR |  |  | North | Firelite |  | Smoke Detector |  |  |  | Module | TRUE | SD365T w/B224RB-WH | + | White, Addressable photoelectric detector, Thermal, Relay Base | 1 | 0.00045 | 0.0045 |  |  |  |  | FALSE | TRUE |  |  |  |  | #FFFF0000 | FA-NFPA 170 SMOKE DETECTOR | 1 | FALSE | FALSE | FALSE | 1408 | [13 empty] | FALSE | [5 empty] | DESKTOP-7SAL8M7\acont | 2019-03-28 05:23 | THOR\acont | 2024-09-08 17:27 | 20191121 AC Detector with base | [Firelite, System Sensor] [SLC SENSORS] [*] [#4 TYPE ADDR ¦ SENSORS] AD355 w/B200SR-LF-WH (C), AD355 w/B200SR-WH (C), AD355 w/B210LP (C), AD355 w/B224BI-WH (C), AD355 w/B224RB-WH (C), AD355 w/B501 (C), BEAM355 (C), BEAM355S (C), CP355 w/B200SR-WH (C), CP [Firelite, System Sensor] [SLC MODULES SENSORS] [*] [#2 SHARED ADDR ¦ SENSORS] AD355 w/B200SR-LF-WH (C), AD355 w/B200SR-WH (C), AD355 w/B210LP (C), AD355 w/B224BI-WH (C), AD355 w/B224RB-WH (C), AD355 w/B501 (C), BEAM355 (C), BEAM355S (C), CP355 w/B200SR-
184a89ec-7e98-4777-b5a7-be199de40778 |  |  |  | North | Hochiki |  | Cards & Components |  |  |  | Card | TRUE | FN4127US0ERS120 Main Board |  | Main Board | 1 | 0.35 | 0.62 |  |  |  |  | TRUE | [5 empty] | #FFFFFFFF |  |  | FALSE | FALSE | FALSE | [20 empty] | DESKTOP-GHR3H5U\Anthony | 2019-11-26 15:53 | THOR\acont | 2024-10-09 10:48
0345e459-dd62-41d0-b782-be1adca3c887 |  |  |  | North | Bosch | [5 empty] | Module | TRUE | PET-PACKAGE C | * | Pet-package C | 1 | [12 empty] | #FFFFFFFF |  |  | FALSE | FALSE | FALSE | [20 empty] | DESKTOP-7EIEB7A\acont | 2021-08-13 06:25 | THOR\acont | 2024-10-09 10:48
5a81bd8c-1e15-4511-acd0-be1e49d2ac16 | NFPA 170 FIRE ALARM CONTROL UNIT | RISER FACP |  | North | Hochiki |  | Fire Alarm Control Unit |  |  |  | Assembly | TRUE | LA201K1-44 |  | FireNET L@TITUDE Analog Addressable Fire Alarm Control Panel, 4 Slot Standard Plex-Door Enclosure, 5.25 A 115V, 2-Loop Panel Module, Hochiki Protocol, Network Module, and Media Gateway™, Gray, Printer / 48 Zone LEDs | 1 | [6 empty] | FALSE |  |  | *Refer to Install Sheet | 16.5in (W) x 23.2in (H) x 6in (D) | KM5FCRD (Optional Semi-Flush Mounting Kit) | #FFFF0000 | FA-NFPA 170 FIRE ALARM CONTROL UNIT | 1 | FALSE | FALSE | FALSE | 202 | [8 empty] | 7,12,18,28 |  |  | 5.25 |  | TRUE | [5 empty] | DESKTOP-GHR3H5U\Anthony | 2019-11-27 07:23 | THOR\acont | 2024-09-08 17:27
bee58008-ee4f-4726-a2d8-be1ecf2d6ad7 |  |  |  | North | Edwards |  | Cards & Components |  |  |  | Card | TRUE | 2-PPS/6A |  | OBSOLETE - 6.0A Primary Power Supply | 1 | [6 empty] | TRUE | [5 empty] | #FFFFFFFF |  |  | FALSE | FALSE | FALSE | [14 empty] | FALSE | [7 empty] | THOR\acont | 2024-10-09 10:48
981d7ebb-b7d0-49f7-a602-be2339b06c9e |  |  |  | North | Digital Watchdog |  | Cards & Components |  |  |  | Card | TRUE | DW-BJCUBE6T CARD |  | NVR Main Card | 1 | [6 empty] | TRUE | [5 empty] | #FFFFFFFF |  |  | FALSE | FALSE | FALSE | [14 empty] | FALSE | [5 empty] | AULAPTOP-PC\Aulaptop | 2019-01-04 17:45 | THOR\acont | 2024-10-09 10:48 | Cloned from Digital Watchdog DW-BJCUBE6T |  | [Digital Watchdog] DW-BJCUBE6T CARD
d5dd995a-edaf-49ec-b438-be26a496cfe8 |  |  |  | North | Monaco Enterprises |  | Cards & Components |  |  |  | Card | TRUE | 227-561 Main Board |  | 227-561 Main Board | 1 | [6 empty] | TRUE | [5 empty] | #FFFFFFFF |  |  | FALSE | FALSE | FALSE | [14 empty] | FALSE | [5 empty] | DESKTOP-7SAL8M7\acont | 2018-10-23 10:52 | THOR\acont | 2024-10-09 10:48 |  |  | [Monaco Enterprises] 227-561 Main Board
17c6f5ab-daf5-447c-abd4-be26cea3f93e | NFPA 170 SMOKE DETECTOR |  |  | North | Edwards |  | Smoke Detector |  |  |  | Module | TRUE | SIGA2-PS w/SIGA-AB4G BASE | ++ | Photoelectric Smoke Detector | 1 | 4.5e-05 | 4.5e-05 |  |  |  |  | FALSE | TRUE |  |  |  |  | #FFFF0000 | FA-NFPA 170 SMOKE DETECTOR | 1 | FALSE | FALSE | FALSE | 1408 | [13 empty] | FALSE | [7 empty] | THOR\acont | 2024-10-08 16:33 | 20191121 AC Detector with base | [Edwards, Kidde] [SLC EST SENSORS] [*] [#4 TYPE ADDR ¦ SENSORS] KI-DDOS (C), SIGA2-COS w/SIGA-AB4G BASE, SIGA2-COS w/SIGA-AB4G-LF BASE, SIGA2-COS w/SIGA-AB4GT BASE, SIGA2-COS w/SIGA-IB BASE, SIGA2-COS w/SIGA-RB BASE, SIGA2-COS w/SIGA-SB BASE, SIGA2-HCOS [Edwards, Kidde] [AUX POWER] FX-HD w/SB4U BASE, FX-PD w/SB4U BASE (C), FX-PHD w/SB4U BASE (C), KI-COD w/KI-ABST BASE (C), KI-HCD w/KI-ABST BASE, KI-HRD w/KI-ABST BASE, KI-PCD w/KI-ABST BASE (C), KI-PD w/KI-ABST BASE (C), KI-PHCD w/KI-ABST BASE (C), KI-PH [Edwards, Kidde] [SLC EST SENSORS] 01 [*] [EST3, iO1000] DS-HFS (C), DS-PS (C), FX-HD w/IB4U BASE, FX-HD w/RB4U BASE, FX-HD w/SB4U BASE, FX-HD w/SB4U-LF BASE, FX-HD wB4U BASE, FX-PD w/B4U BASE (C), FX-PD w/IB4U BASE (C), FX-PD w/SB4U BASE (C), FX-PD w/SB [Edwards, Kidde] [SLC EST MODULES SENSORS] [*] [#2 SHARED ADDR ¦ SENSORS] KI-DDOS (C), SIGA2-COS w/SIGA-AB4G BASE, SIGA2-COS w/SIGA-AB4G-LF BASE, SIGA2-COS w/SIGA-AB4GT BASE, SIGA2-COS w/SIGA-IB BASE, SIGA2-COS w/SIGA-RB BASE, SIGA2-COS w/SIGA-SB BASE, S [Edwards, Kidde] [SLC EST MODULES/SENSORS] 01 [*] [iO64] DS-HFS (C), DS-PS (C), FX-HD w/IB4U BASE, FX-HD w/RB4U BASE, FX-HD w/SB4U BASE, FX-HD w/SB4U-LF BASE, FX-HD wB4U BASE, FX-PD w/B4U BASE (C), FX-PD w/IB4U BASE (C), FX-PD w/SB4U BASE (C), FX-PD w/SB
e1e471c5-0ba2-467c-a248-be28180d2946 | NFPA 170 FIRE ALARM CONTROL UNIT | RISER FACP |  | North | Edwards |  | Fire Alarm Control Unit |  |  |  | Assembly | TRUE | iO1000R |  | FACP, 1-4 Loop, 1000pt max, 4 Cl B NACs, red, 120v | 1 | [6 empty] | FALSE | [5 empty] | #FFFF0000 | FA-NFPA 170 FIRE ALARM CONTROL UNIT | 1 | FALSE | FALSE | FALSE | 202 | [8 empty] | 7,12,18 |  |  |  |  | TRUE | [7 empty] | THOR\acont | 2024-09-08 17:27
6aada311-49be-477a-aedc-be298d6093fb |  |  |  | North | Notifier |  | Cards & Components |  |  |  | Card | TRUE | B200S-WH |  | Intelligent addressable sounder base | 1 | [6 empty] | TRUE | FALSE |  |  |  |  | #FFFFFFFF |  |  | FALSE | FALSE | FALSE | [14 empty] | FALSE | [7 empty] | THOR\acont | 2024-10-09 10:48 |  | [Notifier, System Sensor] [AUX POWER] 2251-COPTIR w/B200S-WH (C), B200S, B200SR, B200S-WH, B210LP, FCO-851 w/B200S (C), FCO-951 w/B200S-WH (C), FCP-951 w/B200S-WH, FPC-951 w/B200S-IV (C), FPC-951 w/B200S-WH (C), FPTI-951 w/B200S-IV (C), FPTI-951 w/B200S-
507953ae-d2eb-4d88-b733-be2d7543d9c2 | NFPA 170 HEAT DETECTOR |  |  | North | Autocall |  | Heat Detector |  |  |  | Module | TRUE | A4098-9612E w/A4098-9788E | + | Electronic Heat Detector 2-Wire 135° F (57° C), High Humidity | 1 | 0.0001 | 0.086 |  |  |  |  | TRUE | TRUE |  |  |  |  | #FFFF0000 | FA-NFPA 170 HEAT DETECTOR | 1 | FALSE | FALSE | FALSE | 1403 | [16 empty] | 135 |  |  | THOR\acont | 2024-02-22 15:26 | THOR\acont | 2024-09-08 17:27 | Cloned from Autocall A4098-9612E w/A4098-9682E CLONED | [Autocall, Simplex] [IDC] 02 [*] 4090-9008, 4098-9612E w/4098-9683E (C), 4098-9612E w/4098-9684E (C), 4098-9612E w/4098-9788E (C), 4098-9613E w/4098-9683E (C), 4098-9613E w/4098-9684E (C), 4098-9613E w/4098-9788E (C), 4098-9614E w/4098-9683E (C), 4098-96 | [Autocall, Simplex] 4098-9612 w/4098-9682, 4098-9612E w/4098-9682E, 4098-9612E w/4098-9683E, 4098-9612E w/4098-9684E, 4098-9612E w/4098-9788E, 4098-9613 w/4098-9682, 4098-9613E w/4098-9682E, 4098-9613E w/4098-9683E, 4098-9613E w/4098-9684E, 4098-9613E w/4
1264f0a6-05eb-4cbc-915a-be3312aea550 |  |  |  | North | Edwards |  | Hardware |  |  |  | Hardware | TRUE | MN-FNSLC2STMM1 |  | 62.5 micron multimode duplex fiber cable LC male connector w/ ST male connectors. | 1 | [6 empty] | FALSE | [5 empty] | #FFFFFFFF |  |  | FALSE | FALSE | FALSE | [14 empty] | FALSE | [7 empty] | THOR\acont | 2024-10-09 10:48
034bc249-9ae4-4368-8b85-be35d7379581 | NFPA 170 HORN STROBE |  |  | North | Simplex |  | Horn/Strobe |  |  |  | Module | TRUE | 49AV-APPLW-BA | + | Audible/Visible Notification Appliances, Wall Mount Multi-Candela Horn/Strobe, Specify Cover, Assembled in USA | 1 | 0 | 0 |  |  |  |  | TRUE | [5 empty] | #FF0070C0 | FA-NFPA 170 HORN STROBE | 1 | FALSE | FALSE | FALSE | 2012 | [19 empty] | DESKTOP-7EIEB7A\acont | 2022-02-21 13:51 | THOR\acont | 2024-09-08 17:27 | Cloned from Autocall A49AV-APPLW-BA | [Autocall, Simplex] [IDNac] [23VDC, STEADY HIGH] 49AV-APPLW, 49AV-APPLW-BA, A49AV-APPLW, A49AV-APPLW-BA
40f2693f-2982-412a-96db-be36809ba838 | NFPA 170 SMOKE DETECTOR |  |  | North | System Sensor |  | Smoke Detector |  |  |  | Module | TRUE | 2100S | ++ | Photoelectric Detector, 2-wire direct, 12/24VDC | 1 | 5e-05 | 0 |  |  |  |  | FALSE | TRUE |  |  |  |  | #FFFF0000 | FA-NFPA 170 SMOKE DETECTOR | 1 | FALSE | FALSE | FALSE | 1408 | [13 empty] | FALSE | [7 empty] | THOR\acont | 2024-09-08 17:27 | 20191121 AC Detector without base | [Chemtronics, Firelite, MIRCOM, Notifier, System Sensor] [IDC] 01 [*] [IDC 2-WIRE ++] 1151 (C), 1151EIS (C), 1400 (C), 1451 (C), 1451DH (C), 1451DHHT (C), 2100AT (C), 2100S (C), 2100TR (C), 2100TS (C), 2151 w/B110LP (C), 2151 w/B116LP (C), 2151 w/B401 (C
b2404784-4904-4e15-837a-be3a496b829b | NFPA 170 SPEAKER STROBE CEILING |  |  | North | Kidde |  | Speaker/Strobe |  |  |  | Module | TRUE | EGCSVHRF |  | Speaker/Strobe, Ceiling, Red, FIRE, High CD | 1 | [6 empty] | FALSE | TRUE |  |  |  |  | #FF0070C0 | FA-NFPA 170 SPEAKER STROBE CEILING | 1 | FALSE | FALSE | FALSE | 2020 | [13 empty] | FALSE |  |  | C |  |  | XPS-17-9710\August | 2024-10-18 14:34 |  |  | Cloned from Edwards GCSVHRF | [Edwards, Kidde] [NAC] [24 VDC] EGCSVHRF (C), EGCSVHRF-FR (C), EGCSVHRF-SP (C), EGCSVHRN (C), EGCSVHWA (C), EGCSVHWF (C), EGCSVHWF-FR (C), EGCSVHWF-SP (C), EGCSVHWN (C), EGCVHRF (C), EGCVHRF-FR (C), EGCVHRF-SP (C), EGCVHRN (C), EGCVHWA (C), [Edwards, Kidde] [AUDIO 25v] [25V AUDIO] EGCSRF (C), EGCSRN (C), EGCSVHRF (C), EGCSVHRF-FR (C), EGCSVHRF-SP (C), EGCSVHRN (C), EGCSVHWA (C), EGCSVHWF (C), EGCSVHWF-FR (C), EGCSVHWF-SP (C), EGCSVHWN (C), EGCSVRF (C), EGCSVRN (C), EGCSVWA (C), EGC [Edwards, Kidde] [NAC] [24 FWR] EGCSVHRF (C), EGCSVHRF-FR (C), EGCSVHRF-SP (C), EGCSVHRN (C), EGCSVHWA (C), EGCSVHWF (C), EGCSVHWF-FR (C), EGCSVHWF-SP (C), EGCSVHWN (C), EGCVHRF (C), EGCVHRF-FR (C), EGCVHRF-SP (C), EGCVHRN (C), EGCVHWA (C), [Edwards, Kidde] [AUDIO 70.7v] [70V AUDIO] EGCSRF (C), EGCSRN (C), EGCSVHRF (C), EGCSVHRF-FR (C), EGCSVHRF-SP (C), EGCSVHRN (C), EGCSVHWA (C), EGCSVHWF (C), EGCSVHWF-FR (C), EGCSVHWF-SP (C), EGCSVHWN (C), EGCSVRF (C), EGCSVRN (C), EGCSVWA (C), E
feb3527c-a82e-405a-9c9d-be3bf606ba92 |  |  |  | North | Bosch | [5 empty] | Module | TRUE | B3512K-D | * | Controller kit , Includes B3512, B11, CX4010 | 1 | [12 empty] | #FFFFFFFF |  |  | FALSE | FALSE | FALSE | [20 empty] | DESKTOP-7EIEB7A\acont | 2021-08-13 06:25 | THOR\acont | 2024-10-09 10:48
694bdee2-44f6-4f1e-9f4c-be431a1aa295 |  |  |  | North | Notifier |  | Cards & Components |  |  |  | Card | TRUE | DS-RFM | + | Fiber Option Module, For Multi-Mode Fiber | 1 | 0.06 | 0.06 |  |  |  |  | TRUE | [5 empty] | #FFFFFFFF |  |  | FALSE | FALSE | FALSE | [14 empty] | FALSE | [7 empty] | THOR\acont | 2024-10-09 10:48 |  | [Notifier] [Fiber Optic] [ALL DEVICES ++] DS-FM, DS-RFM, DS-SFM | [Notifier] DS-FM, DS-RFM, DS-SFM
85e8543a-325f-4a91-b976-be43f344b71b |  |  |  | North | Autocall |  | Cards & Components |  |  |  | Card | TRUE | A100-5015 |  | 8 Zone Initiating Device Circuits Class A | 1 | 0.075 | 0.195 |  |  |  |  | TRUE | [5 empty] | #FFFFFFFF |  |  | FALSE | FALSE | FALSE | [20 empty] | DESKTOP-0D6CQVA\lousc | 2019-07-06 14:45 | THOR\acont | 2024-10-09 10:48 | Cloned from AutoCall A100-5005
63ce60d0-cdea-4906-88a3-be448cc83331 | NFPA 170 FIRE ALARM CONTROL UNIT | RISER FACP |  | North | MIRCOM |  | Fire Alarm Control Unit |  |  |  | Assembly | TRUE | FA-301-12DDR |  | Twelve Zone LCD Display Fire Alarm Control Panel with UDACT/Digital Communicator | 1 | [6 empty] | FALSE | [5 empty] | #FFFF0000 | FA-NFPA 170 FIRE ALARM CONTROL UNIT | 1 | FALSE | FALSE | FALSE | 202 | [8 empty] | 7,12,18 |  |  |  |  | TRUE | [5 empty] | AULAPTOP-PC\Aulaptop | 2018-10-11 05:33 | THOR\acont | 2024-09-08 17:27
53861f8b-6e22-4854-ab8a-be4ccd90956b | NFPA 170 HEAT DETECTOR |  |  | North | Hochiki |  | Heat Detector |  |  |  | Module | TRUE | DFE-190 w/NS4-224 STANDARD BASE | DFE-190 w/NS4-224 STANDARD BASE | HEAT DETECTOR w/ STANDARD BASE | 1 |  | 0.193 |  |  |  |  | TRUE | TRUE |  | *Refer to Install Sheet |  |  | #FFFF0000 | FA-NFPA 170 HEAT DETECTOR | 1 | FALSE | FALSE | FALSE | 1403 | [19 empty] | DESKTOP-0D6CQVA\lousc | 2019-10-12 07:53 | THOR\acont | 2024-09-08 17:27 | Cloned from Hochiki DCD-135 w/NS4-224 STANDARD BASE | [Hochiki] [IDC] 01 [IDC] DCD-135 w/HSC-220L LATCHING LED BASE (C), DCD-135 w/HSC-220R - 2 WIRE RELAY BASE (C), DCD-135 w/HSC-221L LATCHING LED BASE (C), DCD-135 w/HSC-221R - 2 WIRE RELAY BASE (C), DCD-135 w/HSC-224L LATCHING LED BASE (C), DCD-135 w
bfbd7e9c-4068-4999-ae46-be50120f838f |  |  |  | North | Simplex |  | Hardware |  |  |  | Hardware | TRUE | 4905-9942 |  | SKIRT, HORN/STROBE WHITE | 1 | [12 empty] | #FFFFFFFF |  |  | FALSE | FALSE | FALSE | [20 empty] | AULAPTOP-PC\Aulaptop | 2019-07-04 04:36 | THOR\acont | 2024-10-09 10:48
b1e5af9c-d0fa-4a7d-9dc0-be530e43ce11 | NFPA 170 HEAT DETECTOR |  |  | North | MIRCOM |  | Heat Detector |  |  |  | Module | TRUE | MIX-4030 w/MIX-4003-R | + | Heat Detector (Non-Isolated) W/ Relay Base | 1 | 0.00176 | 0.005 |  |  |  |  | FALSE | TRUE |  |  |  |  | #FFFF0000 | FA-NFPA 170 HEAT DETECTOR | 1 | FALSE | FALSE | FALSE | 1408 | [13 empty] | FALSE | [5 empty] | THOR\acont | 2024-03-15 07:44 | THOR\acont | 2024-09-08 17:27 | Cloned from MIRCOM MIX-4030 w/MIX-4001 | [MIRCOM] [SLC SENSORS] [*] [#4 TYPE ADDR ¦ SENSORS] DNR w/MIX-2251BR (C), DNR w/MIX-2351RAP (C), MIX-1251AP w/B200SR-LF-WH (C), MIX-1251AP w/B200SR-WH (C), MIX-1251AP w/B210LP (C), MIX-1251AP w/B224RB-WH (C), MIX-1251AP w/B501 (C), MIX-1251B w/B200SR-LF- [MIRCOM] [SLC MODULES SENSORS] [*] [#2 SHARED ADDR ¦ SENSORS] DNR w/MIX-2251BR (C), DNR w/MIX-2351RAP (C), MIX-1251AP w/B200SR-LF-WH (C), MIX-1251AP w/B200SR-WH (C), MIX-1251AP w/B210LP (C), MIX-1251AP w/B224RB-WH (C), MIX-1251AP w/B501 (C), MIX-1251B w/
4494e9b2-84a4-409f-9291-be5385e12b23 |  |  |  | North | Siemens | [5 empty] | Module | TRUE | DPU-RPT | 500-034020 | LABEL PRINTER AND CARRYING CASE | 1 | [12 empty] | #FFFFFFFF |  |  | FALSE | FALSE | FALSE | [20 empty] | DESKTOP-7SAL8M7\acont | 2019-08-13 09:04 | THOR\acont | 2024-10-09 10:48
1d039f58-23d8-46c5-91de-be5595ac9ef7 |  |  |  | North | Edwards |  | Hardware |  |  |  | Hardware | TRUE | 3-RLCM/D |  | Door, Keyed, grey | 1 | [6 empty] | FALSE | [5 empty] | #FFFFFFFF |  |  | FALSE | FALSE | FALSE | [14 empty] | FALSE | [7 empty] | THOR\acont | 2024-10-09 10:48
8d83746d-0168-4610-8def-be58d934bbb8 | NFPA 170 SPEAKER WALL |  |  | North | Eaton Wheelock |  | Speaker |  |  |  | Module | TRUE | ET-1010-W w/ WBB-R | + | Speaker, 25 or 70.7 Vrms, 1/8 to 8 watts w/Backbox WP | 1 | [6 empty] | FALSE | FALSE |  |  |  |  | #FF0070C0 | FA-NFPA 170 SPEAKER WALL | 1 | FALSE | FALSE | FALSE | 2021 | [13 empty] | FALSE |  |  | WP |  |  |  |  | THOR\acont | 2024-09-08 17:27 |  | [Eaton Wheelock] [AUDIO 70.7v] [70V AUDIO] ET-1010-R, ET-1010-R w/ WFP-R, ET-1010-R w/ WFP-R (C), ET-1010-R w/WBB-R, ET-1010-W, ET-1010-W w/ WBB-R, ET-1010-W w/ WFP-W, ET-1010-W w/ WFP-W (C), ET-1010-W w/WBB-W [Eaton Wheelock] [AUDIO 25v] [25V AUDIO] ET-1010-R, ET-1010-R w/ WFP-R, ET-1010-R w/ WFP-R (C), ET-1010-R w/WBB-R, ET-1010-W, ET-1010-W w/ WBB-R, ET-1010-W w/ WFP-W, ET-1010-W w/ WFP-W (C), ET-1010-W w/WBB-W
764383f0-ac35-4f9e-b7e4-be5f0bde1349 | NFPA 170 DUCT SMOKE DETECTOR |  |  | North | MIRCOM |  | Duct Smoke Detector |  |  |  | Module | TRUE | MIX-DH3000 |  | ALPHA INTELLIGENT IONIZATION LOW-FLOW DUCT SMOKE DETECTOR | 1 | [6 empty] | FALSE | TRUE |  |  |  |  | #FFFF0000 | FA-NFPA 170 DUCT SMOKE DETECTOR | 1 | FALSE | FALSE | FALSE | 1400 | [13 empty] | FALSE | [7 empty] | THOR\acont | 2024-09-08 17:27 | 20191121 AC Detector without base | [MIRCOM] [SLC MODULES SENSORS] [*] [#2 SHARED ADDR ¦ SENSORS] DNR w/MIX-2251BR (C), DNR w/MIX-2351RAP (C), MIX-1251AP w/B200SR-LF-WH (C), MIX-1251AP w/B200SR-WH (C), MIX-1251AP w/B210LP (C), MIX-1251AP w/B224RB-WH (C), MIX-1251AP w/B501 (C), MIX-1251B w/ [MIRCOM] [SLC SENSORS] [*] [#4 TYPE ADDR ¦ SENSORS] DNR w/MIX-2251BR (C), DNR w/MIX-2351RAP (C), MIX-1251AP w/B200SR-LF-WH (C), MIX-1251AP w/B200SR-WH (C), MIX-1251AP w/B210LP (C), MIX-1251AP w/B224RB-WH (C), MIX-1251AP w/B501 (C), MIX-1251B w/B200SR-LF-
89b68a21-80ee-4004-8dc2-be63458a3fdf |  |  |  | North | Bosch | [5 empty] | Module | TRUE | PVA-2P500 | * | PAV-2P500 Amplifier-1000 W, RMS, 2 Channel | 1 | [12 empty] | #FFFFFFFF |  |  | FALSE | FALSE | FALSE | [20 empty] | DESKTOP-7EIEB7A\acont | 2021-08-13 06:25 | THOR\acont | 2024-10-09 10:48
2f7b7347-220f-4bf3-a73e-be661e1cfaaf |  |  |  | North | SELECT ENGINEERED SYSTEMS | Security/Access Control |  |  |  |  | Module | TRUE | RHRFSPWV3 |  |  | 1 | [12 empty] | #FFFFFFFF |  |  | FALSE | FALSE | FALSE | [20 empty] | THOR\acont | 2024-03-12 21:43 | THOR\acont | 2024-10-09 10:48
e03d82f7-b3f9-408f-8f3e-be673e09c112 | NFPA 170 HEAT DETECTOR |  |  | North | Gamewell FCI |  | Heat Detector |  |  |  | Module | TRUE | ATD-L3R w/B200SR-LF-WH | + | Thermal heat detector, 135°F rate of rise, bright white, Velociti w/ Standard low frequency sounder base, bright white | 1 | 0.0002 | 0.0045 |  |  |  |  | FALSE | TRUE | FLUSH |  | 4" SQ. DEEP | 3 "O" PLASTER RING | #FFFF0000 | FA-NFPA 170 HEAT DETECTOR | 1 | FALSE | FALSE | FALSE | 1403 | [13 empty] | FALSE |  |  | 135°, LF |  |  | DESKTOP-7SAL8M7\acont | 2019-05-06 10:45 | THOR\acont | 2024-09-08 17:27 | 20191121 AC Detector with base | [Gamewell FCI] [SLC SENSORS] [*] [#4 TYPE ADDR ¦ SENSORS] ADPF (C), ASD-PL2F w/B200S-LF-WH (C), ASD-PL2F w/B210LP (C), ASD-PL2FR (C), ASD-PL3 w/B200S-LF-WH (C), ASD-PL3 w/B200SR-LF-WH (C), ASD-PL3 w/B200SR-WH (C), ASD-PL3 w/B224BI-WH (C), ASD-PL3 w/B224R [Gamewell FCI] [SLC MODULES SENSORS] [*] [#2 SHARED ADDR ¦ SENSORS] ADPF (C), ASD-PL2F w/B200S-LF-WH (C), ASD-PL2F w/B210LP (C), ASD-PL2FR (C), ASD-PL3 w/B200S-LF-WH (C), ASD-PL3 w/B200SR-LF-WH (C), ASD-PL3 w/B200SR-WH (C), ASD-PL3 w/B224BI-WH (C), ASD-P [Gamewell FCI] [AUX POWER] ASD-PL3 w/B200SR-LF-WH (C), ASD-PL3-IV w/B200SR-LF-IV (C), ASD-PTL3 w/B200SR-LF-WH (C), ASD-PTL3-IV w/B200SR-LF-IV (C), ATD-L3 w/B200SR-LF-WH (C), ATD-L3H w/B200SR-LF-WH (C), ATD-L3H-IV w/B200SR-LF-IV (C), ATD-L3-IV w/B200SR-LF
62f73a9e-982b-41b2-82b0-be6db4e49fff |  |  |  | North | Simplex |  | Cards & Components |  |  |  | Card | TRUE | 4100-0204 |  | Microphone | 1 | 0.003 | 0.007 |  |  |  |  | TRUE | [5 empty] | #FFFFFFFF |  |  | FALSE | FALSE | FALSE | [20 empty] | THOR\acont | 2024-12-06 06:08 | THOR\acont | 2024-12-06 06:47 | Cloned from Autocall A100-1243
e5dc592c-3e60-40fd-8425-be745cbaceed |  |  |  | North | Edwards |  | Hardware |  |  |  | Hardware | TRUE | 454698ARE |  | 12/2 Stranded Twisted Red-Jacket FPLP (Plenum) | 1 | [6 empty] | FALSE | [5 empty] | #FFFFFFFF |  |  | FALSE | FALSE | FALSE | [14 empty] | FALSE | [7 empty] | THOR\acont | 2024-10-09 10:48
bedba161-e94c-409a-92f0-be74dc56c82c |  |  |  | North | GRI PRODUCTS | Security/Access Control |  |  |  |  | Module | TRUE | 195-12WG |  |  | 1 | [12 empty] | #FFFFFFFF |  |  | FALSE | FALSE | FALSE | [20 empty] | THOR\acont | 2024-03-12 21:43 | THOR\acont | 2024-10-09 10:48
41307a41-d94e-4013-a390-be7685e07d67 | CADGEN MOTION DETECTOR CEILING |  |  | North | Bosch |  | Motion Detector |  |  |  | Module | TRUE | DS936-FRA | ++ | Low Profile Panoramic PIR Detector | 1 | 0.02 | 0.02 | [5 empty] | TRUE |  |  |  |  | #FFFF0000 | FA-CADGEN MOTION DETECTOR CEILING | 1 | FALSE | FALSE | FALSE | [20 empty] | DESKTOP-7EIEB7A\acont | 2022-07-26 13:52 | THOR\acont | 2024-09-08 17:27 | Cloned from Bosch DS936B | [Bosch, Optex] [IDC] 01 [INPUT] DS1101i, DS1102i, DS1103i, DS1108i, DS936 (C), DS9360 (C), DS936B (C), DS936-CHI (C), DS936-FRA (C), DS937 (C), DS9370 (C), DS9371 (C), DS939 (C), DS939-CHI (C), FX-360 (C), ISC-BDL2-W12G, ISC-BDL2-W12GE, ISC-BDL2-W12HE, I [Bosch, Optex] [ACCESS CONTROL INPUT] [*] [INPUT] DS1101i, DS1102i, DS1103i, DS1108i, DS936 (C), DS9360 (C), DS936B (C), DS936-CHI (C), DS936-FRA (C), DS937 (C), DS9370 (C), DS9371 (C), DS939 (C), DS939-CHI (C), FX-360 (C), ISC-BDL2-W12G, ISC-BDL2-W12GE, [BluePoint, Bosch, Honeywell] [AUX POWER] [*] [12VDC ++] BP01-302, BP01-303, D125B, D185, DS1101i, DS1102i, DS1103i, DS1108i, DS936 (C), DS9360 (C), DS936B (C), DS936-CHI (C), DS936-FRA (C), DS937 (C), DS9370 (C), DS9371 (C), DS939 (C), DS939-CHI (C), EN
7a47843a-0f61-415a-9ae2-be7abc70e13e |  |  |  | North | Siemens | [5 empty] | Module | TRUE | NIM-1M | 500-699104 | UL864 LISTED ANALOG MODEM DAUGHTERBOARD DESIGNED TO COMMUNICATE WITH NIM-1W ONLY | 1 | [12 empty] | #FFFFFFFF |  |  | FALSE | FALSE | FALSE | [20 empty] | DESKTOP-7SAL8M7\acont | 2019-08-13 09:04 | THOR\acont | 2024-10-09 10:48
85c00dc5-5ec9-45bb-80fe-be7b21775738 | NFPA 170 SMOKE DETECTOR |  |  | North | Notifier |  | Smoke Detector |  |  |  | Module | TRUE | FSP-851 w/B200SR-LF | ++ | DETECTOR, SMOKE, ADDRESSABLE PHOTO w/SOUNDER BASE, LOW FREQUENCY | 1 | 0.0003 | 0.0065 |  |  |  |  | FALSE | TRUE | FLUSH |  | 4" SQ. DEEP | 3 "O" PLASTER RING | #FFFF0000 | FA-NFPA 170 SMOKE DETECTOR | 1 | FALSE | FALSE | FALSE | 1408 |  |  | 7272-0028:0206 | [10 empty] | FALSE |  |  | LF¦SB |  |  |  |  | THOR\acont | 2024-09-08 17:27 | 20191121 AC Detector with base | [Honeywell, Notifier, System Sensor] [SLC SENSORS] [*] [#4 TYPE ADDR ¦ SENSORS] 2251B (C), 2251-COPTIR (C), 2251-COPTIR w/B200S-WH (C), 2251TB (C), 2251TMB (C), 5251B (C), 5251B-WP (C), 5251H (C), 5251RB (C), 5251RB-WP (C), 7251 (C), 7251DH (C), DH200LP [Honeywell, Notifier, System Sensor] [SLC MODULES SENSORS] [*] [#2 SHARED ADDR ¦ SENSORS] 2251B (C), 2251-COPTIR (C), 2251-COPTIR w/B200S-WH (C), 2251TB (C), 2251TMB (C), 5251B (C), 5251B-WP (C), 5251H (C), 5251RB (C), 5251RB-WP (C), 7251 (C), 7251DH (C) [Notifier] [AUX POWER] [16VDC, HIGH VOLUME] FSD-751PL w/B200SR-LF (C), FSD-751RP w/B200SR-LF (C), FSD-751RPL w/B200SR-LF (C), FSI-851 w/B200SR-LF (C), FSL-751 w/B200SR-LF (C), FSP-851 w/B200SR-LF (C), FSP-851T w/B200SR-LF (C), FST-851 w/B200SR-LF (C), FS
ec3e8822-9f93-4f48-a601-be82925cf411 | NFPA 170 HEAT DETECTOR |  |  | North | Kidde |  | Heat Detector |  |  |  | Module | TRUE | KI-HCD w/KI-RB BASE | ++ | Multisensor Heat, and CO Detector | 1 | 3.2e-05 | 3.2e-05 |  |  |  |  | FALSE | [5 empty] | #FFFF0000 | FA-NFPA 170 HEAT DETECTOR | 1 | FALSE | FALSE | FALSE | 1403 | [13 empty] | FALSE | [5 empty] | DESKTOP-7SAL8M7\acont | 2020-01-02 08:32 | THOR\acont | 2024-10-08 16:26 | Cloned from Edwards SIGA-HCD w/SIGA-RB BASE | [Kidde] [SLC EST MODULES SENSORS] [*] [#2 SHARED ADDR ¦ SENSORS] DS-HFS (C), DS-PS (C), FX-HD w/IB4U BASE, FX-HD w/RB4U BASE, FX-HD w/SB4U BASE, FX-HD w/SB4U-LF BASE, FX-HD wB4U BASE, FX-PD w/B4U BASE (C), FX-PD w/IB4U BASE (C), FX-PD w/SB4U BASE (C), FX [Kidde] [SLC EST SENSORS] [*] [#4 TYPE ADDR ¦ SENSORS] DS-HFS (C), DS-PS (C), FX-HD w/IB4U BASE, FX-HD w/RB4U BASE, FX-HD w/SB4U BASE, FX-HD w/SB4U-LF BASE, FX-HD wB4U BASE, FX-PD w/B4U BASE (C), FX-PD w/IB4U BASE (C), FX-PD w/SB4U BASE (C), FX-PD w/SB4U [Edwards, Kidde] [SLC EST MODULES/SENSORS] 01 [*] [iO64] DS-HFS (C), DS-PS (C), FX-HD w/IB4U BASE, FX-HD w/RB4U BASE, FX-HD w/SB4U BASE, FX-HD w/SB4U-LF BASE, FX-HD wB4U BASE, FX-PD w/B4U BASE (C), FX-PD w/IB4U BASE (C), FX-PD w/SB4U BASE (C), FX-PD w/SB [Edwards, Kidde] [SLC EST SENSORS] 01 [*] [EST3, iO1000] DS-HFS (C), DS-PS (C), FX-HD w/IB4U BASE, FX-HD w/RB4U BASE, FX-HD w/SB4U BASE, FX-HD w/SB4U-LF BASE, FX-HD wB4U BASE, FX-PD w/B4U BASE (C), FX-PD w/IB4U BASE (C), FX-PD w/SB4U BASE (C), FX-PD w/SB
ca262bb8-4fb3-41ba-9a77-be845724ee46 | NFPA 170 CELL COMM | RISER CELL COMM |  | North | NAPCO |  | Cellular Communicator |  |  |  | Module | TRUE | SLE-CDMAI-FIRE | + | Wireless Commercial Fire Alarm Communicator | 1 | 0.071 | 0.2 |  |  |  |  | FALSE | [5 empty] | #FFFF0000 | FA-NFPA 170 CELL COMM | 1 | FALSE | FALSE | FALSE | 250 | [9 empty] | 1 |  |  |  | FALSE | [5 empty] | AULAPTOP-PC\Aulaptop | 2018-12-23 13:51 | THOR\acont | 2024-09-08 17:27 | Cloned from NAPCO SLE-CDMA-CFB-PS | [NAPCO, Potter] [IDC] [#1 LINE TRBL] IntelliCom-5GA, IntelliCom-5GV, SLE/4G-CDMA-CFB, SLE/4G-CDMA-CFB-PS, SLE/4G-CDMA-FIRE, SLE/4G-CDMAI-FIRE, SLE-CDMA-CFB, SLE-CDMA-CFB-PS, SLE-CDMA-FIRE, SLE-CDMAI-FIRE, SLE-LTEA-CFB-PS Main Card, SLE-LTEAI-CFB-PS Main [NAPCO, Potter] [DACT] [#1 DACT] IntelliCom-5GA, IntelliCom-5GV, SLE/4G-CDMA-CFB, SLE/4G-CDMA-CFB-PS, SLE/4G-CDMA-FIRE, SLE/4G-CDMAI-FIRE, SLE-CDMA-CFB, SLE-CDMA-CFB-PS, SLE-CDMA-FIRE, SLE-CDMAI-FIRE, SLE-LTEA-CFB-PS Main Card, SLE-LTEAI-CFB-PS Main Card [NAPCO, Potter] [AUX POWER] [*] CDMA-FIRE, IntelliCom-5GA, IntelliCom-5GV, SLE/4G-CDMA-CFB, SLE/4G-CDMA-CFB-PS, SLE/4G-CDMA-FIRE, SLE/4G-CDMAI-FIRE, SLE-CDMA-CFB, SLE-CDMA-CFB-PS, SLE-CDMA-FIRE, SLE-CDMAI-FIRE, SLE-LTEV-CB, SLE-LTEV-CB-TF, SLE-LTEV-CFB, [NAPCO, Potter] [IDC] [#2 PS TRBL] IntelliCom-5GA, IntelliCom-5GV, SLE/4G-CDMA-CFB, SLE/4G-CDMA-CFB-PS, SLE/4G-CDMA-FIRE, SLE/4G-CDMAI-FIRE, SLE-CDMA-CFB, SLE-CDMA-CFB-PS, SLE-CDMA-FIRE, SLE-CDMAI-FIRE, SLE-LTEA-CFB-PS Main Card, SLE-LTEAI-CFB-PS Main Ca [NAPCO, Potter] [DACT] [#2 DACT] IntelliCom-5GA, IntelliCom-5GV, SLE/4G-CDMA-CFB, SLE/4G-CDMA-CFB-PS, SLE/4G-CDMA-FIRE, SLE/4G-CDMAI-FIRE, SLE-CDMA-CFB, SLE-CDMA-CFB-PS, SLE-CDMA-FIRE, SLE-CDMAI-FIRE, SLE-LTEA-CFB-PS Main Card, SLE-LTEAI-CFB-PS Main Card
50ed7fc0-db84-4f90-9dfa-be899f34a48e |  |  |  | North | System Sensor |  | Hardware |  |  |  | Hardware | TRUE | AP-P |  | Adapter Plate, for 302 &302AW, plastic | 1 | [6 empty] | FALSE | FALSE |  |  |  |  | #FFFFFFFF |  |  | FALSE | FALSE | FALSE | [14 empty] | FALSE | [7 empty] | THOR\acont | 2024-10-09 10:48
9a5cd91c-f177-4fb9-90ed-be8cb12ab6a4 |  |  |  | North | Siemens |  | Hardware |  |  |  | Hardware | TRUE | CAB3-TK | 500-633015 | LARGE ENCLOSURE SEMI FLUSH TRIM KIT - BLACK MOUNTS TO CAB3-BB | 1 | [12 empty] | #FFFFFFFF |  |  | FALSE | FALSE | FALSE | [20 empty] | DESKTOP-7SAL8M7\acont | 2019-08-13 09:04 | THOR\acont | 2024-10-09 10:48
d9cbb257-0472-47fa-a7f6-be93378b539b | NFPA 170 SMOKE DETECTOR |  |  | North | Hochiki |  | Smoke Detector |  |  |  | Module | TRUE | ALK-V w/YBN-NSA-4 STANDARD BASE | ALK-VSMOKE SENSOR | ALK-V SMOKE SENSOR w/YBN-NSA-4 STANDARD BASE | 1 | 0.00039 | 0.0008 |  |  |  |  | TRUE | TRUE |  | *Refer to Install Sheet |  |  | #FFFF0000 | FA-NFPA 170 SMOKE DETECTOR | 1 | FALSE | FALSE | FALSE | 1408 | [19 empty] | DESKTOP-0D6CQVA\lousc | 2019-10-12 10:14 | THOR\acont | 2024-09-08 17:27 | Cloned from Hochiki AIE-EA w/YBN-NSA-4 STANDARD BASE | [Hochiki, VES] [SLC HOCHIKI] 01 [*] [SLC] ACC-EN (C), ACD-V w/ASBL SOUNDER BASE (C), ACD-V w/HSB-NSA-6 STANDARD BASE (C), ACD-V w/SCI-B4 SHORT CIRCUIT ISOLATOR BASE (C), ACD-V w/SCI-B6 SHORT CIRCUIT ISOLATOR BASE (C), ACD-V w/YBN-NSA-4 STANDARD BASE (C),
d2613771-d3c0-4275-9259-be94ce1daabf |  |  |  | North | West-Com | [5 empty] | Module | TRUE | NV-eDUTY |  | Novus® eDuty Station | 1 | [6 empty] | FALSE | [5 empty] | #FFFFFFFF |  |  | FALSE | FALSE | FALSE | [14 empty] | FALSE |  |  | NV-eDUTY |  |  |  |  | THOR\acont | 2024-10-09 10:48
9e4467bc-f082-476d-9686-be990ec230f3 |  |  |  | North | Monaco Enterprises |  | Hardware |  |  |  | Hardware | TRUE | 588-099-00 |  | TRIM RING:WHITE,T-1,WALL MOUNT,UNIVERSAL | 1 | [6 empty] | FALSE | [5 empty] | #FFFFFFFF |  |  | FALSE | FALSE | FALSE | [14 empty] | FALSE | [5 empty] | DESKTOP-7SAL8M7\acont | 2020-03-02 16:47 | THOR\acont | 2024-10-09 10:48 | Cloned from System Sensor TR-2W
4711ada6-8835-420d-b078-bea077b70563 | NFPA 170 SPEAKER STROBE CEILING |  |  | North | Siemens |  | Speaker/Strobe |  |  |  | Module | TRUE | SET-MC-W | 500-636052 | ET MULTI-CANDELA WHITE | 1 | [7 empty] | TRUE |  |  |  |  | #FF0070C0 | FA-NFPA 170 SPEAKER STROBE CEILING | 1 | FALSE | FALSE | FALSE | [20 empty] | DESKTOP-7SAL8M7\acont | 2019-08-13 09:04 | THOR\acont | 2024-09-08 17:27 |  | [Siemens] [NAC] [VDC] SET-MC-R (C), SET-MC-VR, SET-MC-VW, SET-MC-W (C) [Siemens] [AUDIO 70.7v] [70V AUDIO] SET-AMC-CR-MNS-ALERT (C), SET-AMC-CW-MNS-ALERT (C), SET-AMC-R-MNS-ALERT, SET-AMC-W-MNS-ALERT, SET-CMC-CR-MNS-ALERT (C), SET-CMC-CW-MNS-ALERT (C), SET-CMC-R-MNS-ALERT, SET-CMC-W-MNS-ALERT, SET-CR (C), SET-CW (C), SET-HM [Siemens] [AUDIO 25v] [25V AUDIO] SET-AMC-CR-MNS-ALERT (C), SET-AMC-CW-MNS-ALERT (C), SET-AMC-R-MNS-ALERT, SET-AMC-W-MNS-ALERT, SET-CMC-CR-MNS-ALERT (C), SET-CMC-CW-MNS-ALERT (C), SET-CMC-R-MNS-ALERT, SET-CMC-W-MNS-ALERT, SET-CR (C), SET-CW (C), SET-HMC-
7eb25387-5d1b-41c5-b5c1-beaaac85ce6a | NFPA 170 FIRE ALARM CONTROL UNIT | RISER FACP |  | North | Farenhyt |  | Fire Alarm Control Unit |  |  |  | Assembly | TRUE | IFP-1000 | ++ | Intelligent Fire Alarm Control Panel | 1 | [6 empty] | FALSE |  |  |  | Flush Mount Dimensions: 14.5”W x 24.75”H x 3.9”D (36.8 W x 62.9 H x 9.8 D cm) Overall Dimensions: 16.2”W x 26.4”H x 4.2”D (40.6 W x 67 H x 11.8 D cm) |  | #FFFF0000 | FA-NFPA 170 FIRE ALARM CONTROL UNIT | 1 | FALSE | FALSE | FALSE | 202 | [8 empty] | 7,18,26,35 |  | 18 |  |  | TRUE | [5 empty] | DESKTOP-7EIEB7A\acont | 2023-03-15 14:27 | THOR\acont | 2024-09-08 17:27 | Cloned from Farenhyt IFP-2100
b9f0b042-8974-4d1c-8b69-beaac612b6e0 | NFPA 170 HEAT DETECTOR |  |  | North | Siemens |  | Heat Detector |  |  |  | Module | TRUE | DT-135R | 500-019614 | RATE OF RISE/FIXED TEMP 135 DEG | 1 | [12 empty] | #FFFF0000 | FA-NFPA 170 HEAT DETECTOR | 1 | FALSE | FALSE | FALSE | [17 empty] | 135° R |  |  | DESKTOP-7SAL8M7\acont | 2019-08-13 09:04 | THOR\acont | 2024-09-08 17:27 |  | [Siemens] [IDC] [#1 ALARM] DT-135F, DT-135R, DT-135WP, DT-140EP, DT-160EP, DT-190EP, DT-200F, DT-200R, DT-200WP, DT-225EP, DT-275EP, DT-325EP, DT-360EP, DT-450EP, DT-600EP, DT-725EP
8de53c9e-5b12-4952-b7d5-beb4df66d38c | NFPA 170 ADDRESSABLE INPUT MONITOR MODULE |  |  | North | Simplex |  | Addressable Module |  |  |  | Module | TRUE | 4090-9001 | + | IDNet Addressable Supervised Module IAM | 1 | 0.0008 | 0.001 |  |  |  |  | TRUE | [5 empty] | #FFFF0000 | FA-NFPA 170 ADDRESSABLE INPUT MONITOR MODULE | 1 | FALSE | FALSE | FALSE | 1000 | [19 empty] | DESKTOP-7EIEB7A\acont | 2022-02-21 13:09 | THOR\acont | 2024-09-08 17:27 | Cloned from Autocall A4090-9001 | [Autocall, Simplex] [IDNet] [MODULES ++] 2080-9056, 2080-9057, 2080-9067, 2080-9068, 2080-9069, 2080-9070, 4009-9201 Main Board, 4009-9401 Main Board, 4010-9901, 4090-5261, 4090-9001, 4090-9002, 4090-9005, 4090-9006, 4090-9008, 4090-9116, 4098-9019 (Cont | [Autocall, Simplex] 4090-9001, 4090-9116, A4090-9001, A4090-9051, A4090-9116, A4090-9117
fcc73182-52d7-4dca-a847-bebddf9a00cb | NFPA 170 LCD ANNNUNCIATOR DISPLAY | RISER ANNUNCIATOR |  | North | Edwards |  | LCD Annunciator |  |  |  | Module | TRUE | RLCD-C |  | LCD Ann, 4x20 LCD, w/common LEDs & Ctrls, white | 1 | 0.099 | 0.115 |  |  |  |  | FALSE | [5 empty] | #FFFF0000 | FA-NFPA 170 LCD ANNNUNCIATOR DISPLAY | 1 | FALSE | FALSE | FALSE | 257 | [8 empty] | 7,12,18 |  |  |  |  | FALSE | [7 empty] | THOR\acont | 2024-09-08 17:27 |  | [Edwards, Kidde] [RS-485] GCI (C), GCIX (C), K-RLCD-C, K-RLCD-CR, K-RLCD-R, RLCD, RLCD-C, RLCD-CF, RLCD-C-PG, RLCD-CR, RLCD-C-SP, RLCD-F, RLCD-PG, RLCD-SP, RLED24 Mainboard, RLED24R Mainboard, RLED-C Mainboard, RLED-CF Mainboard, RLED-CR Mainboard [Edwards, Kidde] [AUX POWER] [*] K-RLCD-C, K-RLCD-CR, K-RLCD-R, RLCD, RLCD-C, RLCD-CF, RLCD-C-PG, RLCD-CR, RLCD-C-SP, RLCD-F, RLCD-PG, RLCD-SP
80e9b88b-bcb7-452f-a2a4-bebed6b65139 | NFPA 170 DUCT SMOKE DETECTOR |  |  | North | Notifier |  | Duct Smoke Detector |  |  |  | Module | TRUE | DNR w/NP-100R | ++ | Intelligent Non-Relay Photoelectric Duct Detector | 1 | 0.0003 | 0.0065 |  |  |  |  | FALSE | TRUE | FLUSH |  | N/A | N/A | #FFFF0000 | FA-NFPA 170 DUCT SMOKE DETECTOR | 1 | FALSE | FALSE | FALSE | 1400 |  |  | 3242-1653:0209 | [10 empty] | FALSE | [7 empty] | THOR\acont | 2024-09-08 17:27 | 20191121 AC Detector with base | [Honeywell, Notifier, System Sensor] [SLC MODULES SENSORS] [*] [#2 SHARED ADDR ¦ SENSORS] 2251B (C), 2251-COPTIR (C), 2251-COPTIR w/B200S-WH (C), 2251TB (C), 2251TMB (C), 5251B (C), 5251B-WP (C), 5251H (C), 5251RB (C), 5251RB-WP (C), 7251 (C), 7251DH (C) [Honeywell, Notifier, System Sensor] [SLC SENSORS] [*] [#4 TYPE ADDR ¦ SENSORS] 2251B (C), 2251-COPTIR (C), 2251-COPTIR w/B200S-WH (C), 2251TB (C), 2251TMB (C), 5251B (C), 5251B-WP (C), 5251H (C), 5251RB (C), 5251RB-WP (C), 7251 (C), 7251DH (C), DH200LP | [Fike, Firelite, Monaco Enterprises, Notifier, Space Age Electronics] 723-370-00, 723-371-00, D365PL, D4120, D4120W, DNR, DNR w/FIK‐2351R, DNR w/FSP-851R, DNR w/FSP-951R, DNR w/FSP-951R-IV, DNR w/NP-100R, DNR w/NP-200R, DNR w/SD365R, DNRW, DNRW w/FSP-951R
2bb30d9b-aba1-449f-9504-bec6251a09c2 | NFPA 170 MANUAL PULL |  |  | North | Autocall |  | Manual Station |  |  |  | Module | TRUE | A2099-9757 | ++ | Non-Coded, Non-Addressable Manual Station, Double Action | 1 | [6 empty] | FALSE | TRUE | Flush | Single gang box 2-1/2" deep 4" square box, 2-1/8" (54 mm) minimum | 5" H x 3-3/4" W x 1" D (127 mm x 95 mm x 25 mm) |  | #FFFF0000 | FA-NFPA 170 MANUAL PULL | 1 | FALSE | FALSE | FALSE | 1408 | [13 empty] | FALSE |  |  | SBP |  |  | THOR\acont | 2024-02-06 07:08 | THOR\acont | 2024-09-08 17:27 | Cloned from Simplex 2099-9757 | [Autocall, Simplex] [IDC] 01 2098-9201 (C), 2098-9202 (C), 2098-9203 (C), 2098-9208 (C), 2098-9576 (C), 2099-9101 (C), 2099-9102 (C), 2099-9103 (C), 2099-9104 (C), 2099-9105 (C), 2099-9107 (C), 2099-9108 (C), 2099-9754 (C), 2099-9755 (C), 2099-9756 (C),
452f9f8e-7455-448f-9e74-bec6fd57e33c |  |  |  | North | Edwards |  | Hardware |  |  |  | Hardware | TRUE | 3-MPFIB |  | Fiber Mounting Bracket for CAB5 | 1 | [6 empty] | FALSE | [5 empty] | #FFFFFFFF |  |  | FALSE | FALSE | FALSE | [14 empty] | FALSE | [7 empty] | THOR\acont | 2024-10-09 10:48
e2d30c90-484d-41ce-85a2-becc5cb35de3 | NFPA 170 REMOTE ANNUNCIATOR | RISER ANNUNCIATOR |  | North | Siemens |  | Remote Annunciator |  |  |  | Assembly | TRUE | FT924 |  | ASSEMBLY,Fire Terminal Cerberus PRO/Desigo Systems | 1 | [6 empty] | TRUE | [5 empty] | #FFFF0000 | FA-NFPA 170 REMOTE ANNUNCIATOR | 1 | FALSE | FALSE | FALSE | 255 | [19 empty] | AULAPTOP-PC\Aulaptop | 2019-04-08 04:18 | THOR\acont | 2024-09-08 17:27 | Cloned from Siemens New Part
f3c1b427-4bb6-4ded-95e1-bed89463336e | NFPA 170 SMOKE DETECTOR |  |  | North | Edwards |  | Smoke Detector |  |  |  | Module | TRUE | SIGA-IS w/SIGA-AB4GT BASE | ++ | Ionization Smoke Detector | 1 | 4.5e-05 | 4.5e-05 |  |  |  |  | FALSE | TRUE |  |  |  |  | #FFFF0000 | FA-NFPA 170 SMOKE DETECTOR | 1 | FALSE | FALSE | FALSE | 1408 | [13 empty] | FALSE | [7 empty] | THOR\acont | 2024-10-08 16:31 | 20191121 AC Detector with base | [Edwards, Kidde] [SLC EST SENSORS] [*] [#4 TYPE ADDR ¦ SENSORS] KI-DDOS (C), SIGA2-COS w/SIGA-AB4G BASE, SIGA2-COS w/SIGA-AB4G-LF BASE, SIGA2-COS w/SIGA-AB4GT BASE, SIGA2-COS w/SIGA-IB BASE, SIGA2-COS w/SIGA-RB BASE, SIGA2-COS w/SIGA-SB BASE, SIGA2-HCOS [Edwards, Kidde] [SLC EST MODULES/SENSORS] 01 [*] [iO64] DS-HFS (C), DS-PS (C), FX-HD w/IB4U BASE, FX-HD w/RB4U BASE, FX-HD w/SB4U BASE, FX-HD w/SB4U-LF BASE, FX-HD wB4U BASE, FX-PD w/B4U BASE (C), FX-PD w/IB4U BASE (C), FX-PD w/SB4U BASE (C), FX-PD w/SB [Edwards, Kidde] [SLC EST MODULES SENSORS] [*] [#2 SHARED ADDR ¦ SENSORS] KI-DDOS (C), SIGA2-COS w/SIGA-AB4G BASE, SIGA2-COS w/SIGA-AB4G-LF BASE, SIGA2-COS w/SIGA-AB4GT BASE, SIGA2-COS w/SIGA-IB BASE, SIGA2-COS w/SIGA-RB BASE, SIGA2-COS w/SIGA-SB BASE, S [Edwards, Kidde] [SLC EST SENSORS] 01 [*] [EST3, iO1000] DS-HFS (C), DS-PS (C), FX-HD w/IB4U BASE, FX-HD w/RB4U BASE, FX-HD w/SB4U BASE, FX-HD w/SB4U-LF BASE, FX-HD wB4U BASE, FX-PD w/B4U BASE (C), FX-PD w/IB4U BASE (C), FX-PD w/SB4U BASE (C), FX-PD w/SB [Edwards, Kidde] [AUX POWER] KI-COD w/KI-ABDT BASE (C), KI-HCD w/KI-ABDT BASE, KI-HRD w/KI-ABDT BASE, KI-PCD w/KI-ABDT BASE (C), KI-PD w/KI-ABDT BASE (C), KI-PHCD w/KI-ABDT BASE (C), KI-PHD w/KI-ABDT BASE (C), KIR-COD w/KI-ABDT BASE (C), KIR-HCD w/KI-ABD
f86c9ace-f967-4cd2-afbd-bee0629ac543 | NFPA 170 FIRE ALARM CONTROL UNIT | RISER FACP |  | North | Notifier |  | Fire Alarm Control Unit |  |  |  | Assembly | TRUE | NFW-50X | + | FireWarden-50X (NFW-50X) Intelligent Addressable FACP with Communicator | 1 | [6 empty] | FALSE | [5 empty] | #FFFF0000 | FA-NFPA 170 FIRE ALARM CONTROL UNIT | 1 | FALSE | FALSE | FALSE | 202 | [8 empty] | 7,12,18 |  |  |  |  | TRUE | [7 empty] | THOR\acont | 2024-09-08 17:27 | 20180513 Added By AUC
4c4d9049-36a1-4d77-9bf4-bee17cb65e0a | NFPA 170 SMOKE DETECTOR |  |  | North | Siemens |  | Smoke Detector |  |  |  | Module | TRUE | FDO421 w/DB-11 BASE |  | Photoelectric Smoke Detector | 1 | 0.00028 | 0.00028 |  |  |  |  | FALSE | TRUE |  |  |  |  | #FFFF0000 | FA-NFPA 170 SMOKE DETECTOR | 1 | FALSE | FALSE | FALSE | 1408 | [13 empty] | FALSE | [7 empty] | THOR\acont | 2024-09-08 17:27 | 20191121 AC Detector with base | [Siemens] [SLC MODULES SENSORS] [*] [#2 SHARED ADDR ¦ SENSORS] FDBZ492 w/OP921 (C), FDBZ492-HR w/FDO421 (C), FDBZ492-HR w/OP921 (C), FDO421 (C), FDO421 w/DB-11 BASE (C), FDOT421 w/DB-11 BASE (C), FDOT421 w/DB2-HR BASE (C), FDT421 w/DB-11 BASE, FP-11 w/DB
44838d85-5744-4eb1-8511-bee213e4628a |  |  |  | North | Bosch | [5 empty] | Module | TRUE | DIP-7183-4HD | * | DIVAR IP 7000 2U 4X3TB | 1 | [12 empty] | #FFFFFFFF |  |  | FALSE | FALSE | FALSE | [20 empty] | DESKTOP-7EIEB7A\acont | 2021-08-13 06:25 | THOR\acont | 2024-10-09 10:48
5f511a4f-c405-41a1-abf8-beea1c115d90 |  |  |  | North | Bosch | [5 empty] | Module | TRUE | D101F | * | Lock with 2 keys, short body 0000102641 | 1 | [12 empty] | #FFFFFFFF |  |  | FALSE | FALSE | FALSE | [22 empty] | THOR\acont | 2024-10-09 10:48
beafd780-4977-465e-8f71-beea542ef072 | NFPA 170 SPEAKER STROBE CEILING |  |  | North | System Sensor |  | Speaker/Strobe |  |  |  | Module | TRUE | SPSCRH | + | Speaker Strobe, High cd | 1 | 0 | 0.132 |  |  |  |  | FALSE | TRUE |  |  |  |  | #FF0070C0 | FA-NFPA 170 SPEAKER STROBE CEILING | 1 | FALSE | FALSE | FALSE | 2020 | [13 empty] | FALSE |  |  | C |  |  | DESKTOP-7EIEB7A\acont | 2022-12-20 07:40 | THOR\acont | 2024-09-08 17:27 | Cloned from System Sensor SPSCR | [System Sensor] [NAC] [VFWR, TEMPORAL HIGH] SCRHK (C), SCWHK (C), SPSCRH (C), SPSCWH (C), SPSCWHK (C), SPSCWHK-P (C), SPSRHK [BluePoint, System Sensor] [AUDIO 70.7v] [70V AUDIO] BP04-511P (C), BP04-A511P (C), SPCRL (C), SPCWL (C), SPCWL-TILE (C), SPSCR (C), SPSCRH (C), SPSCRL (C), SPSCW (C), SPSCWL (C), SPSCWL-CLR-ALERT (C), SPSCWL-P (C), SPSCWL-SP (C), SPSCWL-TILE (C) [System Sensor] [NAC] [VDC, TEMPORAL HIGH] SCRHK (C), SCWHK (C), SPSCRH (C), SPSCWH (C), SPSCWHK (C), SPSCWHK-P (C), SPSRHK [BluePoint, System Sensor] [AUDIO 25v] [25V AUDIO] BP04-511P (C), BP04-A511P (C), SPCRL (C), SPCWL (C), SPCWL-TILE (C), SPSCR (C), SPSCRH (C), SPSCRL (C), SPSCW (C), SPSCWL (C), SPSCWL-CLR-ALERT (C), SPSCWL-P (C), SPSCWL-SP (C), SPSCWL-TILE (C)
4008bc56-9dc6-4eb5-9a68-bef6ce67c251 | NFPA 170 SMOKE DETECTOR |  |  | North | MIRCOM |  | Smoke Detector |  |  |  | Module | TRUE | MIX-2251TMB w/B200SR-WH | + | Intelligent AcclimateTM Multicriteria Smoke Sensor, Sounder Base | 1 | 0.0003 | 0.0065 |  |  |  |  | FALSE | TRUE |  |  |  |  | #FFFF0000 | FA-NFPA 170 SMOKE DETECTOR | 1 | FALSE | FALSE | FALSE | 1408 | [13 empty] | FALSE |  |  | MC, SB |  |  | DESKTOP-7SAL8M7\acont | 2019-04-12 12:55 | THOR\acont | 2024-09-08 17:27 | 20191121 AC Detector with base | [MIRCOM, Monaco Enterprises] [AUX POWER] 721-121-00 w/B200SR-WH (C), 721-124-00 w/B200SR-WH (C), 722-121-00 w/B200SR-WH (C), 722-406-00 w/B200SR-WH (C), 723-345-00 w/B200SR-WH (C), 723-353-00 w/B200SR-WH (C), 723-361-00 w/B200SR-WH (C), MIX-1251AP w/B200 [MIRCOM] [SLC MODULES SENSORS] [*] [#2 SHARED ADDR ¦ SENSORS] DNR w/MIX-2251BR (C), DNR w/MIX-2351RAP (C), MIX-1251AP w/B200SR-LF-WH (C), MIX-1251AP w/B200SR-WH (C), MIX-1251AP w/B210LP (C), MIX-1251AP w/B224RB-WH (C), MIX-1251AP w/B501 (C), MIX-1251B w/ [MIRCOM] [SLC SENSORS] [*] [#4 TYPE ADDR ¦ SENSORS] DNR w/MIX-2251BR (C), DNR w/MIX-2351RAP (C), MIX-1251AP w/B200SR-LF-WH (C), MIX-1251AP w/B200SR-WH (C), MIX-1251AP w/B210LP (C), MIX-1251AP w/B224RB-WH (C), MIX-1251AP w/B501 (C), MIX-1251B w/B200SR-LF-
7236e2e0-154e-4d66-b489-bef9ff071e00 | NFPA 170 FIRE ALARM CONTROL UNIT | RISER FACP |  | North | Janus |  | Fire Alarm Control Unit |  |  |  | Assembly | TRUE | JFS-IP60 |  | Fire Alarm Control Panel | 1 | [6 empty] | FALSE | [5 empty] | #FFFF0000 | FA-NFPA 170 FIRE ALARM CONTROL UNIT | 1 | FALSE | FALSE | FALSE | 202 | [8 empty] | 7,12,18 |  |  | 5 |  | TRUE | [5 empty] | DESKTOP-7EIEB7A\acont | 2021-03-09 12:03 | THOR\acont | 2024-09-08 17:27 | Cloned from Potter IPA-60
c8c34798-ad9d-4550-98e0-befd842efc77 | NFPA 170 STROBE WALL |  |  | North | Simplex |  | Strobe |  |  |  | Module | TRUE | 4906-9106 | + | Weatherproof appliance with multi-candela strobe Wall Mount White | 1 | 0 | 0 |  |  |  |  | TRUE | [5 empty] | #FF0070C0 | FA-NFPA 170 STROBE WALL | 1 | FALSE | FALSE | FALSE | 2012 | [16 empty] | WP |  |  | DESKTOP-7EIEB7A\acont | 2022-03-06 22:48 | THOR\acont | 2024-09-08 17:27 | Cloned from Autocall A4906-9106 | [Autocall, Simplex] [NAC] [24VDC] 4906-9105, 4906-9106, A4906-9105, A4906-9106
844f469f-cdf0-4c07-9601-bf01b34b79a9 | NFPA 170 MANUAL PULL |  |  | North | Notifier |  | Manual Station |  |  |  | Module | TRUE | BNG-1F | ++ | Manual Pull Station, single action | 1 | [6 empty] | FALSE | FALSE |  |  |  |  | #FFFF0000 | FA-NFPA 170 MANUAL PULL | 1 | FALSE | FALSE | FALSE | 957 | [13 empty] | FALSE | [7 empty] | THOR\acont | 2024-09-08 17:27 |  | [Chemtronics, Firelite, MIRCOM, Notifier, System Sensor] [IDC] 01 [*] [IDC 2-WIRE ++] 1151 (C), 1151EIS (C), 1400 (C), 1451 (C), 1451DH (C), 1451DHHT (C), 2100AT (C), 2100S (C), 2100TR (C), 2100TS (C), 2151 w/B110LP (C), 2151 w/B116LP (C), 2151 w/B401 (C [Det-Tronics, Edwards, Kidde, Notifier] [IDC] 01 30-3013, 30-3013 w/FMM-101, Q3013D, 5621 (C), 5622 (C), 5623 (C), 5624 (C), BNG-1, BNG-1F, BNG-1FTS, BNG-1R, BNG-1SP, BNG-1TS, BNG-1TSL, BNG-1TSR, BNG-1TSRL, CP-651 (C), HD-601 (C), HD-602 (C), HD-603 (C),
a6cae409-59e8-4a55-b13c-bf0802f35488 |  |  |  | North | VES |  | Cards & Components |  |  |  | Card | TRUE | VF0850 Main Board | + | Main Board | 1 | 0.2 | 0.22 |  |  |  |  | TRUE | [5 empty] | #FFFFFFFF |  |  | FALSE | FALSE | FALSE | [20 empty] | DESKTOP-7EIEB7A\acont | 2021-11-16 16:25 | THOR\acont | 2024-10-09 10:48 | Cloned from VES VF0810-xx Main Board | [AutoPulse, Hochiki, VES] [IDC] [#2 TROUBLE] 542R Main Board, FNP-1127 Main Board, HCVR-3 Main Board, VF0810 Main Board, VF0820 Main Board, VF0850 Main Board, VF0860 Main Board, VF1420 Main Board, VF1810-10 Main Board, VF1848-10/11 Main Board, VF1858-10/ [AutoPulse, Hochiki, VES] [IDC] [#3 SUPERVISORY] 542R Main Board, FNP-1127 Main Board, HCVR-3 Main Board, VF0810 Main Board, VF0820 Main Board, VF0850 Main Board, VF0860 Main Board, VF1420 Main Board, VF1810-10 Main Board, VF1848-10/11 Main Board, VF1858 [AutoPulse, Hochiki, VES] [IDC] [#1 ALARM] 542R Main Board, FNP-1127 Main Board, HCVR-3 Main Board, VF0810 Main Board, VF0820 Main Board, VF0850 Main Board, VF0860 Main Board, VF1420 Main Board, VF1810-10 Main Board, VF1848-10/11 Main Board, VF1858-10/11 | [VES] VF0850 Main Board
a04cfd7c-4b75-4102-8adf-bf130293db8b | NFPA 170 AMPLIFIER RACK | RISER AMP |  | North | Kidde |  | Amplifier |  |  |  | Assembly | TRUE | ANS50XG |  | 50W Audio Expander Panel, Gray | 1 | [6 empty] | FALSE | [5 empty] | #FFFF0000 | FA-NFPA 170 AMPLIFIER RACK | 1 | FALSE | FALSE | FALSE | 300 | [8 empty] | 7,12,18 |  |  |  |  | TRUE | [5 empty] | DESKTOP-7EIEB7A\acont | 2021-05-24 09:30 | THOR\acont | 2024-09-08 17:27 | Cloned from Edwards ANS50XG
4739fc17-763e-45d0-a2fe-bf1c602fa3c4 | NFPA 170 MULTI DETECTOR |  |  | North | MIRCOM |  | Multi Criteria Detector |  |  |  | Module | TRUE | MIX-4020-ISO w/MIX-4001 | + | Multi-Criteria/Multi-Sensor (with built-in short circuit isolator) | 1 | 0.00016 | 0.0032 |  |  |  |  | FALSE | TRUE |  |  |  |  | #FFFF0000 | FA-NFPA 170 MULTI DETECTOR | 1 | FALSE | FALSE | FALSE | 1408 | [13 empty] | FALSE |  |  | ISO |  |  | DESKTOP-7EIEB7A\acont | 2022-03-09 11:02 | THOR\acont | 2024-09-08 17:27 | Cloned from MIRCOM MIX-4010-ISO w/MIX-4001 | [MIRCOM] [SLC MODULES SENSORS] [*] [#2 SHARED ADDR ¦ SENSORS] DNR w/MIX-2251BR (C), DNR w/MIX-2351RAP (C), MIX-1251AP w/B200SR-LF-WH (C), MIX-1251AP w/B200SR-WH (C), MIX-1251AP w/B210LP (C), MIX-1251AP w/B224RB-WH (C), MIX-1251AP w/B501 (C), MIX-1251B w/ [MIRCOM] [SLC SENSORS] [*] [#4 TYPE ADDR ¦ SENSORS] DNR w/MIX-2251BR (C), DNR w/MIX-2351RAP (C), MIX-1251AP w/B200SR-LF-WH (C), MIX-1251AP w/B200SR-WH (C), MIX-1251AP w/B210LP (C), MIX-1251AP w/B224RB-WH (C), MIX-1251AP w/B501 (C), MIX-1251B w/B200SR-LF-
4d904162-58a1-44f9-aa6b-bf1c9cd7e645 |  |  |  | North | Autocall |  | Hardware |  |  |  | Hardware | TRUE | A100-2152 | + | Solid Door, Red 2 Bay | 1 | 0 | 0 |  |  |  |  | TRUE | [5 empty] | #FFFFFFFF |  |  | FALSE | FALSE | FALSE | [20 empty] | DESKTOP-QGO6JOK\acont | 2021-08-18 08:56 | THOR\acont | 2024-10-09 10:48 | Cloned from AutoCall A100-2135
45406c5b-14f7-4d31-8bfc-bf1de12dc393 | NFPA 170 HEAT DETECTOR |  |  | North | Simplex |  | Heat Detector |  |  |  | Module | TRUE | 4098-9613E w/4098-9684E | + | Electronic Heat Detector 2-Wire 135° F (57° C) with remote LED, High Humidity | 1 | 0.0001 | 0.086 |  |  |  |  | TRUE | TRUE |  |  |  |  | #FFFF0000 | FA-NFPA 170 HEAT DETECTOR | 1 | FALSE | FALSE | FALSE | 1403 | [16 empty] | 135 |  |  | THOR\acont | 2024-02-22 15:58 | THOR\acont | 2024-09-08 17:27 | Cloned from Simplex 4098-9612E w/4098-9684E | [Autocall, Simplex] [IDC] 02 [*] 4090-9008, 4098-9612E w/4098-9683E (C), 4098-9612E w/4098-9684E (C), 4098-9612E w/4098-9788E (C), 4098-9613E w/4098-9683E (C), 4098-9613E w/4098-9684E (C), 4098-9613E w/4098-9788E (C), 4098-9614E w/4098-9683E (C), 4098-96 | [Autocall, Simplex] 4098-9612 w/4098-9682, 4098-9612E w/4098-9682E, 4098-9612E w/4098-9683E, 4098-9612E w/4098-9684E, 4098-9612E w/4098-9788E, 4098-9613 w/4098-9682, 4098-9613E w/4098-9682E, 4098-9613E w/4098-9683E, 4098-9613E w/4098-9684E, 4098-9613E w/4
7e120b87-e755-4fa8-99f6-bf1efa200286 | NFPA 170 SPEAKER STROBE |  |  | North | Hochiki |  | Speaker/Strobe |  |  |  | Module | TRUE | HSSPK24-15/75WLPW |  | Speaker/Strobe, Fixed 15/75 Candela, Wall, White | 1 | 0 | 0.096 |  |  |  |  | FALSE |  |  | *Refer to Install Sheet |  |  | #FF0070C0 | FA-NFPA 170 SPEAKER STROBE | 1 | FALSE | FALSE | FALSE | 2019 |  |  | 7320-0569:0141 | [10 empty] | FALSE | [5 empty] | DESKTOP-7SAL8M7\acont | 2019-12-02 10:11 | THOR\acont | 2024-09-08 17:27 | Cloned from Gentex WSSPK24-15/75WW | [Gentex, Hochiki, Potter] [AUDIO 25v] [25V AUDIO] CSPKSTR-24AR (C), CSPKSTR-24AW (C), CSPKSTR-24BR (C), CSPKSTR-24BW (C), CSPKSTR-24GR (C), CSPKSTR-24GW (C), CSPKSTR-24RR (C), CSPKSTR-24RW (C), FASPKR-R (C), FASPKR-W (C), FASPKR-WR, FASPKR-WW, FASPK-WPR, [Hochiki] [NAC] [UL MAX] HSSPK24-15/75WLPPR, HSSPK24-15/75WLPPW, HSSPK24-15/75WLPR, HSSPK24-15/75WLPW [Gentex, Hochiki, Potter] [AUDIO 70.7v] [70V AUDIO] CSPKSTR-24AR (C), CSPKSTR-24AW (C), CSPKSTR-24BR (C), CSPKSTR-24BW (C), CSPKSTR-24GR (C), CSPKSTR-24GW (C), CSPKSTR-24RR (C), CSPKSTR-24RW (C), FASPKR-R (C), FASPKR-W (C), FASPKR-WR, FASPKR-WW, FASPK-WP [Hochiki] [NAC] [24 VDC] HSSPK24-15/75WLPPR, HSSPK24-15/75WLPPW, HSSPK24-15/75WLPR, HSSPK24-15/75WLPW
b43c405a-eb52-43d3-bcde-bf1f19ae5bec | POTTER_AE-8 |  |  | North | Potter |  | Enclosure |  |  |  | Assembly | TRUE | AE-8 |  | 8 Card Expansion Enclosure | 1 | [6 empty] | FALSE | [5 empty] | #FFFF0000 | FA-POTTER_AE-8 | 1 | FALSE | FALSE | FALSE |  |  |  | 7165-0328:0195 | [5 empty] | 7,12,18 |  |  |  |  | TRUE | [7 empty] | THOR\acont | 2024-09-08 17:27
12a977ba-17b8-4f41-93ed-bf1f1dac968d |  |  |  | North | Bosch | [5 empty] | Module | TRUE | NIN-70122-F1A | * | FLEXIDOME IP panoramic 7000 Fixed dome 12MP 180 | 1 | [12 empty] | #FFFFFFFF |  |  | FALSE | FALSE | FALSE | [20 empty] | DESKTOP-7EIEB7A\acont | 2021-08-13 06:25 | THOR\acont | 2024-10-09 10:48
69642033-a4a3-42a6-932b-bf239756f1e2 | NFPA 170 HEAT DETECTOR |  |  | North | Edwards |  | Heat Detector |  |  |  | Module | TRUE | SIGA-HFD w/SIGA-IB BASE | ++ | Intelligent fixed temperature heat detector, Isolator Detector Base | 1 | 5.1e-05 | 6.8e-05 |  |  |  |  | FALSE | [5 empty] | #FFFF0000 | FA-NFPA 170 HEAT DETECTOR | 1 | FALSE | FALSE | FALSE | 1403 | [13 empty] | FALSE | [5 empty] | DESKTOP-7SAL8M7\acont | 2020-11-23 11:44 | THOR\acont | 2024-10-08 16:26 | Cloned from Edwards SIGA-HFS w/SIGA-IB BASE | [Edwards, Kidde] [SLC EST SENSORS] [*] [#4 TYPE ADDR ¦ SENSORS] KI-DDOS (C), SIGA2-COS w/SIGA-AB4G BASE, SIGA2-COS w/SIGA-AB4G-LF BASE, SIGA2-COS w/SIGA-AB4GT BASE, SIGA2-COS w/SIGA-IB BASE, SIGA2-COS w/SIGA-RB BASE, SIGA2-COS w/SIGA-SB BASE, SIGA2-HCOS [Edwards, Kidde] [SLC EST SENSORS] 01 [*] [EST3, iO1000] DS-HFS (C), DS-PS (C), FX-HD w/IB4U BASE, FX-HD w/RB4U BASE, FX-HD w/SB4U BASE, FX-HD w/SB4U-LF BASE, FX-HD wB4U BASE, FX-PD w/B4U BASE (C), FX-PD w/IB4U BASE (C), FX-PD w/SB4U BASE (C), FX-PD w/SB [Edwards, Kidde] [SLC EST MODULES/SENSORS] 01 [*] [iO64] DS-HFS (C), DS-PS (C), FX-HD w/IB4U BASE, FX-HD w/RB4U BASE, FX-HD w/SB4U BASE, FX-HD w/SB4U-LF BASE, FX-HD wB4U BASE, FX-PD w/B4U BASE (C), FX-PD w/IB4U BASE (C), FX-PD w/SB4U BASE (C), FX-PD w/SB [Edwards, Kidde] [SLC EST MODULES SENSORS] [*] [#2 SHARED ADDR ¦ SENSORS] KI-DDOS (C), SIGA2-COS w/SIGA-AB4G BASE, SIGA2-COS w/SIGA-AB4G-LF BASE, SIGA2-COS w/SIGA-AB4GT BASE, SIGA2-COS w/SIGA-IB BASE, SIGA2-COS w/SIGA-RB BASE, SIGA2-COS w/SIGA-SB BASE, S
62721e91-7157-41f2-8c55-bf289c3bd601 | CADGEN INTERFACE MODULE |  |  | North | Bosch |  | Interface Module |  |  |  | Module | TRUE | D125B | ++ | Smoke Detector Reversing Relay Module | 1 | 0.024 | 0.145 |  |  | 12 | [7 empty] | #FFFF0000 | FA-CADGEN INTERFACE MODULE | 1 | FALSE | FALSE | FALSE | [20 empty] | DESKTOP-7EIEB7A\acont | 2022-08-25 17:04 | THOR\acont | 2024-09-08 17:27 | Cloned from Bosch D132A | [Bosch] [IDC] [#2 SHORT ++] D125B [BluePoint, Bosch, Honeywell] [AUX POWER] [*] [12VDC ++] BP01-302, BP01-303, D125B, D185, DS1101i, DS1102i, DS1103i, DS1108i, DS936 (C), DS9360 (C), DS936B (C), DS936-CHI (C), DS936-FRA (C), DS937 (C), DS9370 (C), DS9371 (C), DS939 (C), DS939-CHI (C), EN | [Bosch] D125B
c54dda79-aacd-460b-85dc-bf2e11139a6a |  |  |  | North | Autocall |  | Cards & Components |  |  |  | Card | TRUE | A100-3109 | ++ | Addressable Interface Modules IDNet 2 Module 250 point capacity | 1 | 0.05 | 0.06 |  |  |  |  | TRUE | [5 empty] | #FFFFFFFF |  |  | FALSE | FALSE | FALSE | [20 empty] | DESKTOP-0D6CQVA\lousc | 2019-07-06 15:03 | THOR\acont | 2024-10-09 10:48 | Cloned from AutoCall A100-0156 |  | [Autocall] A100-3109
c36d10cc-14d7-41d8-bf4b-bf387edcde93 | NFPA 170 END OF LINE RESISTOR | NFPA 170 END OF LINE RESISTOR |  | North | Generic |  | End-of-Line Device |  |  |  | Module | TRUE | END OF LINE RESISTOR |  |  | 1 | [6 empty] | FALSE |  | PROVIDED BY ELECTRICAL CONTRACTOR |  | PROVIDED BY OTHERS |  | #FFFF0000 | FA-NFPA 170 END OF LINE RESISTOR | 1 | TRUE | FALSE | FALSE | 6000 | [13 empty] | FALSE | [5 empty] | DESKTOP-7EIEB7A\acont | 2023-03-15 09:48 | THOR\acont | 2024-09-08 17:27 | Cloned from Generic END OF LINE DEVICE | [Generic, N/A] [JUNCTION PASSTHROUGH] [#34] CLASS A RETURN, END OF LINE DEVICE, END OF LINE RESISTOR, FIBER PATCH PANEL, FIRE ALARM TERMINAL CABINET, FURNISHED BY OTHERS, FURNISHED BY OTHERS, JUNCTION BOX, JUNCTION BOX CEILING, LINE BREAK (DOUBLE), LINE [Generic, N/A, Space Age Electronics] [JUNCTION PASSTHROUGH] [#5] CLASS A RETURN, END OF LINE DEVICE, END OF LINE RESISTOR, FIBER PATCH PANEL, FIRE ALARM TERMINAL CABINET, FURNISHED BY OTHERS, FURNISHED BY OTHERS, JUNCTION BOX, JUNCTION BOX CEILING, LINE [Generic, N/A] [JUNCTION PASSTHROUGH] [#20] CLASS A RETURN, END OF LINE DEVICE, END OF LINE RESISTOR, FIBER PATCH PANEL, FIRE ALARM TERMINAL CABINET, FURNISHED BY OTHERS, FURNISHED BY OTHERS, JUNCTION BOX, JUNCTION BOX CEILING, LINE BREAK (DOUBLE), LINE [Generic, N/A] [JUNCTION PASSTHROUGH] [#41] CLASS A RETURN, END OF LINE DEVICE, END OF LINE RESISTOR, FIBER PATCH PANEL, FIRE ALARM TERMINAL CABINET, FURNISHED BY OTHERS, FURNISHED BY OTHERS, JUNCTION BOX, JUNCTION BOX CEILING, LINE BREAK (DOUBLE), LINE [Generic, N/A] [JUNCTION PASSTHROUGH] [#11] CLASS A RETURN, END OF LINE DEVICE, END OF LINE RESISTOR, FIBER PATCH PANEL, FIRE ALARM TERMINAL CABINET, FURNISHED BY OTHERS, FURNISHED BY OTHERS, JUNCTION BOX, JUNCTION BOX CEILING, LINE BREAK (DOUBLE), LINE [Generic, N/A] [JUNCTION PASSTHROUGH] [#39] CLASS A RETURN, END OF LINE DEVICE, END OF LINE RESISTOR, FIBER PATCH PANEL, FIRE ALARM TERMINAL CABINET, FURNISHED BY OTHERS, FURNISHED BY OTHERS, JUNCTION BOX, JUNCTION BOX CEILING, LINE BREAK (DOUBLE), LINE [Generic, N/A] [JUNCTION PASSTHROUGH] [#31] CLASS A RETURN, END OF LINE DEVICE, END OF LINE RESISTOR, FIBER PATCH PANEL, FIRE ALARM TERMINAL CABINET, FURNISHED BY OTHERS, FURNISHED BY OTHERS, JUNCTION BOX, JUNCTION BOX CEILING, LINE BREAK (DOUBLE), LINE [Generic, N/A] [JUNCTION PASSTHROUGH] [#30] CLASS A RETURN, END OF LINE DEVICE, END OF LINE RESISTOR, FIBER PATCH PANEL, FIRE ALARM TERMINAL CABINET, FURNISHED BY OTHERS, FURNISHED BY OTHERS, JUNCTION BOX, JUNCTION BOX CEILING, LINE BREAK (DOUBLE), LINE [Generic, N/A] [JUNCTION PASSTHROUGH] [#15] CLASS A RETURN, END OF LINE DEVICE, END OF LINE RESISTOR, FIBER PATCH PANEL, FIRE ALARM TERMINAL CABINET, FURNISHED BY OTHERS, FURNISHED BY OTHERS, JUNCTION BOX, JUNCTION BOX CEILING, LINE BREAK (DOUBLE), LINE [Generic, N/A] [JUNCTION PASSTHROUGH] [#25] CLASS A RETURN, END OF LINE DEVICE, END OF LINE RESISTOR, FIBER PATCH PANEL, FIRE ALARM TERMINAL CABINET, FURNISHED BY OTHERS, FURNISHED BY OTHERS, JUNCTION BOX, JUNCTION BOX CEILING, LINE BREAK (DOUBLE), LINE [Generic, N/A] [JUNCTION PASSTHROUGH] [#17] CLASS A RETURN, END OF LINE DEVICE, END OF LINE RESISTOR, FIBER PATCH PANEL, FIRE ALARM TERMINAL CABINET, FURNISHED BY OTHERS, FURNISHED BY OTHERS, JUNCTION BOX, JUNCTION BOX CEILING, LINE BREAK (DOUBLE), LINE [Generic, N/A] [JUNCTION PASSTHROUGH] [#32] CLASS A RETURN, END OF LINE DEVICE, END OF LINE RESISTOR, FIBER PATCH PANEL, FIRE ALARM TERMINAL CABINET, FURNISHED BY OTHERS, FURNISHED BY OTHERS, JUNCTION BOX, JUNCTION BOX CEILING, LINE BREAK (DOUBLE), LINE [Generic, N/A] [JUNCTION PASSTHROUGH] [#10] CLASS A RETURN, END OF LINE DEVICE, END OF LINE RESISTOR, FIBER PATCH PANEL, FIRE ALARM TERMINAL CABINET, FURNISHED BY OTHERS, FURNISHED BY OTHERS, JUNCTION BOX, JUNCTION BOX CEILING, LINE BREAK (DOUBLE), LINE [Generic, N/A] [JUNCTION PASSTHROUGH] [#37] CLASS A RETURN, END OF LINE DEVICE, END OF LINE RESISTOR, FIBER PATCH PANEL, FIRE ALARM TERMINAL CABINET, FURNISHED BY OTHERS, FURNISHED BY OTHERS, JUNCTION BOX, JUNCTION BOX CEILING, LINE BREAK (DOUBLE), LINE [Generic, N/A] [JUNCTION PASSTHROUGH] [#33] CLASS A RETURN, END OF LINE DEVICE, END OF LINE RESISTOR, FIBER PATCH PANEL, FIRE ALARM TERMINAL CABINET, FURNISHED BY OTHERS, FURNISHED BY OTHERS, JUNCTION BOX, JUNCTION BOX CEILING, LINE BREAK (DOUBLE), LINE [Generic, N/A] [JUNCTION PASSTHROUGH] [#40] CLASS A RETURN, END OF LINE DEVICE, END OF LINE RESISTOR, FIBER PATCH PANEL, FIRE ALARM TERMINAL CABINET, FURNISHED BY OTHERS, FURNISHED BY OTHERS, JUNCTION BOX, JUNCTION BOX CEILING, LINE BREAK (DOUBLE), LINE [Generic, N/A] [JUNCTION PASSTHROUGH] [#28] CLASS A RETURN, END OF LINE DEVICE, END OF LINE RESISTOR, FIBER PATCH PANEL, FIRE ALARM TERMINAL CABINET, FURNISHED BY OTHERS, FURNISHED BY OTHERS, JUNCTION BOX, JUNCTION BOX CEILING, LINE BREAK (DOUBLE), LINE [Generic, N/A] [JUNCTION PASSTHROUGH] [#21] CLASS A RETURN, END OF LINE DEVICE, END OF LINE RESISTOR, FIBER PATCH PANEL, FIRE ALARM TERMINAL CABINET, FURNISHED BY OTHERS, FURNISHED BY OTHERS, JUNCTION BOX, JUNCTION BOX CEILING, LINE BREAK (DOUBLE), LINE [Generic, N/A, Space Age Electronics] [JUNCTION PASSTHROUGH] [#7] CLASS A RETURN, END OF LINE DEVICE, END OF LINE RESISTOR, FIBER PATCH PANEL, FIRE ALARM TERMINAL CABINET, FURNISHED BY OTHERS, FURNISHED BY OTHERS, JUNCTION BOX, JUNCTION BOX CEILING, LINE [Generic, N/A] [JUNCTION PASSTHROUGH] [#35] CLASS A RETURN, END OF LINE DEVICE, END OF LINE RESISTOR, FIBER PATCH PANEL, FIRE ALARM TERMINAL CABINET, FURNISHED BY OTHERS, FURNISHED BY OTHERS, JUNCTION BOX, JUNCTION BOX CEILING, LINE BREAK (DOUBLE), LINE [Generic, N/A, Space Age Electronics] [JUNCTION PASSTHROUGH] [#4] CLASS A RETURN, END OF LINE DEVICE, END OF LINE RESISTOR, FIBER PATCH PANEL, FIRE ALARM TERMINAL CABINET, FURNISHED BY OTHERS, FURNISHED BY OTHERS, JUNCTION BOX, JUNCTION BOX CEILING, LINE [Generic, N/A] [JUNCTION PASSTHROUGH] [#12] CLASS A RETURN, END OF LINE DEVICE, END OF LINE RESISTOR, FIBER PATCH PANEL, FIRE ALARM TERMINAL CABINET, FURNISHED BY OTHERS, FURNISHED BY OTHERS, JUNCTION BOX, JUNCTION BOX CEILING, LINE BREAK (DOUBLE), LINE [Generic, N/A] [JUNCTION PASSTHROUGH] [#36] CLASS A RETURN, END OF LINE DEVICE, END OF LINE RESISTOR, FIBER PATCH PANEL, FIRE ALARM TERMINAL CABINET, FURNISHED BY OTHERS, FURNISHED BY OTHERS, JUNCTION BOX, JUNCTION BOX CEILING, LINE BREAK (DOUBLE), LINE [Generic, N/A] [JUNCTION PASSTHROUGH] [#19] CLASS A RETURN, END OF LINE DEVICE, END OF LINE RESISTOR, FIBER PATCH PANEL, FIRE ALARM TERMINAL CABINET, FURNISHED BY OTHERS, FURNISHED BY OTHERS, JUNCTION BOX, JUNCTION BOX CEILING, LINE BREAK (DOUBLE), LINE [Generic, N/A] [JUNCTION PASSTHROUGH] [#9] CLASS A RETURN, END OF LINE DEVICE, END OF LINE RESISTOR, FIBER PATCH PANEL, FIRE ALARM TERMINAL CABINET, FURNISHED BY OTHERS, FURNISHED BY OTHERS, JUNCTION BOX, JUNCTION BOX CEILING, LINE BREAK (DOUBLE), LINE B [Generic, N/A] [JUNCTION PASSTHROUGH] [#27] CLASS A RETURN, END OF LINE DEVICE, END OF LINE RESISTOR, FIBER PATCH PANEL, FIRE ALARM TERMINAL CABINET, FURNISHED BY OTHERS, FURNISHED BY OTHERS, JUNCTION BOX, JUNCTION BOX CEILING, LINE BREAK (DOUBLE), LINE [Generic, N/A] [JUNCTION PASSTHROUGH] [#22] CLASS A RETURN, END OF LINE DEVICE, END OF LINE RESISTOR, FIBER PATCH PANEL, FIRE ALARM TERMINAL CABINET, FURNISHED BY OTHERS, FURNISHED BY OTHERS, JUNCTION BOX, JUNCTION BOX CEILING, LINE BREAK (DOUBLE), LINE [Generic, N/A, Space Age Electronics] [JUNCTION PASSTHROUGH] [#6] CLASS A RETURN, END OF LINE DEVICE, END OF LINE RESISTOR, FIBER PATCH PANEL, FIRE ALARM TERMINAL CABINET, FURNISHED BY OTHERS, FURNISHED BY OTHERS, JUNCTION BOX, JUNCTION BOX CEILING, LINE [Generic, N/A] [JUNCTION PASSTHROUGH] [#42] CLASS A RETURN, END OF LINE DEVICE, END OF LINE RESISTOR, FIBER PATCH PANEL, FIRE ALARM TERMINAL CABINET, FURNISHED BY OTHERS, FURNISHED BY OTHERS, JUNCTION BOX, JUNCTION BOX CEILING, LINE BREAK (DOUBLE), LINE [Generic, N/A, Space Age Electronics] [JUNCTION PASSTHROUGH] [#3] CLASS A RETURN, END OF LINE DEVICE, END OF LINE RESISTOR, FIBER PATCH PANEL, FIRE ALARM TERMINAL CABINET, FURNISHED BY OTHERS, FURNISHED BY OTHERS, JUNCTION BOX, JUNCTION BOX CEILING, LINE [Generic, N/A, Space Age Electronics] [JUNCTION PASSTHROUGH] 02 [ALL DEVICES ++] CLASS A RETURN, END OF LINE DEVICE, END OF LINE RESISTOR, FIBER PATCH PANEL, FIRE ALARM TERMINAL CABINET, FURNISHED BY OTHERS, FURNISHED BY OTHERS, JUNCTION BOX, JUNCTION BO [Generic, N/A] [JUNCTION PASSTHROUGH] [#24] CLASS A RETURN, END OF LINE DEVICE, END OF LINE RESISTOR, FIBER PATCH PANEL, FIRE ALARM TERMINAL CABINET, FURNISHED BY OTHERS, FURNISHED BY OTHERS, JUNCTION BOX, JUNCTION BOX CEILING, LINE BREAK (DOUBLE), LINE [Generic, N/A] [JUNCTION PASSTHROUGH] [#13] CLASS A RETURN, END OF LINE DEVICE, END OF LINE RESISTOR, FIBER PATCH PANEL, FIRE ALARM TERMINAL CABINET, FURNISHED BY OTHERS, FURNISHED BY OTHERS, JUNCTION BOX, JUNCTION BOX CEILING, LINE BREAK (DOUBLE), LINE [Generic, N/A] [JUNCTION PASSTHROUGH] [#14] CLASS A RETURN, END OF LINE DEVICE, END OF LINE RESISTOR, FIBER PATCH PANEL, FIRE ALARM TERMINAL CABINET, FURNISHED BY OTHERS, FURNISHED BY OTHERS, JUNCTION BOX, JUNCTION BOX CEILING, LINE BREAK (DOUBLE), LINE [Generic, N/A] [JUNCTION PASSTHROUGH] [#18] CLASS A RETURN, END OF LINE DEVICE, END OF LINE RESISTOR, FIBER PATCH PANEL, FIRE ALARM TERMINAL CABINET, FURNISHED BY OTHERS, FURNISHED BY OTHERS, JUNCTION BOX, JUNCTION BOX CEILING, LINE BREAK (DOUBLE), LINE [Generic, N/A, Space Age Electronics] [JUNCTION PASSTHROUGH] [#2] CLASS A RETURN, END OF LINE DEVICE, END OF LINE RESISTOR, FIBER PATCH PANEL, FIRE ALARM TERMINAL CABINET, FURNISHED BY OTHERS, FURNISHED BY OTHERS, JUNCTION BOX, JUNCTION BOX CEILING, LINE [Generic, N/A] [JUNCTION PASSTHROUGH] [#16] CLASS A RETURN, END OF LINE DEVICE, END OF LINE RESISTOR, FIBER PATCH PANEL, FIRE ALARM TERMINAL CABINET, FURNISHED BY OTHERS, FURNISHED BY OTHERS, JUNCTION BOX, JUNCTION BOX CEILING, LINE BREAK (DOUBLE), LINE [Generic, N/A] [JUNCTION PASSTHROUGH] [#23] CLASS A RETURN, END OF LINE DEVICE, END OF LINE RESISTOR, FIBER PATCH PANEL, FIRE ALARM TERMINAL CABINET, FURNISHED BY OTHERS, FURNISHED BY OTHERS, JUNCTION BOX, JUNCTION BOX CEILING, LINE BREAK (DOUBLE), LINE [Generic, N/A, Space Age Electronics] [JUNCTION PASSTHROUGH] [#8] CLASS A RETURN, END OF LINE DEVICE, END OF LINE RESISTOR, FIBER PATCH PANEL, FIRE ALARM TERMINAL CABINET, FURNISHED BY OTHERS, FURNISHED BY OTHERS, JUNCTION BOX, JUNCTION BOX CEILING, LINE [Generic, N/A] [JUNCTION PASSTHROUGH] [#29] CLASS A RETURN, END OF LINE DEVICE, END OF LINE RESISTOR, FIBER PATCH PANEL, FIRE ALARM TERMINAL CABINET, FURNISHED BY OTHERS, FURNISHED BY OTHERS, JUNCTION BOX, JUNCTION BOX CEILING, LINE BREAK (DOUBLE), LINE [Generic, N/A] [JUNCTION PASSTHROUGH] [#26] CLASS A RETURN, END OF LINE DEVICE, END OF LINE RESISTOR, FIBER PATCH PANEL, FIRE ALARM TERMINAL CABINET, FURNISHED BY OTHERS, FURNISHED BY OTHERS, JUNCTION BOX, JUNCTION BOX CEILING, LINE BREAK (DOUBLE), LINE [Generic, N/A] [JUNCTION PASSTHROUGH] [#38] CLASS A RETURN, END OF LINE DEVICE, END OF LINE RESISTOR, FIBER PATCH PANEL, FIRE ALARM TERMINAL CABINET, FURNISHED BY OTHERS, FURNISHED BY OTHERS, JUNCTION BOX, JUNCTION BOX CEILING, LINE BREAK (DOUBLE), LINE
55a63f92-095f-4ad0-a8ad-bf3b1066fad1 | NFPA 170 VOICE EVACUATION CONTROL UNIT |  |  | North | Block Definition Only |  | Voice Evac Control Unit |  |  |  | Module | TRUE | NFPA 170 VOICE EVACUATION CONTROL UNIT |  | NFPA 170 VOICE EVACUATION CONTROL UNIT | 1 | [12 empty] | #FFFF0000 | FA-NFPA 170 VOICE EVACUATION CONTROL UNIT | 1 | FALSE | FALSE | FALSE | 211 | [19 empty] | AULAPTOP-PC\Aulaptop | 2020-03-26 07:41 | THOR\acont | 2024-09-08 17:27
b1b94b48-15c0-4987-bd7c-bf407efb19fe | NFPA 170 FIRE ALARM CONTROL UNIT | RISER FACP |  | North | Kidde |  | Fire Alarm Control Unit |  |  |  | Assembly | TRUE | VS1-G-2 |  | FACP, 1 Loop, 64pt, 2 Cl B NACs, gray, 230v | 1 | [6 empty] | FALSE | [5 empty] | #FFFF0000 | FA-NFPA 170 FIRE ALARM CONTROL UNIT | 1 | FALSE | FALSE | FALSE | 202 | [8 empty] | 7,12,18 |  |  |  |  | TRUE | [7 empty] | THOR\acont | 2024-09-08 17:27
36f2f484-ac43-48a5-8946-bf4201ea7af3 | CADGEN DOOR CONTACT |  |  | North | NASCOM | Security/Access Control | Door Contact |  |  |  | Module | TRUE | C CONTACT | 100503017 | CONTACT, SMALL OH DOOR CONTACT | 1 | [6 empty] | TRUE | [5 empty] | #FFFF0000 | FA-CADGEN DOOR CONTACT | 1 | FALSE | FALSE | FALSE | [17 empty] | C |  |  | HBW\himanshu | 2019-07-12 15:52 | THOR\acont | 2024-09-08 17:27 | Cloned from NASCOM N200AU/ST036 | [NASCOM] [ACCESS CONTROL INPUT] [*] C CONTACT, D CONTACT, N1178CGSHK/STO36W1, N200AU/ST036, N200AU/ST036 x 2 [NASCOM] [IDC] 01 [INPUT] C CONTACT, D CONTACT, MET-200, MET-200 AR, MET-201B, MET-201B AR, MET-202C, MET-202C AR, MET-202C AR-WP18, MET-204C, MET-204C AR, N1178CGSHK/STO36W1, N200AU/ST036, N200AU/ST036 x 2, N505AUTMC, N707AU/M, N707AU/ST, N707AU/STATS, [NASCOM] [IDC] 02 C CONTACT, D CONTACT, N1178CGSHK/STO36W1, N200AU/ST036, N200AU/ST036 x 2 [NASCOM] [ACCESS CONTROL INPUT] [*] [INPUT] C CONTACT, D CONTACT, MET-200, MET-200 AR, MET-201B, MET-201B AR, MET-202C, MET-202C AR, MET-202C AR-WP18, MET-204C, MET-204C AR, N1178CGSHK/STO36W1, N200AU/ST036, N200AU/ST036 x 2, N505AUTMC, N707AU/M, N707AU/
52cf6719-1b68-4bb6-8355-bf4932015db7 | NFPA 170 FIRE ALARM CONTROL UNIT | RISER FACP |  | North | Kidde |  | Fire Alarm Control Unit |  |  |  | Assembly | TRUE | VM-1S |  | FACP complete system with user interface, CPU, one addressable loop, four Class B NACs, Universal 11... | 1 | [6 empty] | FALSE | [5 empty] | #FFFF0000 | FA-NFPA 170 FIRE ALARM CONTROL UNIT | 1 | FALSE | FALSE | FALSE | 202 | [8 empty] | 7,12,18 |  |  |  |  | TRUE | [7 empty] | THOR\acont | 2024-09-08 17:27
b99e08ed-04b6-4077-9376-bf568560b7f6 | NFPA 170 STROBE WALL |  |  | North | Edwards |  | Strobe |  |  |  | Module | TRUE | CS405-8A-T |  | Outdoor Strobe, 110cd, Red, Terminals | 1 | [6 empty] | FALSE | FALSE |  |  |  |  | #FF0070C0 | FA-NFPA 170 STROBE WALL | 1 | FALSE | FALSE | FALSE | 2023 | [13 empty] | FALSE | [7 empty] | THOR\acont | 2024-09-08 17:27 |  | [Edwards] [NAC] [24 VFWR] 405-8A-T, 405-8A-TW, CS405-8A-T [Edwards] [NAC] [24 VDC] 405-8A-T, 405-8A-TW, CS405-8A-T
552dd6a1-1fef-4f11-adf2-bf5a52cc7a1d |  |  |  | North | Siemens | [5 empty] | Module | TRUE | GPMI-2-HW-KEY | S54430-C4-A1 | HW KEY FOR PMI-2 AND PMI-3 GLOBAL | 1 | [12 empty] | #FFFFFFFF |  |  | FALSE | FALSE | FALSE | [20 empty] | DESKTOP-7SAL8M7\acont | 2019-08-13 09:04 | THOR\acont | 2024-10-09 10:48
a0262910-bfb1-4576-83ab-bf63c0759f28 | NFPA 170 HORN STROBE CEILING |  |  | North | Edwards |  | Horn/Strobe |  |  |  | Module | TRUE | GCF-HDVMH |  | Temporal Horn-Strobe, running man, white, FIRE, 95, 115, 150, 177 cd | 1 | 0 | 0.341 |  |  |  |  | FALSE | TRUE |  |  |  |  | #FF0070C0 | FA-NFPA 170 HORN STROBE CEILING | 1 | FALSE | FALSE | FALSE | 2013 | [13 empty] | FALSE |  |  | C |  |  |  |  | THOR\acont | 2024-09-08 17:27 |  | [Edwards, Kidde] [NAC] [24 VDC, HIGH DB] EGCF-HDVMH (C), GCF-HDVMH (C), GC-HDVMH (C), GCWA-HDVMHA (C), GCWA-HDVMHB (C), GCWA-HDVMHC (C), GCWA-HDVMHG (C), GCWA-HDVMHR (C), GCWN-HDVMHA (C), GCWN-HDVMHB (C), GCWN-HDVMHC (C), GCWN-HDVMHG (C), GCWN-HDVMHR (C) [Edwards, Kidde] [NAC] [16 VDC, HIGH DB] EGCF-HDVMH (C), GCF-HDVMH (C), GC-HDVMH (C), GCWA-HDVMHA (C), GCWA-HDVMHB (C), GCWA-HDVMHC (C), GCWA-HDVMHG (C), GCWA-HDVMHR (C), GCWN-HDVMHA (C), GCWN-HDVMHB (C), GCWN-HDVMHC (C), GCWN-HDVMHG (C), GCWN-HDVMHR (C) [Edwards, Kidde] [NAC] [24 VDC, LOW DB] EGCF-HDVMH (C), GCF-HDVMH (C), GC-HDVMH (C), GCWA-HDVMHA (C), GCWA-HDVMHB (C), GCWA-HDVMHC (C), GCWA-HDVMHG (C), GCWA-HDVMHR (C), GCWN-HDVMHA (C), GCWN-HDVMHB (C), GCWN-HDVMHC (C), GCWN-HDVMHG (C), GCWN-HDVMHR (C) [Edwards, Kidde] [NAC] [16 VDC, LOW DB] EGCF-HDVMH (C), GCF-HDVMH (C), GC-HDVMH (C), GCWA-HDVMHA (C), GCWA-HDVMHB (C), GCWA-HDVMHC (C), GCWA-HDVMHG (C), GCWA-HDVMHR (C), GCWN-HDVMHA (C), GCWN-HDVMHB (C), GCWN-HDVMHC (C), GCWN-HDVMHG (C), GCWN-HDVMHR (C)
e72e4910-12e5-4d3e-80ce-bf6694ab7beb |  |  |  | North | Edwards |  | Cards & Components |  |  |  | Card | TRUE | ANS25AMD |  | 25W audio notification module, /w microphone & DMR | 1 | 0.6 | 1 |  |  |  |  | TRUE | [5 empty] | #FFFFFFFF |  |  | FALSE | FALSE | FALSE | [14 empty] | FALSE | [7 empty] | THOR\acont | 2024-10-09 10:48 |  | [Edwards, Kidde] [NAC Trigger] ANS25AMD, ANS25AMD2 | [Edwards, Kidde] ANS25A, ANS25AM, ANS25AMD, ANS25AMD2
b04df5ea-19f9-4f59-b30a-bf6782eb2ad4 |  |  |  | North | Edwards |  | Hardware |  |  |  | Hardware | TRUE | CM10944 |  | Right Angle Patress style detachable Sampling Point | 1 | [6 empty] | FALSE | [5 empty] | #FFFFFFFF |  |  | FALSE | FALSE | FALSE | [14 empty] | FALSE | [7 empty] | THOR\acont | 2024-10-09 10:48
4bb3601f-0982-45f6-bb20-bf683973ec3d | NFPA 170 DOOR HOLDER |  |  | North | Hochiki |  | Door Holder |  |  |  | Module | TRUE | DH24120FB |  | RSG Door Holder, Flush Mount, Brass Finish, 24V | 1 | 0.02 | [5 empty] | FALSE |  | FLUSH | *Refer to Install Sheet | SINGLE GANG | 1-GANG | #FFFF0000 | FA-NFPA 170 DOOR HOLDER | 1 | FALSE | FALSE | FALSE | 2500 |  |  | 3550-0028:0210 | [10 empty] | FALSE | [5 empty] | DESKTOP-7SAL8M7\acont | 2019-12-02 11:09 | THOR\acont | 2024-09-08 17:27 | Cloned from Hochiki DH24120FPC | [ASSA ABLOY, Bosch, Hochiki, N/A, Notifier, Potter, Rixson, RSG, Silent Knight, System Sensor] [AUX POWER] [DOOR RELEASE] 7200, ADI_K7-998TRI689, D370, D370C, DH Series, DH(1224)FPC, DH(1224)GPC, DH(1224)RPC, DH(1224)SPC, DH(24120)FPC, DH(24120)GPC, DH(2 [Bosch, Hochiki, N/A, Notifier, Potter, Rixson, RSG, Silent Knight, System Sensor] [AUX POWER] [DOOR RELEASE] ADI_K7-998TRI689, D370, D370C, DH Series, DH(1224)FPC, DH(1224)GPC, DH(1224)RPC, DH(1224)SPC, DH(24120)FPC, DH(24120)GPC, DH(24120)GPC2, DH(2412 [Bosch, Generic, Hochiki, N/A, Notifier, Potter, Rixson, RSG, Silent Knight, System Sensor] [RELAY] [DOOR RELEASE] 110VAC DOOR HOLDER, ADI_K7-998TRI689, D370, D370C, DH Series, DH(1224)FPC, DH(1224)GPC, DH(1224)RPC, DH(1224)SPC, DH(24120)FPC, DH(24120)GP
9de4c408-2c06-4f78-bded-bf687459eeb9 | CADGEN DOOR CONTACT |  |  | North | NASCOM |  | Door Contact |  |  |  | Module | TRUE | N707AU/STR1xxR3xx | ++ | resistor in parallel — xx=resistor value | 1 |  |  |  |  | 1.5 | [7 empty] | #FFFF0000 | FA-CADGEN DOOR CONTACT | 1 | FALSE | FALSE | FALSE | [17 empty] | REX |  |  | THOR\acont | 2023-11-10 12:48 | THOR\acont | 2024-09-08 17:27 | Cloned from NASCOM N707AU/ST CLONED CLONED CLONED CLONED CLONED CLONED CLONED CLONED CLONED CLONED CLONED | [NASCOM] [IDC] 01 [INPUT] C CONTACT, D CONTACT, MET-200, MET-200 AR, MET-201B, MET-201B AR, MET-202C, MET-202C AR, MET-202C AR-WP18, MET-204C, MET-204C AR, N1178CGSHK/STO36W1, N200AU/ST036, N200AU/ST036 x 2, N505AUTMC, N707AU/M, N707AU/ST, N707AU/STATS, [NASCOM] [ACCESS CONTROL INPUT] [*] [INPUT] C CONTACT, D CONTACT, MET-200, MET-200 AR, MET-201B, MET-201B AR, MET-202C, MET-202C AR, MET-202C AR-WP18, MET-204C, MET-204C AR, N1178CGSHK/STO36W1, N200AU/ST036, N200AU/ST036 x 2, N505AUTMC, N707AU/M, N707AU/
4a5f5c6b-ebea-40e7-a8d7-bf726309b8ba | NFPA 170 NOTIFICATION CIRCUIT EXTENDER PANEL | RISER NAC |  | North | Altronix |  | Notification Circuit Extender Panel |  |  |  | Assembly | TRUE | AL1042ULADA COPY | ++ | 10-Amp, 24-Volt Power Supply | 1 | [6 empty] | FALSE | FALSE |  |  | 18” x 14.5” x 4.625” (457.2mm x 368.3mm x 117.5mm) |  | #FFFF0000 | FA-NFPA 170 NOTIFICATION CIRCUIT EXTENDER PANEL | 1 | FALSE | FALSE | FALSE | 212 | [8 empty] | 7,12,18,40 |  | 18 |  |  | TRUE | [5 empty] | THOR\acont | 2024-04-12 13:53 | XPS-17-9710\August | 2025-01-05 15:58 | Cloned from Altronix AL1042ULADA
56a30a71-f039-4920-8ff5-bf789f668dbc | NFPA 170 SMOKE DETECTOR |  |  | North | VES |  | Smoke Detector |  |  |  | Module | TRUE | VF2011-00 w/ VF7002-00 STANDARD BASE |  | VF2011-00 w/6IN STANDARD BASE | 1 | 0.00045 | 0.00054 |  |  |  |  | TRUE | TRUE |  |  |  |  | #FFFF0000 | FA-NFPA 170 SMOKE DETECTOR | 1 | FALSE | FALSE | FALSE | 1408 | [19 empty] | XPS-17-9710\August | 2024-05-16 05:27 | THOR\acont | 2024-09-08 17:27 | Cloned from Hochiki ALN-V w/HSB-NSA-6 STANDARD BASE | [Hochiki, VES] [SLC HOCHIKI] 01 [*] [SLC] ACC-EN (C), ACD-V w/ASBL SOUNDER BASE (C), ACD-V w/HSB-NSA-6 STANDARD BASE (C), ACD-V w/SCI-B4 SHORT CIRCUIT ISOLATOR BASE (C), ACD-V w/SCI-B6 SHORT CIRCUIT ISOLATOR BASE (C), ACD-V w/YBN-NSA-4 STANDARD BASE (C),
ff669595-cff8-46e2-9733-bf7bc61c8271 | NFPA 170 HEAT DETECTOR |  |  | North | Notifier |  | Heat Detector |  |  |  | Module | TRUE | FST-851H w/B224BI | ++ | Intelligent Addressable 195°F (88°C) Thermal Heat Detector w/ Flashscan, Standard Base | 1 | 0.0003 | 0.0065 |  |  |  |  | FALSE | TRUE | FLUSH |  | 4" SQ. DEEP | 3 "O" PLASTER RING | #FFFF0000 | FA-NFPA 170 HEAT DETECTOR | 1 | FALSE | FALSE | FALSE | 1403 |  |  | 7270-0028:0196 | [10 empty] | FALSE | [7 empty] | THOR\acont | 2024-09-08 17:27 | 20191121 AC Detector with base | [Honeywell, Notifier, System Sensor] [SLC MODULES SENSORS] [*] [#2 SHARED ADDR ¦ SENSORS] 2251B (C), 2251-COPTIR (C), 2251-COPTIR w/B200S-WH (C), 2251TB (C), 2251TMB (C), 5251B (C), 5251B-WP (C), 5251H (C), 5251RB (C), 5251RB-WP (C), 7251 (C), 7251DH (C) [Honeywell, Notifier, System Sensor] [SLC SENSORS] [*] [#4 TYPE ADDR ¦ SENSORS] 2251B (C), 2251-COPTIR (C), 2251-COPTIR w/B200S-WH (C), 2251TB (C), 2251TMB (C), 5251B (C), 5251B-WP (C), 5251H (C), 5251RB (C), 5251RB-WP (C), 7251 (C), 7251DH (C), DH200LP
b5d88638-57cf-4eca-995b-bf7ca30e237d |  |  |  | North | UPG |  | Hardware |  |  |  | Hardware | TRUE | UB12750 | System Batteries, Sealed Lead-Acid | 12V 75AH Sealed Lead-Acid Battery | 1 | 0 | 0 |  |  |  |  | FALSE |  | Installed Inside Cabinet |  | L: 5.94 in W: 3.86 in H: 3.72 in |  | #FFFFFFFF |  |  | FALSE | FALSE | FALSE | [20 empty] | DESKTOP-7EIEB7A\acont | 2023-03-24 07:33 | THOR\acont | 2024-10-09 10:48 | Cloned from UPG UB12120 CLONED CLONED CLONED CLONED
80547718-df3b-4c82-9706-bf7e44f41c91 | NFPA 170 HORN CEILING |  |  | North | Siemens |  | Horn |  |  |  | Module | TRUE | SLHCR-N | S54329-F12-A1 | SLHCR-N HRN,CLG,RED | 1 | [7 empty] | TRUE |  |  |  |  | #FF0070C0 | FA-NFPA 170 HORN CEILING | 1 | FALSE | FALSE | FALSE | 2011 | [16 empty] | C |  |  | DESKTOP-7SAL8M7\acont | 2019-08-13 09:04 | THOR\acont | 2024-09-08 17:27 | B,T | [Siemens] [NAC] [24 VDC, HIGH DB, CODE 3] SLHCR-N (C), SLHCW-F (C), SLHCW-N (C)
f62d5128-4297-4882-9b0c-bf7fb3281ab1 | NFPA 170 FIRE ALARM CONTROL UNIT | RISER FACP |  | North | Siemens |  | Fire Alarm Control Unit |  |  |  | Assembly | TRUE | FC922-UT | S54400-C20-A1 | 252-point system with 300W power supply and standard operator interface Consists of: One FCM2018-U3, one FP2012-U1, one FCI2016-U1 | 1 | [6 empty] | FALSE | [5 empty] | #FFFF0000 | FA-NFPA 170 FIRE ALARM CONTROL UNIT | 1 | FALSE | FALSE | FALSE | 202 | [8 empty] | 18,33,55,100 |  |  | 11.5 |  | TRUE | [5 empty] | AULAPTOP-PC\Aulaptop | 2018-11-18 09:00 | THOR\acont | 2024-09-08 17:27 | Cloned from Honeywell New Part CLONED CLONED
e4d15aca-9b4e-4b71-9734-bf80a49c6984 | NFPA 170 REMOTE ANNUNCIATOR | RISER ANNUNCIATOR |  | North | Fike |  | Remote Annunciator |  |  |  | Assembly | TRUE | 02-11893 |  | Space Age Red ESB Surface Mount back box | 1 | [6 empty] | FALSE | [5 empty] | #FFFF0000 | FA-NFPA 170 REMOTE ANNUNCIATOR | 1 | FALSE | FALSE | FALSE | 255 | [13 empty] | FALSE | [5 empty] | AULAPTOP-PC\Aulaptop | 2019-07-07 06:39 | THOR\acont | 2024-09-08 17:27 | Cloned from Fike 02-2123
ec123b4b-ad36-419f-9f3d-bf8436a85911 | CADGEN SIREN |  |  | North | Edwards |  | Notification Appliance |  |  |  | Module | TRUE | CRCSND |  | Card Reader Controller Sounder | 1 | [6 empty] | FALSE | [5 empty] | #FFFF0000 | FA-CADGEN SIREN | 1 | FALSE | FALSE | FALSE | [14 empty] | FALSE | [7 empty] | THOR\acont | 2024-09-08 17:27
6ec77aad-6ef7-445e-aeb8-bf8a8cced3c3 | NFPA 170 MANUAL PULL |  |  | North | Bosch |  | Manual Station |  |  |  | Module | TRUE | FMM-7045-D | ++ | Multiplex manual station, double, red | 1 | 0.00055 | 0.00055 |  |  |  |  | FALSE | FALSE |  |  |  |  | #FFFF0000 | FA-NFPA 170 MANUAL PULL | 1 | FALSE | FALSE | FALSE | 957 | [13 empty] | FALSE | [7 empty] | THOR\acont | 2024-09-08 17:27 |  | [Bosch] [SLC MUX BOSCH] [*] [#1 ++] D341/D7044M, D5601/D7044M, D7044, D7044M, D7050, D7050 w/D7050-B6 BASE (C), D7050TH w/D7050-B6 BASE (C), D7052, D7053, DS7432, DS7457i, DS7457iF, DS7460I, DS7461I, DS7465I, FMM-7045, FMM-7045-D
1d1d12cb-67ad-42ae-afda-bf8ed5f20347 |  |  |  | North | MIRCOM | [5 empty] | Module | TRUE | QAZT-5348DS | ++ | Paging and Telephone Selector Panel | 1 | 0.01 | 0.02 | [10 empty] | #FFFFFFFF |  |  | FALSE | FALSE | FALSE | [20 empty] | THOR\acont | 2024-02-24 16:13 | THOR\acont | 2024-10-09 10:48
5eb65270-c2f4-454f-a76e-bf9addc2414e |  |  |  | North | Edwards |  | Hardware |  |  |  | Hardware | TRUE | 4X-LKE |  | Euro English Template | 1 | [6 empty] | FALSE | [5 empty] | #FFFFFFFF |  |  | FALSE | FALSE | FALSE | [14 empty] | FALSE | [7 empty] | THOR\acont | 2024-10-09 10:48
faa14abd-6407-4b51-a5f8-bf9cbebb2833 | NFPA 170 AMPLIFIER RACK | RISER AMP |  | North | Notifier |  | Amplifier |  |  |  | Assembly | TRUE | XPIQ (70V) | + | Quad Intelligent Audio Transponder (70 VRMS) | 1 | [6 empty] | FALSE |  | SURFACE |  |  |  | #FFFF0000 | FA-NFPA 170 AMPLIFIER RACK | 1 | FALSE | FALSE | FALSE | 300 | [8 empty] | 12,26 |  |  |  | 50 | TRUE | [5 empty] | THOR\acont | 2024-11-07 07:14 | THOR\acont | 2024-11-07 07:32 | Cloned from Notifier XPIQ (25V)
45335fc5-4fe7-413c-9f52-bfa622c805ef |  |  |  | North | Notifier |  | Cards & Components |  |  |  | Card | TRUE | ACM-24AT |  | ONYX Series ACS Annunciator | 1 | 0.016 | 0.07 |  |  |  |  | TRUE | FALSE |  |  |  |  | #FFFFFFFF |  |  | FALSE | FALSE | FALSE | [14 empty] | FALSE | [7 empty] | THOR\acont | 2024-10-09 10:48
8cfb354b-f603-4a29-9e44-bfaa429d2ad4 | NFPA 170 STROBE CEILING |  |  | North | Gentex |  | Strobe |  |  |  | Module | TRUE | GXS-120177CW |  | 120VAC Remote Visual Signal, Ceiling, White | 1 | 0 | 0.209 |  |  |  |  | FALSE | TRUE |  |  |  |  | #FF0070C0 | FA-NFPA 170 STROBE CEILING | 1 | FALSE | FALSE | FALSE | 2022 | [13 empty] | FALSE |  |  | C |  |  |  |  | THOR\acont | 2024-09-08 17:27 |  | [First Alert, Gentex] [VAC ] [UL MAX] GXS-120177CR (C), GXS-120177CW (C), GXS-120177WR, GXS-120177WW, GXS-120CW (C), SLED177 (C)
56ad55d1-c8f8-47e6-992c-bfb093022fed |  |  |  | North | Honeywell |  | Cards & Components |  |  |  | Card | TRUE | VISTA-250FBPT Main Board | + | Main Board | 1 | 0.3 | 0.47 |  |  |  |  | TRUE | [5 empty] | #FFFFFFFF |  |  | FALSE | FALSE | FALSE | [14 empty] | FALSE | [7 empty] | THOR\acont | 2024-10-09 10:48 |  |  | [Honeywell] VISTA-128FBPT Main Board, VISTA-20P Main Board, VISTA-21iP Main Board, VISTA-250FBPT Main Board, VISTA-32FBPT Main Board [Fike, First Alert, Honeywell, Siemens, Silent Knight] 10-2542, 10-2622, 5110XM Main Board, FA1600C Main Board, FA1600C-24 Main Board, FA1600CA Main Board, FA1600CB Main Board, FC924-US Main Board, SK-2, SK-4, VISTA-128FBPT Main Board, VISTA-20P Main Boar
b7229229-f68a-44ae-8f7f-bfb0a6948d8e | NFPA 170 SYNC MODULE |  |  | North | Monaco Enterprises |  | Sync Module |  |  |  | Module | TRUE | 367-047-00 |  | MODULE:SYNCHRONIZATION,DUAL CIRCUIT,12/24VDC | 1 | 0.015 | 0.015 |  |  |  |  | FALSE | FALSE |  |  |  |  | #FFFF0000 | FA-NFPA 170 SYNC MODULE | 1 | FALSE | FALSE | FALSE | 1300 | [13 empty] | FALSE | [5 empty] | DESKTOP-7SAL8M7\acont | 2020-02-20 16:36 | THOR\acont | 2024-09-08 17:27 | Cloned from System Sensor MDL3R | [Monaco Enterprises] [NAC] [#2] 367-047-00 [Monaco Enterprises] [NAC] [MASTER] 367-047-00 [Monaco Enterprises] [NAC] [SLAVE] 367-047-00
648d8fc2-50f7-4f05-b705-bfb3f05e9ea6 | NFPA 170 DUCT SMOKE DETECTOR |  |  | North | System Sensor |  | Duct Smoke Detector |  |  |  | Module | TRUE | D2 | ++ | Photoelectric Duct Detector | 1 | 6e-05 | 0.13 |  |  |  |  | FALSE | TRUE |  |  |  |  | #FFFF0000 | FA-NFPA 170 DUCT SMOKE DETECTOR | 1 | FALSE | FALSE | FALSE | 1400 | [13 empty] | FALSE | [5 empty] | DESKTOP-7SAL8M7\acont | 2020-02-23 09:52 | THOR\acont | 2024-09-08 17:27 | Cloned from MIRCOM D2 | [Chemtronics, Firelite, MIRCOM, Notifier, System Sensor] [IDC] 01 [*] [IDC 2-WIRE ++] 1151 (C), 1151EIS (C), 1400 (C), 1451 (C), 1451DH (C), 1451DHHT (C), 2100AT (C), 2100S (C), 2100TR (C), 2100TS (C), 2151 w/B110LP (C), 2151 w/B116LP (C), 2151 w/B401 (C | [Farenhyt, MIRCOM, Monaco Enterprises, Silent Knight, System Sensor] 723-367-00, 723-368-00, D2, D4120, D4120W, DH100ACDCI, DH100ACDCLP, DH100P, DNR w/IDP-PHOTO-R-W, DNR w/SK-PHOTO-R-W, DNRW w/IDP-PHOTO-R-W, DNRW w/SK-PHOTO-R-W, IDP-DUCT-W w/IDP-PHOTO-R-W
d077216b-0a8a-4e29-845d-bfb8d3f16206 | NFPA 170 SPEAKER CEILING |  |  | North | Siemens |  | Speaker |  |  |  | Module | TRUE | SLSPCR-F | S54329-F41-A2 | SLSPCR-F SPK,CLG,RED,FIRE | 1 | [7 empty] | TRUE |  |  |  |  | #FF0070C0 | FA-NFPA 170 SPEAKER CEILING | 1 | FALSE | FALSE | FALSE | 2019 | [16 empty] | C |  |  | DESKTOP-7SAL8M7\acont | 2019-08-13 09:04 | THOR\acont | 2024-09-08 17:27 |  | [Siemens] [AUDIO 25v] [25V AUDIO] SL2SPSCW-F (C), SLSPCR-A (C), SLSPCR-AL (C), SLSPCR-F (C), SLSPCR-N (C), SLSPCW-A (C), SLSPCW-AL (C), SLSPCW-F (C), SLSPCW-N (C), SLSPSCR-A (C), SLSPSCR-AL (C), SLSPSCR-ALA (C), SLSPSCR-F (C), SLSPSCR-N (C), SLSPSCR-NA ( [Siemens] [AUDIO 70.7v] [70V AUDIO] SL2SPSCW-F (C), SLSPCR-A (C), SLSPCR-AL (C), SLSPCR-F (C), SLSPCR-N (C), SLSPCW-A (C), SLSPCW-AL (C), SLSPCW-F (C), SLSPCW-N (C), SLSPSCR-A (C), SLSPSCR-AL (C), SLSPSCR-ALA (C), SLSPSCR-F (C), SLSPSCR-N (C), SLSPSCR-NA
1399abfa-5c21-40c3-826f-bfbe91356841 | NFPA 170 ADDRESSABLE INPUT MONITOR MODULE |  |  | North | Gamewell FCI |  | Addressable Module |  |  |  | Module | TRUE | MMI-6SF |  | Multi-Mod 6 zone interface module | 6 | 0.002 | 0.04 |  |  |  |  | TRUE | FALSE |  |  |  |  | #FFFF0000 | FA-NFPA 170 ADDRESSABLE INPUT MONITOR MODULE | 1 | FALSE | FALSE | FALSE | [14 empty] | FALSE |  |  | 6 |  |  | HOMEAUGUSTXPS-1\aucon | 2021-03-04 06:34 | THOR\acont | 2024-09-08 17:27 | Cloned from Gamewell MMI-10F | [Gamewell FCI] [SLC MODULES] [#02 ++] AMM-2IF, AMM-2RIF, AOM-2RF, MMI-10F, MMI-6SF, MMO-6RF, MMO-6SF, VW-GATE [Gamewell FCI] [SLC MODULES] [*] [#3 TYPE ADDR ¦ MODULES] AMM-2F, AMM-2IF, AMM-2RF, AMM-2RIF, AMM-4F, AMM-4SF, AOM-2RF, AOM-2SF, AOM-TELF, MMI-10F, MMI-6SF, MMO-6RF, MMO-6SF, MS-7AF, MS-7ASF, MS-7S w/AMM-2F, MS-WS w/AMM-2F, TC81021000, VW-GATE, WAM-MM, W [Gamewell FCI] [SLC MODULES] [#04 ++] MMI-10F, MMI-6SF, MMO-6RF, MMO-6SF [Gamewell FCI] [SLC MODULES/SENSORS] [#02 ++] AMM-2IF, AMM-2RIF, AOM-2RF, MMI-10F, MMI-6SF, MMO-6RF, MMO-6SF, VW-GATE [Gamewell FCI] [SLC MODULES/SENSORS] [#04 ++] MMI-10F, MMI-6SF, MMO-6RF, MMO-6SF [Gamewell FCI] [SLC MODULES/SENSORS] [#05 ++] MMI-10F, MMI-6SF, MMO-6RF, MMO-6SF [Gamewell FCI] [AUX POWER] MMI-6SF [Gamewell FCI] [SLC MODULES] [#03 ++] MMI-10F, MMI-6SF, MMO-6RF, MMO-6SF, VW-GATE [Gamewell FCI] [SLC MODULES/SENSORS] [#06 ++] MMI-10F, MMI-6SF, MMO-6RF, MMO-6SF [Gamewell FCI] [SLC MODULES] [#05 ++] MMI-10F, MMI-6SF, MMO-6RF, MMO-6SF [Gamewell FCI] [SLC MODULES] [#06 ++] MMI-10F, MMI-6SF, MMO-6RF, MMO-6SF [Gamewell FCI] [SLC MODULES SENSORS] [*] [#1 SHARED ADDR ¦ MODULES] AMM-2F, AMM-2IF, AMM-2RF, AMM-2RIF, AMM-4F, AMM-4SF, AOM-2RF, AOM-2SF, AOM-TELF, MMI-10F, MMI-6SF, MMO-6RF, MMO-6SF, MS-7AF, MS-7ASF, MS-7S w/AMM-2F, MS-WS w/AMM-2F, TC81021000, VW-DIS-D [Gamewell FCI] [SLC MODULES/SENSORS] [#03 ++] MMI-10F, MMI-6SF, MMO-6RF, MMO-6SF, VW-GATE | [Gamewell FCI] MMI-6SF
3f168b6e-eb5d-4e93-9f09-bfbf61aaa6fa | CADGEN MOTION DETECTOR WALL |  |  | North | Bosch |  | Motion Detector |  |  |  | Module | TRUE | ISC-CDL1-WA15G | ++ | Motion detector, anti-mask, 50ft (15m) | 1 | 0.015 | 0.035 |  |  | 12 |  | FALSE | [5 empty] | #FFFF0000 | FA-CADGEN MOTION DETECTOR WALL | 1 | FALSE | FALSE | FALSE | [14 empty] | FALSE | [5 empty] | DESKTOP-7EIEB7A\acont | 2022-07-26 11:21 | THOR\acont | 2024-09-08 17:27 | Cloned from Bosch ISC-PDL1-WC30G | [Bosch, Optex] [ACCESS CONTROL INPUT] [*] [INPUT] DS1101i, DS1102i, DS1103i, DS1108i, DS936 (C), DS9360 (C), DS936B (C), DS936-CHI (C), DS936-FRA (C), DS937 (C), DS9370 (C), DS9371 (C), DS939 (C), DS939-CHI (C), FX-360 (C), ISC-BDL2-W12G, ISC-BDL2-W12GE, [Bosch, Optex] [IDC] 01 [INPUT] DS1101i, DS1102i, DS1103i, DS1108i, DS936 (C), DS9360 (C), DS936B (C), DS936-CHI (C), DS936-FRA (C), DS937 (C), DS9370 (C), DS9371 (C), DS939 (C), DS939-CHI (C), FX-360 (C), ISC-BDL2-W12G, ISC-BDL2-W12GE, ISC-BDL2-W12HE, I [BluePoint, Bosch, Honeywell] [AUX POWER] [*] [12VDC ++] BP01-302, BP01-303, D125B, D185, DS1101i, DS1102i, DS1103i, DS1108i, DS936 (C), DS9360 (C), DS936B (C), DS936-CHI (C), DS936-FRA (C), DS937 (C), DS9370 (C), DS9371 (C), DS939 (C), DS939-CHI (C), EN
ef9e3ff0-ca4c-42af-a8d7-bfd63e68f883 |  |  |  | North | Software House | Security/Access Control |  |  |  |  | Module | TRUE | USTAR-ACM |  |  | 1 | [12 empty] | #FFFFFFFF |  |  | FALSE | FALSE | FALSE | [20 empty] | THOR\acont | 2024-03-12 21:43 | THOR\acont | 2024-10-09 10:48
35220473-6b0a-4163-95fc-bfdfdd03494e | NFPA 170 MANUAL PULL |  |  | North | Notifier |  | Manual Station |  |  |  | Module | TRUE | BNG-1TSRL | ++ | Manual Pull Station, single action | 1 | [6 empty] | FALSE | FALSE |  |  |  |  | #FFFF0000 | FA-NFPA 170 MANUAL PULL | 1 | FALSE | FALSE | FALSE | 957 | [13 empty] | FALSE | [7 empty] | THOR\acont | 2024-09-08 17:27 |  | [Det-Tronics, Edwards, Kidde, Notifier] [IDC] 01 30-3013, 30-3013 w/FMM-101, Q3013D, 5621 (C), 5622 (C), 5623 (C), 5624 (C), BNG-1, BNG-1F, BNG-1FTS, BNG-1R, BNG-1SP, BNG-1TS, BNG-1TSL, BNG-1TSR, BNG-1TSRL, CP-651 (C), HD-601 (C), HD-602 (C), HD-603 (C), [Chemtronics, Firelite, MIRCOM, Notifier, System Sensor] [IDC] 01 [*] [IDC 2-WIRE ++] 1151 (C), 1151EIS (C), 1400 (C), 1451 (C), 1451DH (C), 1451DHHT (C), 2100AT (C), 2100S (C), 2100TR (C), 2100TS (C), 2151 w/B110LP (C), 2151 w/B116LP (C), 2151 w/B401 (C
924a18ce-7f63-4270-b6a1-bfe07836d54c | NFPA 170 SMOKE HEAT CO DETECTOR |  |  | North | Autocall |  | Smoke/Heat/CO Detector |  |  |  | Module | TRUE | A4098-9754 w/A4098-9771 | + | Multi-Sensor Photoelectric and Heat Sensing w/CO Base with Sounder | 1 | 0.0008 | 0.001 |  |  |  |  | TRUE | TRUE |  |  |  |  | #FFFF0000 | FA-NFPA 170 SMOKE HEAT CO DETECTOR | 1 | FALSE | FALSE | FALSE | 1408 | [16 empty] | CO, SB |  |  | DESKTOP-7EIEB7A\acont | 2022-04-16 07:51 | THOR\acont | 2024-09-08 17:27 | Cloned from Autocall A4098-9754 w/A4098-9770 | [Autocall, Simplex] [AUX POWER] [24VDC AUX] 4098-9714 w/4098-9771 (C), 4098-9733 w/4098-9771 (C), 4098-9754 w/4098-9771 (C), A4098-9714 w/A4098-9771 (C), A4098-9733 w/A4098-9771 (C), A4098-9754 w/A4098-9771 (C) [Autocall, Simplex] [NAC] [24VDC NAC] 4098-9714 w/4098-9771 (C), 4098-9733 w/4098-9771 (C), 4098-9754 w/4098-9771 (C), A4098-9714 w/A4098-9771 (C), A4098-9733 w/A4098-9771 (C), A4098-9754 w/A4098-9771 (C) [Autocall, Simplex] [IDNet] [SENSORS ++] 4098-9714 (C), 4098-9714 w/4098-9770 (C), 4098-9714 w/4098-9771 (C), 4098-9714 w/4098-9772 (C), 4098-9714 w/4098-9773 (C), 4098-9714 w/4098-9780 (C), 4098-9714 w/4098-9789 (C), 4098-9714 w/4098-9791 (C), 4098-9714
c786c201-c5c8-4827-b4ab-bfe15c7d6254 |  |  |  | North | Siemens | [5 empty] | Module | TRUE | S-HQ | 500-634880 | 8" CEILING SPEAKER WHITE | 1 | [7 empty] | TRUE |  |  |  |  | #FFFFFFFF |  |  | FALSE | FALSE | FALSE | [20 empty] | DESKTOP-7SAL8M7\acont | 2019-08-13 09:04 | THOR\acont | 2024-10-09 10:48
b9be62ef-64ea-4c95-9fc5-bfe47d7e2548 | CADGEN CARD ACCESS CONTROL PANEL | CADGEN CARD ACCESS CONTROL PANEL |  | North | DMP | Security/Access Control | Card Access Control Panel |  |  |  | Assembly | TRUE | 352PM-G | ++ | Extra large enclosure for 8 access control modules. Includes 505-12 Power Supply pre-installed and 324 100 VAC Wire-In Transformer. | 1 | [6 empty] | FALSE | FALSE |  |  | 32" H X 14.5" W X 4" D |  | #FFFF0000 | FA-CADGEN CARD ACCESS CONTROL PANEL | 1 | FALSE | FALSE | FALSE | 212 | [8 empty] | 7,12,18,26,33,55,80 |  |  |  |  | TRUE | [5 empty] | DESKTOP-7EIEB7A\acont | 2023-01-30 07:51 | THOR\acont | 2024-09-08 17:27 | Cloned from DMP 352X
307f0d1d-d917-4cc3-8009-bfeeee5aa9e3 | NFPA 170 ASPIRATING SMOKE DETECTOR |  |  | North | Notifier |  | Air Sampling Detection |  |  |  | Module | TRUE | FSA-5000 | ++ | Intelligent aspirating smoke detector for applications up to 5,000 sq.ft. | 1 | 0.2 | 0.23 |  |  |  |  | FALSE | TRUE |  |  |  |  | #FFFF0000 | FA-NFPA 170 ASPIRATING SMOKE DETECTOR | 1 | FALSE | FALSE | FALSE | 1408 | [13 empty] | FALSE | [7 empty] | THOR\acont | 2024-09-08 17:27 | 20191121 AC Detector without base | [Firelite, Macurco, Notifier, Silent Knight, System Sensor] [IDC] 01 [IDC 4-WIRE ++] 1251B (C), 1412B (C), 1424 (C), 2112/24AT (C), 2112/24S (C), 2112/24TS (C), 2112AITR (C), 2112ATR (C), 2112R (C), 2124AITR (C), 2124ATR (C), 2124R (C), 2151 w/B110RLP (C [Honeywell, Notifier, System Sensor] [SLC MODULES SENSORS] [*] [#2 SHARED ADDR ¦ SENSORS] 2251B (C), 2251-COPTIR (C), 2251-COPTIR w/B200S-WH (C), 2251TB (C), 2251TMB (C), 5251B (C), 5251B-WP (C), 5251H (C), 5251RB (C), 5251RB-WP (C), 7251 (C), 7251DH (C) [Honeywell, Notifier, System Sensor] [SLC SENSORS] [*] [#4 TYPE ADDR ¦ SENSORS] 2251B (C), 2251-COPTIR (C), 2251-COPTIR w/B200S-WH (C), 2251TB (C), 2251TMB (C), 5251B (C), 5251B-WP (C), 5251H (C), 5251RB (C), 5251RB-WP (C), 7251 (C), 7251DH (C), DH200LP
358e8a28-1523-4de7-bf33-bff28f7fe1e0 | NFPA 170 SPEAKER STROBE |  |  | North | Siemens |  | Speaker/Strobe |  |  |  | Module | TRUE | SLSPSWR-N | S54329-F47-A2 | SLSPSWR-N SPK/ST,WALL,RED,NO-TXT | 1 | [12 empty] | #FF0070C0 | FA-NFPA 170 SPEAKER STROBE | 1 | FALSE | FALSE | FALSE | 2019 | [19 empty] | DESKTOP-7SAL8M7\acont | 2019-08-13 09:04 | THOR\acont | 2024-09-08 17:27 |  | [Siemens] [AUDIO 25v] [25V AUDIO] SL2SPSCW-F (C), SLSPCR-A (C), SLSPCR-AL (C), SLSPCR-F (C), SLSPCR-N (C), SLSPCW-A (C), SLSPCW-AL (C), SLSPCW-F (C), SLSPCW-N (C), SLSPSCR-A (C), SLSPSCR-AL (C), SLSPSCR-ALA (C), SLSPSCR-F (C), SLSPSCR-N (C), SLSPSCR-NA ( [Siemens] [NAC] [16 VDC] SLSPSWR-AL, SLSPSWR-ALA, SLSPSWR-F, SLSPSWR-M, SLSPSWR-N, SLSPSWR-NA, SLSPSWW-AL, SLSPSWW-ALA, SLSPSWW-F, SLSPSWW-M, SLSPSWW-N, SLSPSWW-NA, SLSWR-A, SLSWR-AL, SLSWR-ALA, SLSWR-F, SLSWR-FB, SLSWR-N, SLSWR-NA, SLSWW-AL, SLSWW-ALA, [Siemens] [NAC] [24 VDC] SLSPSWR-AL, SLSPSWR-ALA, SLSPSWR-F, SLSPSWR-M, SLSPSWR-N, SLSPSWR-NA, SLSPSWW-AL, SLSPSWW-ALA, SLSPSWW-F, SLSPSWW-M, SLSPSWW-N, SLSPSWW-NA, SLSWR-A, SLSWR-AL, SLSWR-ALA, SLSWR-F, SLSWR-FB, SLSWR-N, SLSWR-NA, SLSWW-AL, SLSWW-ALA, [Siemens] [AUDIO 70.7v] [70V AUDIO] SL2SPSCW-F (C), SLSPCR-A (C), SLSPCR-AL (C), SLSPCR-F (C), SLSPCR-N (C), SLSPCW-A (C), SLSPCW-AL (C), SLSPCW-F (C), SLSPCW-N (C), SLSPSCR-A (C), SLSPSCR-AL (C), SLSPSCR-ALA (C), SLSPSCR-F (C), SLSPSCR-N (C), SLSPSCR-NA
90e9cc03-a20f-445a-95ce-bff7f863ab6c | NFPA 170 EM STROBE WALL |  |  | North | Siemens |  | Strobe |  |  |  | Module | TRUE | ST-AMC-RETRO-R-MNS | S54301-Z87-A1+ | MNS Amber Strobe, multi Candela − Wall Mount, Red [RETRO PLATE] − ‘ALERT’ | 1 | [12 empty] | #FF0070C0 | FA-NFPA 170 EM STROBE WALL | 1 | FALSE | FALSE | FALSE | 2008 | [19 empty] | DESKTOP-7SAL8M7\acont | 2019-08-13 09:04 | THOR\acont | 2024-09-08 17:27 | B,T | [Siemens] [NAC] [VFWR WALL] SET-AMC-CR-MNS-ALERT (C), SET-AMC-CW-MNS-ALERT (C), SET-AMC-R-MNS-ALERT, SET-AMC-W-MNS-ALERT, ST-AMC-CR-MNS-ALRT (C), ST-AMC-CW-MNS-ALRT (C), ST-AMC-RETRO-R-MNS, ST-AMC-RETRO-W-MNS, ST-AMC-R-MNS-ALERT, ST-AMC-W-MNS-ALERT [Siemens] [NAC] [VFWR CEILING] SET-AMC-CR-MNS-ALERT (C), SET-AMC-CW-MNS-ALERT (C), SET-AMC-R-MNS-ALERT, SET-AMC-W-MNS-ALERT, ST-AMC-CR-MNS-ALRT (C), ST-AMC-CW-MNS-ALRT (C), ST-AMC-RETRO-R-MNS, ST-AMC-RETRO-W-MNS, ST-AMC-R-MNS-ALERT, ST-AMC-W-MNS-ALERT [Siemens] [NAC] [VDC CEILING] SET-AMC-CR-MNS-ALERT (C), SET-AMC-CW-MNS-ALERT (C), SET-AMC-R-MNS-ALERT, SET-AMC-W-MNS-ALERT, ST-AMC-CR-MNS-ALRT (C), ST-AMC-CW-MNS-ALRT (C), ST-AMC-RETRO-R-MNS, ST-AMC-RETRO-W-MNS, ST-AMC-R-MNS-ALERT, ST-AMC-W-MNS-ALERT [Siemens] [NAC] [VDC WALL] SET-AMC-CR-MNS-ALERT (C), SET-AMC-CW-MNS-ALERT (C), SET-AMC-R-MNS-ALERT, SET-AMC-W-MNS-ALERT, ST-AMC-CR-MNS-ALRT (C), ST-AMC-CW-MNS-ALRT (C), ST-AMC-RETRO-R-MNS, ST-AMC-RETRO-W-MNS, ST-AMC-R-MNS-ALERT, ST-AMC-W-MNS-ALERT
7eb42bc9-549c-4fdf-96ca-bff9a29e1746 |  |  |  | North | Autocall |  | Cards & Components |  |  |  | Card | TRUE | A100-1210 |  | Analog Controller Board only | 1 | 0.225 | 0.225 |  |  |  |  | TRUE | [5 empty] | #FFFFFFFF |  |  | FALSE | FALSE | FALSE | [20 empty] | DESKTOP-0D6CQVA\lousc | 2019-07-07 13:11 | THOR\acont | 2024-10-09 10:48
98b3cd40-0fb1-43df-9a24-bffbad0e590f |  |  |  | North | Gamewell FCI |  | Cards & Components |  |  |  | Card | TRUE | 7100 Main Board |  | Main board | 1 | 0.075 | 0.95 | 3.335 |  |  |  | TRUE | [5 empty] | #FFFFFFFF |  |  | FALSE | FALSE | FALSE | [14 empty] | FALSE | [7 empty] | THOR\acont | 2024-11-18 17:05 |  | [Gamewell FCI, Honeywell] [VAC ] [120VAC] 7100 Main Board, FireVac IV (50W, 25V) Main Board, FireVac IV (50W, 70V) Main Board, FLEX 410 Main Board, GF505 Main Board, GF506R Main Board, GF510 Main Board, GFPS-6 Main Board, GFPS-9 Main Board, GWF402 Main B [Gamewell FCI, Honeywell] [VAC ] 7100 Main Board, FireVac IV (50W, 25V) Main Board, FireVac IV (50W, 70V) Main Board, FLEX 410 Main Board, GF505 Main Board, GF506R Main Board, GF510 Main Board, GFPS-6 Main Board, GFPS-9 Main Board, GWF402 Main Board, GWF | [Gamewell FCI, MIRCOM] 7100 Main Board, FX-2000MNS Main Card [Gamewell FCI, Notifier] 7100 Main Board, SFP-2402 MAIN BOARD, SFP-2404 MAIN BOARD
9dc97a30-bdff-47b8-9708-bfff77e5a8e2 | NFPA 170 SMOKE HEAT CO DETECTOR |  |  | North | Kidde |  | Smoke/Heat/CO Detector |  |  |  | Module | TRUE | KIR-OSHCD w/KI-SB BASE | ++ | Multisensor Smoke, Heat, and CO Detector | 1 | 4.3e-05 | 7e-05 |  |  |  |  | FALSE | TRUE |  |  |  |  | #FFFF0000 | FA-NFPA 170 SMOKE HEAT CO DETECTOR | 1 | FALSE | FALSE | FALSE | 1408 | [13 empty] | FALSE | [5 empty] | AUGUSTALIEN\aucon | 2023-04-05 11:19 | THOR\acont | 2024-09-08 17:27 | Cloned from Kidde KI-OSCD w/KI-SB BASE | [Edwards, Kidde] [SLC EST MODULES/SENSORS] 01 [*] [iO64] DS-HFS (C), DS-PS (C), FX-HD w/IB4U BASE, FX-HD w/RB4U BASE, FX-HD w/SB4U BASE, FX-HD w/SB4U-LF BASE, FX-HD wB4U BASE, FX-PD w/B4U BASE (C), FX-PD w/IB4U BASE (C), FX-PD w/SB4U BASE (C), FX-PD w/SB [Edwards, Kidde] [SLC EST SENSORS] 01 [*] [EST3, iO1000] DS-HFS (C), DS-PS (C), FX-HD w/IB4U BASE, FX-HD w/RB4U BASE, FX-HD w/SB4U BASE, FX-HD w/SB4U-LF BASE, FX-HD wB4U BASE, FX-PD w/B4U BASE (C), FX-PD w/IB4U BASE (C), FX-PD w/SB4U BASE (C), FX-PD w/SB [Kidde] [SLC EST MODULES SENSORS] [*] [#2 SHARED ADDR ¦ SENSORS] DS-HFS (C), DS-PS (C), FX-HD w/IB4U BASE, FX-HD w/RB4U BASE, FX-HD w/SB4U BASE, FX-HD w/SB4U-LF BASE, FX-HD wB4U BASE, FX-PD w/B4U BASE (C), FX-PD w/IB4U BASE (C), FX-PD w/SB4U BASE (C), FX [Kidde] [SLC EST SENSORS] [*] [#4 TYPE ADDR ¦ SENSORS] DS-HFS (C), DS-PS (C), FX-HD w/IB4U BASE, FX-HD w/RB4U BASE, FX-HD w/SB4U BASE, FX-HD w/SB4U-LF BASE, FX-HD wB4U BASE, FX-PD w/B4U BASE (C), FX-PD w/IB4U BASE (C), FX-PD w/SB4U BASE (C), FX-PD w/SB4U
21f151c8-16f6-4bb7-8f50-c002049250fc | NFPA 170 SPEAKER STROBE |  |  | North | Edwards |  | Speaker/Strobe |  |  |  | Module | TRUE | G4HFWN-S7VMB |  | 70V Speaker/Strobe, White, 15, 30, 75, 110 cd, Blue | 1 | 0 | 0.294 |  |  |  |  | FALSE | [5 empty] | #FF0070C0 | FA-NFPA 170 SPEAKER STROBE | 1 | FALSE | FALSE | FALSE | 2019 | [13 empty] | FALSE | [7 empty] | THOR\acont | 2024-09-08 17:27 |  | [Edwards, Kidde] [AUDIO 70.7v] [70V AUDIO] G4F-S7, G4F-S7V1575, G4F-S7VM, G4HFRF-S7, G4HFRF-S7VMC, G4HFRN-S7, G4HFRN-S7VMC, G4HFWA-S7, G4HFWA-S7VMA, G4HFWA-S7VMC, G4HFWF-S7, G4HFWF-S7VMC, G4HFWN-S7, G4HFWN-S7VMA, G4HFWN-S7VMB, G4HFWN-S7VMC, G4RF-S7, G4RF [Edwards, Kidde] [NAC] [16 VDC] G4ERA-A, G4ERA-B, G4ERA-G, G4ERA-R, G4ERF-C, G4ERN-A, G4ERN-B, G4ERN-C, G4ERN-G, G4ERN-R, G4EWA-A, G4EWA-B, G4EWA-G, G4EWA-R, G4EWF-C, G4EWN-A, G4EWN-B, G4EWN-C, G4EWN-G, G4EWN-R, G4F-S2V1575, G4F-S2VM, G4F-S7V1575, G4F-S7 [Edwards, Kidde] [NAC] [24 VDC] G4ERA-A, G4ERA-B, G4ERA-G, G4ERA-R, G4ERF-C, G4ERN-A, G4ERN-B, G4ERN-C, G4ERN-G, G4ERN-R, G4EWA-A, G4EWA-B, G4EWA-G, G4EWA-R, G4EWF-C, G4EWN-A, G4EWN-B, G4EWN-C, G4EWN-G, G4EWN-R, G4F-S2V1575, G4F-S2VM, G4F-S7V1575, G4F-S7
692704f1-affb-49a4-8c90-c00549e74bae | NFPA 170 ADDRESSABLE INPUT MONITOR MODULE |  |  | North | Kidde |  | Addressable Module |  |  |  | Module | TRUE | GSA-WTM | + | Signature waterflow/tamper module, one-gang standard mount | 2 | 0.000223 | 0.0001 |  |  |  |  | FALSE | [5 empty] | #FFFF0000 | FA-NFPA 170 ADDRESSABLE INPUT MONITOR MODULE | 1 | FALSE | FALSE | FALSE | 1000 | [13 empty] | FALSE | [5 empty] | AULAPTOP-PC\Aulaptop | 2018-09-03 13:55 | THOR\acont | 2024-09-08 17:27 |  | [Edwards, Kidde] [SLC EST MODULES/SENSORS] 04 [iO64] FX-IDC2B, FX-IDCWS, GSA-CT2, GSA-MCT2, GSA-REL, GSA-WTM, SIGA-CC2, SIGA-CC2A, SIGA-CT2, SIGA-CT2I, SIGA-MCC2, SIGA-MCC2A, SIGA-MCT2, SIGA-REL, SIGA-WTM [Edwards, Kidde] [SLC EST MODULES] 02 [EST3, iO1000 ] FX-IDC2B, FX-IDCWS, GSA-CT2, GSA-MCT2, GSA-REL, GSA-T3T4, GSA-WTM, SIGA-AA30, SIGA-AA50, SIGA-CC2, SIGA-CC2A, SIGA-CT2, SIGA-CT2I, SIGA-MCC2, SIGA-MCC2A, SIGA-MCT2, SIGA-MDM, SIGA-REL, SIGA-TCDR, SIGA [Kidde] [SLC EST MODULES] [*] [#3 TYPE ADDR ¦ MODULES] 76-330002-101, 84-330002-001, FX-270, FX-278, FX-2WIRE, FX-IDC1A, FX-IDC1B, FX-IDC2B, FX-IDCWS, FX-ISO, FX-NAC, FX-RLY, GSA-CC1, GSA-CC1S, GSA-CC2, GSA-CR, GSA-CRH, GSA-CRR, GSA-CT1, GSA-CT2, GSA-IO, [Edwards, Kidde] [SLC EST MODULES/SENSORS] 02 [*] [iO64] 70-417008-001, FX-2WIRE, FX-IDC1A, FX-IDC1B, FX-IDC2B, FX-IDCWS, FX-NAC, GSA-CC1, GSA-CC1S, GSA-CC2, GSA-CT1, GSA-CT2, GSA-IO, GSA-MAB, GSA-MCC1, GSA-MCC1S, GSA-MCC2, GSA-MCT2, GSA-MIO, GSA-MM1, GS [Kidde] [SLC EST MODULES SENSORS] [*] [#1 SHARED ADDR ¦ MODULES] 76-330002-101, 84-330002-001, FX-270, FX-278, FX-2WIRE, FX-IDC1A, FX-IDC1B, FX-IDC2B, FX-IDCWS, FX-ISO, FX-NAC, FX-RLY, GSA-CC1, GSA-CC1S, GSA-CC2, GSA-CR, GSA-CRH, GSA-CRR, GSA-CT1, GSA-CT [Edwards, Kidde] [SLC EST MODULES] 01 [*] [EST3, iO1000 ] FX-2WIRE, FX-IDC1A, FX-IDC1B, FX-IDC2B, FX-IDCWS, FX-ISO, FX-NAC, GSA-CC1, GSA-CC1S, GSA-CC2, GSA-CT1, GSA-CT2, GSA-IO, GSA-MAB, GSA-MCC1, GSA-MCC1S, GSA-MCC2, GSA-MCT2, GSA-MIO, GSA-MM1, GSA-MRM1 | [Edwards, Kidde] FX-IDC2B, FX-IDCWS, GSA-CT2, GSA-MCT2, GSA-WTM, SIGA-CT2, SIGA-CT2I, SIGA-MCT2, SIGA-WTM
ea164a69-d312-4f15-8383-c01451bfc81c | NFPA 170 STROBE WALL |  |  | North | Kidde |  | Strobe |  |  |  | Module | TRUE | WGVRF-FR | ++ | Outdoor rated strobe, red, fire feu | 1 | [6 empty] | FALSE | [5 empty] | #FF0070C0 | FA-NFPA 170 STROBE WALL | 1 | FALSE | FALSE | FALSE | 2023 | [13 empty] | FALSE |  |  | WP |  |  | THOR\acont | 2024-12-19 13:51 | THOR\acont | 2024-12-19 13:57 | Cloned from Edwards WGVRF-FR | [Edwards, Kidde] [NAC] [VDC] WGSVRA, WGSVRF, WGSVRF-FR, WGSVRF-SP, WGSVRN, WGSVWA, WGSVWF, WGSVWF-FR, WGSVWF-SP, WGSVWN, WGVRA, WGVRF, WGVRF-FR, WGVRF-SP, WGVRN, WGVWA, WGVWF, WGVWF-FR, WGVWF-SP, WGVWN
5b99041e-2648-4c23-a884-c01a2e148093 |  |  |  | North | Gamewell FCI |  | Cards & Components |  |  |  | Card | TRUE | GFPS-9 Main Board | + | Fire Alarm Power Supply Main Board | 1 | 0.075 | 0.175 |  |  |  |  | TRUE | FALSE |  |  |  |  | #FFFFFFFF |  |  | FALSE | FALSE | FALSE | [14 empty] | FALSE | [7 empty] | THOR\acont | 2024-10-09 10:48 |  | [Gamewell FCI, Honeywell] [VAC ] 7100 Main Board, FireVac IV (50W, 25V) Main Board, FireVac IV (50W, 70V) Main Board, FLEX 410 Main Board, GF505 Main Board, GF506R Main Board, GF510 Main Board, GFPS-6 Main Board, GFPS-9 Main Board, GWF402 Main Board, GWF [Firelite, Gamewell FCI, Honeywell, Notifier] [NAC Trigger] GFPS-6 Main Board, GFPS-9 Main Board, HPFF12 Main Board, HPFF8 Main Board [Gamewell FCI, Honeywell] [VAC ] [120VAC] 7100 Main Board, FireVac IV (50W, 25V) Main Board, FireVac IV (50W, 70V) Main Board, FLEX 410 Main Board, GF505 Main Board, GF506R Main Board, GF510 Main Board, GFPS-6 Main Board, GFPS-9 Main Board, GWF402 Main B | [Gamewell FCI] GFPS-6 Main Board, GFPS-9 Main Board, SNAC-9 MAIN BOARD
f7eee2a0-16fe-4db7-ac06-c01e4ec97e75 |  |  |  | North | Siemens |  | Hardware |  |  |  | Hardware | TRUE | DB |  | Series Detector Base | 1 | [12 empty] | #FFFFFFFF |  |  | FALSE | FALSE | FALSE | [20 empty] | AULAPTOP-PC\Aulaptop | 2019-04-20 11:42 | THOR\acont | 2024-10-09 10:48
9752164d-45c1-437c-bbb2-c0210cffeb07 |  |  |  | North | Siemens | [5 empty] | Module | TRUE | SPSB-R | 500-636112 | SE SPEAKER WALL SURFACE BACK BOX RED | 1 | [12 empty] | #FFFFFFFF |  |  | FALSE | FALSE | FALSE | [20 empty] | DESKTOP-7SAL8M7\acont | 2019-08-13 09:04 | THOR\acont | 2024-10-09 10:48
d7b3fed2-17f9-403a-8039-c02b6e694074 | NFPA 170 SMOKE HEAT DETECTOR |  |  | North | Kidde |  | Smoke/Heat Detector |  |  |  | Module | TRUE | KI-PHD w/KI-ABDT BASE | ++ | Intelligent Multisensor Smoke and Heat Detector | 1 | 5.1e-05 | 4.5e-05 |  |  |  |  | FALSE | TRUE |  |  |  |  | #FFFF0000 | FA-NFPA 170 SMOKE HEAT DETECTOR | 1 | FALSE | FALSE | FALSE | 1408 | [13 empty] | FALSE | [5 empty] | DESKTOP-7SAL8M7\acont | 2020-01-02 08:41 | THOR\acont | 2024-10-08 16:33 | Cloned from Edwards SIGA-PHD w/SIGA-AB4GT BASE | [Edwards, Kidde] [SLC EST SENSORS] 01 [*] [EST3, iO1000] DS-HFS (C), DS-PS (C), FX-HD w/IB4U BASE, FX-HD w/RB4U BASE, FX-HD w/SB4U BASE, FX-HD w/SB4U-LF BASE, FX-HD wB4U BASE, FX-PD w/B4U BASE (C), FX-PD w/IB4U BASE (C), FX-PD w/SB4U BASE (C), FX-PD w/SB [Kidde] [SLC EST SENSORS] [*] [#4 TYPE ADDR ¦ SENSORS] DS-HFS (C), DS-PS (C), FX-HD w/IB4U BASE, FX-HD w/RB4U BASE, FX-HD w/SB4U BASE, FX-HD w/SB4U-LF BASE, FX-HD wB4U BASE, FX-PD w/B4U BASE (C), FX-PD w/IB4U BASE (C), FX-PD w/SB4U BASE (C), FX-PD w/SB4U [Edwards, Kidde] [SLC EST MODULES/SENSORS] 01 [*] [iO64] DS-HFS (C), DS-PS (C), FX-HD w/IB4U BASE, FX-HD w/RB4U BASE, FX-HD w/SB4U BASE, FX-HD w/SB4U-LF BASE, FX-HD wB4U BASE, FX-PD w/B4U BASE (C), FX-PD w/IB4U BASE (C), FX-PD w/SB4U BASE (C), FX-PD w/SB [Kidde] [SLC EST MODULES SENSORS] [*] [#2 SHARED ADDR ¦ SENSORS] DS-HFS (C), DS-PS (C), FX-HD w/IB4U BASE, FX-HD w/RB4U BASE, FX-HD w/SB4U BASE, FX-HD w/SB4U-LF BASE, FX-HD wB4U BASE, FX-PD w/B4U BASE (C), FX-PD w/IB4U BASE (C), FX-PD w/SB4U BASE (C), FX [Edwards, Kidde] [AUX POWER] KI-COD w/KI-ABDT BASE (C), KI-HCD w/KI-ABDT BASE, KI-HRD w/KI-ABDT BASE, KI-PCD w/KI-ABDT BASE (C), KI-PD w/KI-ABDT BASE (C), KI-PHCD w/KI-ABDT BASE (C), KI-PHD w/KI-ABDT BASE (C), KIR-COD w/KI-ABDT BASE (C), KIR-HCD w/KI-ABD
e1d91101-86f9-46eb-99cd-c02cdf824b1e |  |  |  | North | Edwards |  | Cards & Components |  |  |  | Card | TRUE | FSB-PC2 |  | EST3 to BMS Communications Bridge | 1 | 0.5 | 0.5 |  |  |  |  | TRUE | [5 empty] | #FFFFFFFF |  |  | FALSE | FALSE | FALSE | [14 empty] | FALSE | [7 empty] | THOR\acont | 2024-10-09 10:48
6d01464b-d4ec-4809-81ce-c030a5814ca9 | NFPA 170 SPEAKER STROBE CEILING |  |  | North | Siemens |  | Speaker/Strobe |  |  |  | Module | TRUE | SET-MC-CW | 500-636063 | ET MULTI-CANDELA WHITE CEILING | 1 | [7 empty] | TRUE |  |  |  |  | #FF0070C0 | FA-NFPA 170 SPEAKER STROBE CEILING | 1 | FALSE | FALSE | FALSE | [20 empty] | DESKTOP-7SAL8M7\acont | 2019-08-13 09:04 | THOR\acont | 2024-09-08 17:27 |  | [Siemens] [AUDIO 70.7v] [70V AUDIO] SET-AMC-CR-MNS-ALERT (C), SET-AMC-CW-MNS-ALERT (C), SET-AMC-R-MNS-ALERT, SET-AMC-W-MNS-ALERT, SET-CMC-CR-MNS-ALERT (C), SET-CMC-CW-MNS-ALERT (C), SET-CMC-R-MNS-ALERT, SET-CMC-W-MNS-ALERT, SET-CR (C), SET-CW (C), SET-HM [Siemens] [AUDIO 25v] [25V AUDIO] SET-AMC-CR-MNS-ALERT (C), SET-AMC-CW-MNS-ALERT (C), SET-AMC-R-MNS-ALERT, SET-AMC-W-MNS-ALERT, SET-CMC-CR-MNS-ALERT (C), SET-CMC-CW-MNS-ALERT (C), SET-CMC-R-MNS-ALERT, SET-CMC-W-MNS-ALERT, SET-CR (C), SET-CW (C), SET-HMC- [Siemens] [NAC] [VDC] SET-MC-CR (C), SET-MC-CW (C)
c5ae6e5c-eddc-4322-83f6-c03de75ae970 | NFPA 170 SMOKE DETECTOR |  |  | North | Edwards |  | Smoke Detector |  |  |  | Module | TRUE | SIGA-PHSI w/SIGA-AB4G-LF BASE | ++ | 3D Multisensor Detector, EN-54 Listed | 1 | 4.5e-05 | 4.5e-05 |  |  |  |  | FALSE | TRUE |  |  |  |  | #FFFF0000 | FA-NFPA 170 SMOKE DETECTOR | 1 | FALSE | FALSE | FALSE | 1408 | [13 empty] | FALSE |  |  | LF |  |  |  |  | THOR\acont | 2024-10-09 10:48 | 20191121 AC Detector with base | [Edwards, Kidde] [SLC EST SENSORS] [*] [#4 TYPE ADDR ¦ SENSORS] KI-DDOS (C), SIGA2-COS w/SIGA-AB4G BASE, SIGA2-COS w/SIGA-AB4G-LF BASE, SIGA2-COS w/SIGA-AB4GT BASE, SIGA2-COS w/SIGA-IB BASE, SIGA2-COS w/SIGA-RB BASE, SIGA2-COS w/SIGA-SB BASE, SIGA2-HCOS [Edwards, Kidde] [SLC EST SENSORS] 01 [*] [EST3, iO1000] DS-HFS (C), DS-PS (C), FX-HD w/IB4U BASE, FX-HD w/RB4U BASE, FX-HD w/SB4U BASE, FX-HD w/SB4U-LF BASE, FX-HD wB4U BASE, FX-PD w/B4U BASE (C), FX-PD w/IB4U BASE (C), FX-PD w/SB4U BASE (C), FX-PD w/SB [Edwards, Kidde] [AUX POWER] FX-HD w/SB4U-LF BASE, FX-PD w/SB4U-LF BASE (C), FX-PHD w/SB4U-LF BASE (C), SIGA2-COS w/SIGA-AB4G-LF BASE, SIGA2-HCOS w/SIGA-AB4G-LF BASE, SIGA2-HFS w/SIGA-AB4G-LF BASE, SIGA2-HRS w/SIGA-AB4G-LF BASE, SIGA2-PCOS w/SIGA-AB4G-LF [Edwards, Kidde] [SLC EST MODULES SENSORS] [*] [#2 SHARED ADDR ¦ SENSORS] KI-DDOS (C), SIGA2-COS w/SIGA-AB4G BASE, SIGA2-COS w/SIGA-AB4G-LF BASE, SIGA2-COS w/SIGA-AB4GT BASE, SIGA2-COS w/SIGA-IB BASE, SIGA2-COS w/SIGA-RB BASE, SIGA2-COS w/SIGA-SB BASE, S [Edwards, Kidde] [SLC EST MODULES/SENSORS] 01 [*] [iO64] DS-HFS (C), DS-PS (C), FX-HD w/IB4U BASE, FX-HD w/RB4U BASE, FX-HD w/SB4U BASE, FX-HD w/SB4U-LF BASE, FX-HD wB4U BASE, FX-PD w/B4U BASE (C), FX-PD w/IB4U BASE (C), FX-PD w/SB4U BASE (C), FX-PD w/SB
b4e5fc1a-36d3-4388-bd1a-c04817bc7a37 | NFPA 170 SMOKE DETECTOR |  |  | North | Firelite |  | Smoke Detector |  |  |  | Module | TRUE | SD365T w/B200S-LF-WH | + | White, Addressable photoelectric detector, Thermal, Low Frequency Sounder Base | 1 | 0.0002 | 0.0045 |  |  |  |  | FALSE | TRUE |  |  |  |  | #FFFF0000 | FA-NFPA 170 SMOKE DETECTOR | 1 | FALSE | FALSE | FALSE | 1408 | [13 empty] | FALSE |  |  | LF |  |  | DESKTOP-7SAL8M7\acont | 2019-03-28 05:24 | THOR\acont | 2024-09-08 17:27 | 20191121 AC Detector with base | [Firelite, System Sensor] [SLC MODULES SENSORS] [*] [#2 SHARED ADDR ¦ SENSORS] AD355 w/B200SR-LF-WH (C), AD355 w/B200SR-WH (C), AD355 w/B210LP (C), AD355 w/B224BI-WH (C), AD355 w/B224RB-WH (C), AD355 w/B501 (C), BEAM355 (C), BEAM355S (C), CP355 w/B200SR- [Firelite, System Sensor] [SLC SENSORS] [*] [#4 TYPE ADDR ¦ SENSORS] AD355 w/B200SR-LF-WH (C), AD355 w/B200SR-WH (C), AD355 w/B210LP (C), AD355 w/B224BI-WH (C), AD355 w/B224RB-WH (C), AD355 w/B501 (C), BEAM355 (C), BEAM355S (C), CP355 w/B200SR-WH (C), CP [Firelite, System Sensor] [AUX POWER] [*] [16VDC, HIGH VOLUME] AD355 w/B200SR-LF-WH (C), H355 w/B200SR-LF (C), H355HT w/B200SR-LF (C), H355R w/B200SR-LF (C), H365 w/B200S-LF-WH (C), H365HT w/B200S-LF-WH (C), H365R w/B200S-LF-WH (C), SD355 w/B200SR-LF (C) [Firelite, System Sensor] [AUX POWER] [24VDC, HIGH VOLUME] AD355 w/B200SR-LF-WH (C), H355 w/B200SR-LF (C), H355HT w/B200SR-LF (C), H355R w/B200SR-LF (C), H365 w/B200S-LF-WH (C), H365HT w/B200S-LF-WH (C), H365R w/B200S-LF-WH (C), SD355 w/B200SR-LF (C), SD
55e97337-3663-4d61-88e5-c048a26847a4 | CADGEN LINE BREAK DOUBLE 1 |  |  | East | Generic |  | Miscellaneous |  |  |  | Module | TRUE | LINE BREAK (DOUBLE) |  |  | 1 | [6 empty] | FALSE | FALSE | PROVIDED BY ELECTRICAL CONTRACTOR |  | PROVIDED BY OTHERS |  | #FFFF0000 | FA-CADGEN LINE BREAK DOUBLE 1 | 1 | TRUE | TRUE | FALSE | [14 empty] | FALSE | [5 empty] | DESKTOP-7EIEB7A\acont | 2022-03-11 11:06 | THOR\acont | 2024-09-08 17:27 | Cloned from Generic WIREPATH RISER | [Generic, N/A, Space Age Electronics] [JUNCTION PASSTHROUGH] [#6] CLASS A RETURN, END OF LINE DEVICE, END OF LINE RESISTOR, FIBER PATCH PANEL, FIRE ALARM TERMINAL CABINET, FURNISHED BY OTHERS, FURNISHED BY OTHERS, JUNCTION BOX, JUNCTION BOX CEILING, LINE [Generic, N/A] [JUNCTION PASSTHROUGH] [#41] CLASS A RETURN, END OF LINE DEVICE, END OF LINE RESISTOR, FIBER PATCH PANEL, FIRE ALARM TERMINAL CABINET, FURNISHED BY OTHERS, FURNISHED BY OTHERS, JUNCTION BOX, JUNCTION BOX CEILING, LINE BREAK (DOUBLE), LINE [Generic, N/A] [JUNCTION PASSTHROUGH] [#25] CLASS A RETURN, END OF LINE DEVICE, END OF LINE RESISTOR, FIBER PATCH PANEL, FIRE ALARM TERMINAL CABINET, FURNISHED BY OTHERS, FURNISHED BY OTHERS, JUNCTION BOX, JUNCTION BOX CEILING, LINE BREAK (DOUBLE), LINE [Generic, N/A] [JUNCTION PASSTHROUGH] [#14] CLASS A RETURN, END OF LINE DEVICE, END OF LINE RESISTOR, FIBER PATCH PANEL, FIRE ALARM TERMINAL CABINET, FURNISHED BY OTHERS, FURNISHED BY OTHERS, JUNCTION BOX, JUNCTION BOX CEILING, LINE BREAK (DOUBLE), LINE [Generic, N/A] [JUNCTION PASSTHROUGH] [#34] CLASS A RETURN, END OF LINE DEVICE, END OF LINE RESISTOR, FIBER PATCH PANEL, FIRE ALARM TERMINAL CABINET, FURNISHED BY OTHERS, FURNISHED BY OTHERS, JUNCTION BOX, JUNCTION BOX CEILING, LINE BREAK (DOUBLE), LINE [Generic, N/A] [JUNCTION PASSTHROUGH] [#19] CLASS A RETURN, END OF LINE DEVICE, END OF LINE RESISTOR, FIBER PATCH PANEL, FIRE ALARM TERMINAL CABINET, FURNISHED BY OTHERS, FURNISHED BY OTHERS, JUNCTION BOX, JUNCTION BOX CEILING, LINE BREAK (DOUBLE), LINE [Generic, N/A] [JUNCTION PASSTHROUGH] [#35] CLASS A RETURN, END OF LINE DEVICE, END OF LINE RESISTOR, FIBER PATCH PANEL, FIRE ALARM TERMINAL CABINET, FURNISHED BY OTHERS, FURNISHED BY OTHERS, JUNCTION BOX, JUNCTION BOX CEILING, LINE BREAK (DOUBLE), LINE [Generic, N/A] [JUNCTION PASSTHROUGH] [#37] CLASS A RETURN, END OF LINE DEVICE, END OF LINE RESISTOR, FIBER PATCH PANEL, FIRE ALARM TERMINAL CABINET, FURNISHED BY OTHERS, FURNISHED BY OTHERS, JUNCTION BOX, JUNCTION BOX CEILING, LINE BREAK (DOUBLE), LINE [Generic, N/A, Space Age Electronics] [JUNCTION PASSTHROUGH] [#7] CLASS A RETURN, END OF LINE DEVICE, END OF LINE RESISTOR, FIBER PATCH PANEL, FIRE ALARM TERMINAL CABINET, FURNISHED BY OTHERS, FURNISHED BY OTHERS, JUNCTION BOX, JUNCTION BOX CEILING, LINE [Generic, N/A] [JUNCTION PASSTHROUGH] [#40] CLASS A RETURN, END OF LINE DEVICE, END OF LINE RESISTOR, FIBER PATCH PANEL, FIRE ALARM TERMINAL CABINET, FURNISHED BY OTHERS, FURNISHED BY OTHERS, JUNCTION BOX, JUNCTION BOX CEILING, LINE BREAK (DOUBLE), LINE [Generic, N/A] [JUNCTION PASSTHROUGH] [#39] CLASS A RETURN, END OF LINE DEVICE, END OF LINE RESISTOR, FIBER PATCH PANEL, FIRE ALARM TERMINAL CABINET, FURNISHED BY OTHERS, FURNISHED BY OTHERS, JUNCTION BOX, JUNCTION BOX CEILING, LINE BREAK (DOUBLE), LINE [Generic, N/A] [JUNCTION PASSTHROUGH] [#11] CLASS A RETURN, END OF LINE DEVICE, END OF LINE RESISTOR, FIBER PATCH PANEL, FIRE ALARM TERMINAL CABINET, FURNISHED BY OTHERS, FURNISHED BY OTHERS, JUNCTION BOX, JUNCTION BOX CEILING, LINE BREAK (DOUBLE), LINE [Generic, N/A] [JUNCTION PASSTHROUGH] [#38] CLASS A RETURN, END OF LINE DEVICE, END OF LINE RESISTOR, FIBER PATCH PANEL, FIRE ALARM TERMINAL CABINET, FURNISHED BY OTHERS, FURNISHED BY OTHERS, JUNCTION BOX, JUNCTION BOX CEILING, LINE BREAK (DOUBLE), LINE [Generic, N/A] [JUNCTION PASSTHROUGH] [#30] CLASS A RETURN, END OF LINE DEVICE, END OF LINE RESISTOR, FIBER PATCH PANEL, FIRE ALARM TERMINAL CABINET, FURNISHED BY OTHERS, FURNISHED BY OTHERS, JUNCTION BOX, JUNCTION BOX CEILING, LINE BREAK (DOUBLE), LINE [Generic, N/A, Space Age Electronics] [JUNCTION PASSTHROUGH] [#8] CLASS A RETURN, END OF LINE DEVICE, END OF LINE RESISTOR, FIBER PATCH PANEL, FIRE ALARM TERMINAL CABINET, FURNISHED BY OTHERS, FURNISHED BY OTHERS, JUNCTION BOX, JUNCTION BOX CEILING, LINE [Generic, N/A, Space Age Electronics] [JUNCTION PASSTHROUGH] [#5] CLASS A RETURN, END OF LINE DEVICE, END OF LINE RESISTOR, FIBER PATCH PANEL, FIRE ALARM TERMINAL CABINET, FURNISHED BY OTHERS, FURNISHED BY OTHERS, JUNCTION BOX, JUNCTION BOX CEILING, LINE [Generic, N/A] [JUNCTION PASSTHROUGH] [#27] CLASS A RETURN, END OF LINE DEVICE, END OF LINE RESISTOR, FIBER PATCH PANEL, FIRE ALARM TERMINAL CABINET, FURNISHED BY OTHERS, FURNISHED BY OTHERS, JUNCTION BOX, JUNCTION BOX CEILING, LINE BREAK (DOUBLE), LINE [Generic, N/A] [JUNCTION PASSTHROUGH] [#32] CLASS A RETURN, END OF LINE DEVICE, END OF LINE RESISTOR, FIBER PATCH PANEL, FIRE ALARM TERMINAL CABINET, FURNISHED BY OTHERS, FURNISHED BY OTHERS, JUNCTION BOX, JUNCTION BOX CEILING, LINE BREAK (DOUBLE), LINE [Generic, N/A] [JUNCTION PASSTHROUGH] [#36] CLASS A RETURN, END OF LINE DEVICE, END OF LINE RESISTOR, FIBER PATCH PANEL, FIRE ALARM TERMINAL CABINET, FURNISHED BY OTHERS, FURNISHED BY OTHERS, JUNCTION BOX, JUNCTION BOX CEILING, LINE BREAK (DOUBLE), LINE [Generic, N/A, Space Age Electronics] [JUNCTION PASSTHROUGH] 02 [ALL DEVICES ++] CLASS A RETURN, END OF LINE DEVICE, END OF LINE RESISTOR, FIBER PATCH PANEL, FIRE ALARM TERMINAL CABINET, FURNISHED BY OTHERS, FURNISHED BY OTHERS, JUNCTION BOX, JUNCTION BO [Generic, N/A, Space Age Electronics] [JUNCTION PASSTHROUGH] [#3] CLASS A RETURN, END OF LINE DEVICE, END OF LINE RESISTOR, FIBER PATCH PANEL, FIRE ALARM TERMINAL CABINET, FURNISHED BY OTHERS, FURNISHED BY OTHERS, JUNCTION BOX, JUNCTION BOX CEILING, LINE [Generic, N/A] [JUNCTION PASSTHROUGH] [#28] CLASS A RETURN, END OF LINE DEVICE, END OF LINE RESISTOR, FIBER PATCH PANEL, FIRE ALARM TERMINAL CABINET, FURNISHED BY OTHERS, FURNISHED BY OTHERS, JUNCTION BOX, JUNCTION BOX CEILING, LINE BREAK (DOUBLE), LINE [Generic, N/A] [JUNCTION PASSTHROUGH] [#10] CLASS A RETURN, END OF LINE DEVICE, END OF LINE RESISTOR, FIBER PATCH PANEL, FIRE ALARM TERMINAL CABINET, FURNISHED BY OTHERS, FURNISHED BY OTHERS, JUNCTION BOX, JUNCTION BOX CEILING, LINE BREAK (DOUBLE), LINE [Generic, N/A] [JUNCTION PASSTHROUGH] [#21] CLASS A RETURN, END OF LINE DEVICE, END OF LINE RESISTOR, FIBER PATCH PANEL, FIRE ALARM TERMINAL CABINET, FURNISHED BY OTHERS, FURNISHED BY OTHERS, JUNCTION BOX, JUNCTION BOX CEILING, LINE BREAK (DOUBLE), LINE [Generic, N/A] [JUNCTION PASSTHROUGH] [#17] CLASS A RETURN, END OF LINE DEVICE, END OF LINE RESISTOR, FIBER PATCH PANEL, FIRE ALARM TERMINAL CABINET, FURNISHED BY OTHERS, FURNISHED BY OTHERS, JUNCTION BOX, JUNCTION BOX CEILING, LINE BREAK (DOUBLE), LINE [Generic, N/A] [JUNCTION PASSTHROUGH] [#29] CLASS A RETURN, END OF LINE DEVICE, END OF LINE RESISTOR, FIBER PATCH PANEL, FIRE ALARM TERMINAL CABINET, FURNISHED BY OTHERS, FURNISHED BY OTHERS, JUNCTION BOX, JUNCTION BOX CEILING, LINE BREAK (DOUBLE), LINE [Generic, N/A] [JUNCTION PASSTHROUGH] [#24] CLASS A RETURN, END OF LINE DEVICE, END OF LINE RESISTOR, FIBER PATCH PANEL, FIRE ALARM TERMINAL CABINET, FURNISHED BY OTHERS, FURNISHED BY OTHERS, JUNCTION BOX, JUNCTION BOX CEILING, LINE BREAK (DOUBLE), LINE [Generic, N/A] [JUNCTION PASSTHROUGH] [#23] CLASS A RETURN, END OF LINE DEVICE, END OF LINE RESISTOR, FIBER PATCH PANEL, FIRE ALARM TERMINAL CABINET, FURNISHED BY OTHERS, FURNISHED BY OTHERS, JUNCTION BOX, JUNCTION BOX CEILING, LINE BREAK (DOUBLE), LINE [Generic, N/A, Space Age Electronics] [JUNCTION PASSTHROUGH] [#4] CLASS A RETURN, END OF LINE DEVICE, END OF LINE RESISTOR, FIBER PATCH PANEL, FIRE ALARM TERMINAL CABINET, FURNISHED BY OTHERS, FURNISHED BY OTHERS, JUNCTION BOX, JUNCTION BOX CEILING, LINE [Generic, N/A, Space Age Electronics] [JUNCTION PASSTHROUGH] [#2] CLASS A RETURN, END OF LINE DEVICE, END OF LINE RESISTOR, FIBER PATCH PANEL, FIRE ALARM TERMINAL CABINET, FURNISHED BY OTHERS, FURNISHED BY OTHERS, JUNCTION BOX, JUNCTION BOX CEILING, LINE [Generic, N/A] [JUNCTION PASSTHROUGH] [#20] CLASS A RETURN, END OF LINE DEVICE, END OF LINE RESISTOR, FIBER PATCH PANEL, FIRE ALARM TERMINAL CABINET, FURNISHED BY OTHERS, FURNISHED BY OTHERS, JUNCTION BOX, JUNCTION BOX CEILING, LINE BREAK (DOUBLE), LINE [Generic, N/A] [JUNCTION PASSTHROUGH] [#26] CLASS A RETURN, END OF LINE DEVICE, END OF LINE RESISTOR, FIBER PATCH PANEL, FIRE ALARM TERMINAL CABINET, FURNISHED BY OTHERS, FURNISHED BY OTHERS, JUNCTION BOX, JUNCTION BOX CEILING, LINE BREAK (DOUBLE), LINE [Generic, N/A] [JUNCTION PASSTHROUGH] [#33] CLASS A RETURN, END OF LINE DEVICE, END OF LINE RESISTOR, FIBER PATCH PANEL, FIRE ALARM TERMINAL CABINET, FURNISHED BY OTHERS, FURNISHED BY OTHERS, JUNCTION BOX, JUNCTION BOX CEILING, LINE BREAK (DOUBLE), LINE [Generic, N/A] [JUNCTION PASSTHROUGH] [#9] CLASS A RETURN, END OF LINE DEVICE, END OF LINE RESISTOR, FIBER PATCH PANEL, FIRE ALARM TERMINAL CABINET, FURNISHED BY OTHERS, FURNISHED BY OTHERS, JUNCTION BOX, JUNCTION BOX CEILING, LINE BREAK (DOUBLE), LINE B [Generic, N/A] [JUNCTION PASSTHROUGH] [#42] CLASS A RETURN, END OF LINE DEVICE, END OF LINE RESISTOR, FIBER PATCH PANEL, FIRE ALARM TERMINAL CABINET, FURNISHED BY OTHERS, FURNISHED BY OTHERS, JUNCTION BOX, JUNCTION BOX CEILING, LINE BREAK (DOUBLE), LINE [Generic, N/A] [JUNCTION PASSTHROUGH] [#15] CLASS A RETURN, END OF LINE DEVICE, END OF LINE RESISTOR, FIBER PATCH PANEL, FIRE ALARM TERMINAL CABINET, FURNISHED BY OTHERS, FURNISHED BY OTHERS, JUNCTION BOX, JUNCTION BOX CEILING, LINE BREAK (DOUBLE), LINE [Generic, N/A] [JUNCTION PASSTHROUGH] [#31] CLASS A RETURN, END OF LINE DEVICE, END OF LINE RESISTOR, FIBER PATCH PANEL, FIRE ALARM TERMINAL CABINET, FURNISHED BY OTHERS, FURNISHED BY OTHERS, JUNCTION BOX, JUNCTION BOX CEILING, LINE BREAK (DOUBLE), LINE [Generic, N/A] [JUNCTION PASSTHROUGH] [#16] CLASS A RETURN, END OF LINE DEVICE, END OF LINE RESISTOR, FIBER PATCH PANEL, FIRE ALARM TERMINAL CABINET, FURNISHED BY OTHERS, FURNISHED BY OTHERS, JUNCTION BOX, JUNCTION BOX CEILING, LINE BREAK (DOUBLE), LINE [Generic, N/A] [JUNCTION PASSTHROUGH] [#13] CLASS A RETURN, END OF LINE DEVICE, END OF LINE RESISTOR, FIBER PATCH PANEL, FIRE ALARM TERMINAL CABINET, FURNISHED BY OTHERS, FURNISHED BY OTHERS, JUNCTION BOX, JUNCTION BOX CEILING, LINE BREAK (DOUBLE), LINE [Generic, N/A] [JUNCTION PASSTHROUGH] [#12] CLASS A RETURN, END OF LINE DEVICE, END OF LINE RESISTOR, FIBER PATCH PANEL, FIRE ALARM TERMINAL CABINET, FURNISHED BY OTHERS, FURNISHED BY OTHERS, JUNCTION BOX, JUNCTION BOX CEILING, LINE BREAK (DOUBLE), LINE [Generic, N/A] [JUNCTION PASSTHROUGH] [#18] CLASS A RETURN, END OF LINE DEVICE, END OF LINE RESISTOR, FIBER PATCH PANEL, FIRE ALARM TERMINAL CABINET, FURNISHED BY OTHERS, FURNISHED BY OTHERS, JUNCTION BOX, JUNCTION BOX CEILING, LINE BREAK (DOUBLE), LINE [Generic, N/A] [JUNCTION PASSTHROUGH] [#22] CLASS A RETURN, END OF LINE DEVICE, END OF LINE RESISTOR, FIBER PATCH PANEL, FIRE ALARM TERMINAL CABINET, FURNISHED BY OTHERS, FURNISHED BY OTHERS, JUNCTION BOX, JUNCTION BOX CEILING, LINE BREAK (DOUBLE), LINE
6c602d8a-efa6-4986-9101-c04caabf6024 |  |  |  | North | Edwards |  | Hardware |  |  |  | Hardware | TRUE | MN-HS32SPKHRG1P |  | 640 Watt HPSA (1 of 5 Active Panels) replacement speaker head - complete | 1 | [6 empty] | FALSE | [5 empty] | #FFFFFFFF |  |  | FALSE | FALSE | FALSE | [14 empty] | FALSE | [7 empty] | THOR\acont | 2024-10-09 10:48
599ad0fb-7545-4c11-a8d9-c04fda1dc807 | NFPA 170 SOLENOID VALVE |  |  | North | Tyco |  | Solenoid |  |  |  | Module | TRUE | 52-287-1-024 |  | 20-175 (1,4-12,1) 24 VDC | 1 | 0 | 0.41 |  |  |  |  | FALSE | [5 empty] | #FFFF0000 | FA-NFPA 170 SOLENOID VALVE | 1 | FALSE | FALSE | FALSE | 1701 | [13 empty] | FALSE | [5 empty] | DESKTOP-7SAL8M7\acont | 2020-09-18 16:24 | THOR\acont | 2024-09-08 17:27 | Cloned from Victaulic 767 | [Tyco] [AUX POWER, RELEASING] [*] [INPUT TYPE] 52-287-1-024, 52-287-1-124, 52-287-1-224
a97c0ad1-3ce9-436c-9d0b-c0572945584a | NFPA 170 FIRE ALARM CONTROL UNIT | RISER FACU |  | North | MIRCOM |  | Fire Alarm Control Unit |  |  |  | Assembly | TRUE | FX-4017-12N | ++ | Compact Main Network Control Unit (12 Amp) | 1 | [12 empty] | #FFFF0000 | FA-NFPA 170 FIRE ALARM CONTROL UNIT | 1 | FALSE | FALSE | FALSE | [9 empty] | 17,18,26,33,55,60,65 |  |  |  |  | TRUE | [5 empty] | THOR\acont | 2024-02-26 07:48 | THOR\acont | 2024-09-08 17:27 | Cloned from MIRCOM FX-4009-12N
714343e9-0e45-4154-8db4-c05915c3d5f4 |  |  |  | North | Bosch |  | Hardware |  |  |  | Hardware | TRUE | FRAY5000-PLATE | + | FRAY5000 Cover Plate for Detector Back Box | 1 | [12 empty] | #FFFFFFFF |  |  | FALSE | FALSE | FALSE | [20 empty] | DESKTOP-7EIEB7A\acont | 2022-06-28 13:12 | THOR\acont | 2024-10-09 10:48 | Cloned from Bosch FRAY5000-BR CLONED
4fb9d115-4f1c-4320-8c24-c05ded6a9560 |  |  |  | North | System Sensor |  | Hardware |  |  |  | Hardware | TRUE | SBBW | + | Wall Surface Mount Back Box, White | 1 | [6 empty] | FALSE | [5 empty] | #FFFFFFFF |  |  | FALSE | FALSE | FALSE | [14 empty] | FALSE | [5 empty] | DESKTOP-7SAL8M7\acont | 2020-02-23 12:54 | THOR\acont | 2024-10-09 10:48 | Cloned from System Sensor SBBWL
f0ad4b5a-a682-40e2-9a80-c062b1ee2bfd | NFPA 170 HEAT DETECTOR |  |  | North | Apollo |  | Heat Detector |  |  |  | Module | TRUE | SA5500-450 w/SA5000-230 | XXX | XP95A Heat Detector W/ Soteria UL Base - 6” | 1 | [6 empty] | TRUE | [5 empty] | #FFFF0000 | FA-NFPA 170 HEAT DETECTOR | 1 | FALSE | FALSE | [21 empty] | XPS-17-9710\August | 2024-12-14 09:30 | XPS-17-9710\August | 2024-12-14 09:35 | Cloned from Apollo SA5500-450 w/SA5000-210 | [Apollo] [SLC APOLLO MODULES SENSORS] [#1 SHARED ADDR ¦ ALL] SA5150-650ADV w/SA5000-230ADV (C), SA5150-750ADV w/SA5000-210ADV (C), SA5050- 350 w/SA5300-802 , SA5050-250 w/SA5000-210, SA5050-250 w/SA5000-230 , SA5050-250 w/SA5300-800 , SA5050-250 w/
90820636-df50-4345-8885-c06320b1c524 | NFPA 170 SMOKE HEAT CO DETECTOR |  |  | North | Potter |  | Smoke/Heat/CO Detector |  |  |  | Module | TRUE | PAD200-PCHD w/PAD100-SB (Split) | + | Photoelectric Smoke/Hea/CO Detector with 6" Base with One Form-C Relay Contact | 1 | 0.0005 | 0.0005 |  |  |  |  | FALSE | TRUE |  |  |  |  | #FFFF0000 | FA-NFPA 170 SMOKE HEAT CO DETECTOR | 1 | FALSE | FALSE | FALSE | 1411 | [13 empty] | FALSE |  |  | SB |  |  | THOR\acont | 2025-02-13 11:50 |  |  | Cloned from Potter PAD200-PCHD w/PAD100-SB | [Potter] [SLC PAD] [*] [#2 SHARED ADDR ¦ SENSORS] PAD100-CD w/PAD100-4DB, PAD100-CD w/PAD100-6DB, PAD100-CD w/PAD100-IB, PAD100-CD w/PAD100-LFSB, PAD100-CD w/PAD100-RB, PAD100-CD w/PAD100-SB, PAD100-CD w/PAD100-SPKB, PAD100-DUCT (C), PAD100-DUCTR (C), PA [Potter] [AUX POWER] PAD100-CD w/PAD100-SB, PAD100-HD w/PAD100-SB, PAD100-PD w/PAD100-SB (C), PAD100-PHD w/PAD100-SB (C), PAD100-PHD w/PAD100-SB (Split) (C), PAD200-PCD (C), PAD200-PCD (Split) (C), PAD200-PCD w/PAD100-SB (C), PAD200-PCD w/PAD100-SB (Spli
0b9d43a4-cc34-4efa-9789-c067036e0666 | NFPA 170 HORN STROBE |  |  | North | System Sensor |  | Horn/Strobe |  |  |  | Module | TRUE | P2R | + | 2-Wire, Horn Strobe, Red | 1 | 0 | 0.245 |  |  |  |  | FALSE | [5 empty] | #FF0070C0 | FA-NFPA 170 HORN STROBE | 1 | FALSE | FALSE | FALSE | 2012 | [13 empty] | FALSE | [5 empty] | DESKTOP-7EIEB7A\acont | 2021-10-06 06:58 | THOR\acont | 2024-09-08 17:27 | Cloned from System Sensor P2RL | [System Sensor] [NAC] [VFWR, TEMPORAL HIGH] P2R, P2W [System Sensor] [NAC] [VDC, TEMPORAL HIGH] P2R, P2W
e8838d5f-fe5e-4002-a604-c06c6acfb64b | RISER_XP_PANEL |  |  | North | Astrodyne |  | Transponder Panel |  |  |  | Module | TRUE | BLOCK XP PANEL |  | BLOCK XP PANEL | 1 | [6 empty] | FALSE | [5 empty] | #FF00B050 | FA-RISER_XP_PANEL | 1 | FALSE | FALSE | FALSE | [14 empty] | FALSE | [7 empty] | THOR\acont | 2024-09-08 17:27
d599cffa-ebb4-490b-87dd-c071cd0fe060 |  |  |  | North | Edwards |  | Hardware |  |  |  | Hardware | TRUE | BATT7-12 |  | 12V 7AH BATTERY | 1 | [12 empty] | #FFFFFFFF |  |  | FALSE | FALSE | FALSE | [20 empty] | DESKTOP-7SAL8M7\acont | 2020-02-20 10:41 | THOR\acont | 2024-10-09 10:48 | Cloned from Edwards BATT12-12
e4e13cd0-3ff8-4ebd-ab89-c0761795bf0d |  |  |  | North | Firelite |  | Cards & Components |  |  |  | Card | TRUE | ANN-I/O LED | + | LED for ANN-I/O | 1 | 0 | 0.01 |  |  |  |  | TRUE | FALSE |  |  |  |  | #FFFFFFFF |  |  | FALSE | FALSE | FALSE | [14 empty] | FALSE | [5 empty] | DESKTOP-7SAL8M7\acont | 2019-02-18 18:07 | THOR\acont | 2024-10-09 10:48 | Cloned from Firelite ANN-I/O | [Farenhyt, Firelite, Gamewell FCI] [RS-485] ANN-100, ANN-80, ANN-80-W, ANN-I/O, ANN-I/O LED, ANN-LC, ANN-LED, ANN-RLED, ANN-RLY, ANN-S/PG, GFANN-80, GFANN-80-W, VW-DIS-D, W-DIS-D
79549399-7bc8-48e1-858b-c077c355d932 |  |  |  | North | Edwards |  | Cards & Components |  |  |  | Card | TRUE | 3-ZA20B | + | 20 Watt Zoned Amplifier, Class B, 25 or 70Vrms | 1 | 0.062 | 1.12 |  |  |  |  | TRUE | [5 empty] | #FFFFFFFF |  |  | FALSE | FALSE | FALSE | [22 empty] | THOR\acont | 2024-10-09 10:48 |  |  | [Edwards] 3-ZA20A, 3-ZA20B [Edwards] 3-ZA20A, 3-ZA20B, 3-ZA40A, 3-ZA40B
cc994018-0733-49a9-a31b-c078523038c9 | NFPA 170 SPEAKER WALL |  |  | North | Siemens |  | Speaker |  |  |  | Module | TRUE | SLSPWW-AL | S54329-F39-A1 | SLSPWW-AL SPK,WALL,WHT,ALERT | 1 | [12 empty] | #FF0070C0 | FA-NFPA 170 SPEAKER WALL | 1 | FALSE | FALSE | FALSE | 2021 | [19 empty] | DESKTOP-7SAL8M7\acont | 2019-08-13 09:04 | THOR\acont | 2024-09-08 17:27 |  | [Siemens] [AUDIO 70.7v] [70V AUDIO] SL2SPSCW-F (C), SLSPCR-A (C), SLSPCR-AL (C), SLSPCR-F (C), SLSPCR-N (C), SLSPCW-A (C), SLSPCW-AL (C), SLSPCW-F (C), SLSPCW-N (C), SLSPSCR-A (C), SLSPSCR-AL (C), SLSPSCR-ALA (C), SLSPSCR-F (C), SLSPSCR-N (C), SLSPSCR-NA [Siemens] [AUDIO 25v] [25V AUDIO] SL2SPSCW-F (C), SLSPCR-A (C), SLSPCR-AL (C), SLSPCR-F (C), SLSPCR-N (C), SLSPCW-A (C), SLSPCW-AL (C), SLSPCW-F (C), SLSPCW-N (C), SLSPSCR-A (C), SLSPSCR-AL (C), SLSPSCR-ALA (C), SLSPSCR-F (C), SLSPSCR-N (C), SLSPSCR-NA (
bca1367c-7cb2-4c11-a0f2-c081718ad557 | NFPA 170 FIRE ALARM CONTROL UNIT | RISER FACP |  | North | Kidde |  | Fire Alarm Control Unit |  |  |  | Assembly | TRUE | FX-5RD | ++ | Conventional FACP, 5 Zones, 2 Cl B NACs, dialer, red, 120v | 1 | [6 empty] | FALSE | [5 empty] | #FFFF0000 | FA-NFPA 170 FIRE ALARM CONTROL UNIT | 1 | FALSE | FALSE | FALSE | 202 | [8 empty] | 7,12,18,24 |  | 7 |  |  | TRUE | [7 empty] | THOR\acont | 2024-09-08 17:27
a91f25a1-bd1d-40ca-b5b2-c08a5519f8ea | NFPA 170 ADDRESSABLE OUTPUT MODULE |  |  | North | Kidde |  | Addressable Control/Relay |  |  |  | Module | TRUE | 06-220023-001 | ++ | In-Line Releasing Device (One Required For Each Releasing Circuit to be Supervised and Power Limited) | 1 | 0.00041 | 0.00041 |  |  |  |  | FALSE | [5 empty] | #FFFF0000 | FA-NFPA 170 ADDRESSABLE OUTPUT MODULE | 1 | FALSE | FALSE | FALSE | 1000 | [13 empty] | FALSE | [5 empty] | DESKTOP-7EIEB7A\acont | 2023-03-15 11:29 | THOR\acont | 2024-09-08 17:27 | Cloned from Kidde 70-600000-001 CLONED | [Edwards, Kidde] [SLC EST MODULES SENSORS] [*] [#1 SHARED ADDR ¦ ALL] 06-220023-001, 70-200200-003, 70-407008-001, 70-407008-002, 70-408004-001, 70-417008-001, 70-518004-001, 70-600000-001, 70-600000-002, 70-610001-001, 76-330002-101, 84-330002-001, DS-P [Kidde] [AUX POWER] 06-220023-001, 70-600000-001, 70-600000-002 | [Kidde] 06-220023-001, 70-600000-001, 70-600000-002 [Kidde] 06-220023-001, 70-600000-001, 70-600000-002
6d4af7f5-1d95-4f84-8114-c08abef823b2 |  |  |  | North | HID | Security/Access Control |  |  |  |  | Module | TRUE | 5405A |  |  | 1 | [12 empty] | #FFFFFFFF |  |  | FALSE | FALSE | FALSE | [20 empty] | THOR\acont | 2024-03-12 21:20 | THOR\acont | 2024-10-09 10:48
ae62cbaf-2f19-40bb-a18f-c0953b7df715 | NFPA 170 HORN STROBE CEILING |  |  | North | Gentex |  | Horn/Strobe |  |  |  | Module | TRUE | GCC24PCW |  | Horn Strobe, 24 VDC, White, Ceiling, Plain | 1 | 0 | 0.344 |  |  |  |  | FALSE | TRUE |  |  |  |  | #FF0070C0 | FA-NFPA 170 HORN STROBE CEILING | 1 | FALSE | FALSE | FALSE | 2013 | [13 empty] | FALSE |  |  | C |  |  |  |  | THOR\acont | 2024-09-08 17:27 |  | [Gentex, Hochiki] [NAC] [24 VDC] GCC24CR (C), GCC24CW (C), GCC24PCR (C), GCC24PCW (C), HCC24CR (C), HCC24CW (C), HCC24PCR (C), HCC24PCW (C) [Gentex, Hochiki] [NAC] [UL MAX] GCC24CR (C), GCC24CW (C), GCC24PCR (C), GCC24PCW (C), HCC24CR (C), HCC24CW (C), HCC24PCR (C), HCC24PCW (C)
f79e2491-451f-4898-a994-c095cc5e678e |  |  |  | North | Siemens |  | Cards & Components |  |  |  | Card | TRUE | FCA2032-U1 | S54400-B145-A1 | BDM Battery Disconnect Module | 1 | [6 empty] | TRUE | [5 empty] | #FFFFFFFF |  |  | FALSE | FALSE | FALSE | [20 empty] | DESKTOP-7SAL8M7\acont | 2018-09-07 11:26 | THOR\acont | 2024-10-09 10:48 | 7 mA (standby) 12.6 mA (alarm) per module
c9a0f548-6713-4adc-9f42-c09f81e74c2e | HEAT DETECTOR |  |  | North | Autocall |  | Heat Detector |  |  |  | Module | TRUE | A4098-5610 | ++ | Heat detector at a 135°F or 57.2°C fixed temperature and rate-of-rise. | 1 | 7e-05 | 0.033 |  |  | 33 | 10.5 | FALSE | TRUE |  |  |  |  | #FFFF0000 | FA-HEAT DETECTOR | 1 | FALSE | FALSE | FALSE | 1408 | [13 empty] | FALSE |  |  | 135° |  |  | THOR\acont | 2023-11-22 13:40 | THOR\acont | 2024-09-08 17:27 | Cloned from Autocall 4098-5602 CLONED | [Autocall] [IDC] [*] [#1 ALARM] A4098-5601 (C), A4098-5602 (C), A4098-5610 (C), A4098-5611 (C), A4098-5612 (C), A4098-5613 (C)
4b500c22-bd9b-41eb-9608-c0a169d341e3 | NFPA 170 HORN STROBE |  |  | North | Generic |  | Horn/Strobe |  |  |  | Module | TRUE | Existing NAC Load (.09A) |  |  | 1 |  | 0.09 |  |  |  |  | TRUE | [5 empty] | #FF0070C0 | FA-NFPA 170 HORN STROBE | 1 | FALSE | FALSE | FALSE | 2012 | [16 empty] | EXP |  |  | DESKTOP-7SAL8M7\acont | 2020-11-20 07:29 | THOR\acont | 2024-09-08 17:27 | Cloned from Generic Existing NAC Load (.01A) | [Generic] [NAC] [*] Existing NAC Load (.01A), Existing NAC Load (.02A), Existing NAC Load (.03A), Existing NAC Load (.04A), Existing NAC Load (.05A), Existing NAC Load (.06A), Existing NAC Load (.07A), Existing NAC Load (.08A), Existing NAC Load (.09A),
d9951896-c642-4536-992c-c0a2a3ca47d5 | NFPA 170 SMOKE DETECTOR |  |  | North | Firelite |  | Smoke Detector |  |  |  | Module | TRUE | SD355T w/B200SR-LF | + | White, Addressable photoelectric detector, Thermal, Low Frequency Sounder Base | 1 | 0.0003 | 0.0065 |  |  |  |  | FALSE | TRUE |  |  |  |  | #FFFF0000 | FA-NFPA 170 SMOKE DETECTOR | 1 | FALSE | FALSE | FALSE | 1408 | [13 empty] | FALSE |  |  | LF |  |  | DESKTOP-7SAL8M7\acont | 2019-03-28 06:37 | THOR\acont | 2024-09-08 17:27 | 20191121 AC Detector with base | [Firelite, System Sensor] [SLC MODULES SENSORS] [*] [#2 SHARED ADDR ¦ SENSORS] AD355 w/B200SR-LF-WH (C), AD355 w/B200SR-WH (C), AD355 w/B210LP (C), AD355 w/B224BI-WH (C), AD355 w/B224RB-WH (C), AD355 w/B501 (C), BEAM355 (C), BEAM355S (C), CP355 w/B200SR- [Firelite, System Sensor] [AUX POWER] [24VDC, HIGH VOLUME] AD355 w/B200SR-LF-WH (C), H355 w/B200SR-LF (C), H355HT w/B200SR-LF (C), H355R w/B200SR-LF (C), H365 w/B200S-LF-WH (C), H365HT w/B200S-LF-WH (C), H365R w/B200S-LF-WH (C), SD355 w/B200SR-LF (C), SD [Firelite, System Sensor] [SLC SENSORS] [*] [#4 TYPE ADDR ¦ SENSORS] AD355 w/B200SR-LF-WH (C), AD355 w/B200SR-WH (C), AD355 w/B210LP (C), AD355 w/B224BI-WH (C), AD355 w/B224RB-WH (C), AD355 w/B501 (C), BEAM355 (C), BEAM355S (C), CP355 w/B200SR-WH (C), CP [Firelite, System Sensor] [AUX POWER] [*] [16VDC, HIGH VOLUME] AD355 w/B200SR-LF-WH (C), H355 w/B200SR-LF (C), H355HT w/B200SR-LF (C), H355R w/B200SR-LF (C), H365 w/B200S-LF-WH (C), H365HT w/B200S-LF-WH (C), H365R w/B200S-LF-WH (C), SD355 w/B200SR-LF (C)
daada52e-2a2b-41f6-b995-c0a68fc45fef |  |  |  | North | Firelite |  | Cards & Components |  |  |  | Card | TRUE | MS-9200UDLS Main Board | + | Intelligent Addressable FACP with Built-In Communicator Main Board | 1 | 0.145 | 0.275 | 3 |  |  |  | TRUE | FALSE |  |  |  |  | #FFFFFFFF |  |  | FALSE | FALSE | FALSE | [14 empty] | FALSE | [7 empty] | THOR\acont | 2024-10-09 10:48 |  | [ADT Unimode, AES, Firelite, NAPCO, Notifier] [VAC ] [VAC] 1640, 200UDLS Main Board, 411UDAC Main Board, ACC-25/50 Main Board, BE-500 CPU, CPU-N16LD, CPU-N16LND, ECC-125DA (25V) Main Board, ECC-50/100 Main Board (100W, 25V), ECC-50/100 Main Board (100W, [Ditek, Monaco Enterprises, Spectronix, WBOX] [VAC ] [VAC] 0E-SPROACHW, 210-524-00, DTK-120HW, DTK-120HWLOK, DTK-120HW-SS, DTK-1F, DTK-1FF, SA400 Main Board | [Firelite] MS-9200UDLS Main Board
964f087d-e69c-4e8e-be12-c0aff5788ce0 | NFPA 170 STROBE CEILING |  |  | North | Potter |  | Strobe |  |  |  | Module | TRUE | CCS-24RW |  | Strobe, Ceiling, White, Red | 1 | 0 | 0.212 |  |  |  |  | FALSE | TRUE |  |  |  |  | #FF0070C0 | FA-NFPA 170 STROBE CEILING | 1 | FALSE | FALSE | FALSE | 2022 |  |  | 7135-0328:0211 | [10 empty] | FALSE |  |  | C |  |  |  |  | THOR\acont | 2024-09-08 17:27 |  | [Potter] [NAC] [UL MAX, HIGH DB] CCS-24RR (C), CCS-24RW (C)
fb8984ec-6c2b-4ed9-a926-c0b5559dd20c | NFPA 170 HORN CEILING |  |  | North | Siemens |  | Horn |  |  |  | Module | TRUE | SC-LFS-CR-N |  | CEILING ACEND LOW FREQUENCY SOUNDER, RED, NO LETTERING | 1 | [6 empty] | TRUE | [5 empty] | #FF0070C0 | FA-NFPA 170 HORN CEILING | 1 | FALSE | FALSE | FALSE | [17 empty] | LF |  |  | XPS-17-9710\August | 2024-10-16 04:44 | XPS-17-9710\August | 2024-10-16 04:46 | Cloned from Siemens SC-LFS-WR-N | [Siemens] [NAC] [Continuous High, Continuous Low, T3 High, T3 Low, T4 High, T4 Low] SC-LFS-CR-N , SC-LFS-CW-N , SC-LFS-WR-N, SC-LFS-WW-N
9220f2d3-aacc-4aca-9530-c0ba22608e58 |  |  |  | North | Edwards |  | Cards & Components |  |  |  | Card | TRUE | 3-ASUMX/100 |  | ASU Memory Expansion, 100 Minutes | 1 | 0.003 | 0.003 |  |  |  |  | TRUE | [5 empty] | #FFFFFFFF |  |  | FALSE | FALSE | FALSE | [14 empty] | FALSE | [7 empty] | THOR\acont | 2024-10-09 10:48
d0fac6aa-d032-47fd-97da-c0bb1bd110f8 |  |  |  | North | Potter | [5 empty] | Module | TRUE | Mounting Accessories |  | Mounting Accessories for Signaling Devices | 1 | [6 empty] | FALSE | [5 empty] | #FFFFFFFF |  |  | FALSE | FALSE | FALSE | [14 empty] | FALSE | [7 empty] | THOR\acont | 2024-10-09 10:48
3e9e0bb5-5f30-4257-88dc-c0bc9873bab8 | CADGEN ELECTRIC STRIKE |  |  | North | ASSA ABLOY | Security/Access Control | Electric Strike |  |  |  | Module | TRUE | 9600 | ++ | Surface Mounted Electric Strike | 1 | 0.45 | 0.45 |  |  | 12 |  | TRUE | [5 empty] | #FFFF0000 | FA-CADGEN ELECTRIC STRIKE | 1 | FALSE | FALSE | FALSE | [17 empty] | R1 |  |  | DESKTOP-7EIEB7A\acont | 2023-01-27 07:21 | THOR\acont | 2024-09-08 17:27 | Cloned from Von Duprin 6226 | [Alarm Controls, ALARM CONTROLS CORPORATION, ASSA ABLOY, Generic, HES, RCI, Von Duprin] [ACCESS CONTROL OUTPUT] [*] 1200L, 1200LB, 1200S, 1500, 1600, 4200, 5100, 600D, 600L, 600S, 6210, 6211, 6211AL, 6211WF, 6212, 6212WF, 6213, 6214, 6215, 6216, 6221, 62
ea78d800-c0d7-4ba9-8c1e-c0bdfe46fd5c | NFPA 170 HEAT DETECTOR |  |  | North | Hochiki |  | Heat Detector |  |  |  | Module | TRUE | DSC-EA w/HSC-224L LATCHING LED BASE | DSC-EA w/HSC-224L LATCHING LED BASE | HEAT DETECTOR w/ LATCHING LED BASE | 1 | 0.00011 | 0.188 |  |  |  |  | TRUE | TRUE |  | *Refer to Install Sheet |  |  | #FFFF0000 | FA-NFPA 170 HEAT DETECTOR | 1 | FALSE | FALSE | FALSE | 1403 | [16 empty] | L |  |  | DESKTOP-0D6CQVA\lousc | 2019-10-12 07:53 | THOR\acont | 2024-09-08 17:27 | Cloned from Hochiki DCD-135 w/HSC-224L LATCHING LED BASE | [Hochiki] [IDC] 01 [IDC] DCD-135 w/HSC-220L LATCHING LED BASE (C), DCD-135 w/HSC-220R - 2 WIRE RELAY BASE (C), DCD-135 w/HSC-221L LATCHING LED BASE (C), DCD-135 w/HSC-221R - 2 WIRE RELAY BASE (C), DCD-135 w/HSC-224L LATCHING LED BASE (C), DCD-135 w
73aa55f2-d770-4b5f-bfeb-c0c2c14a4a35 |  |  |  | North | Harrington |  | Hardware |  |  |  | Hardware | TRUE | T-A-CAB |  | Remote Annunciator Back Box only | 1 | [6 empty] | FALSE | [5 empty] | #FFFFFFFF |  |  | FALSE | FALSE | FALSE | [14 empty] | FALSE | [7 empty] | THOR\acont | 2024-10-09 10:48
34b6e730-f0a1-480e-809a-c0c4b3754903 |  |  |  | North | Edwards |  | Hardware |  |  |  | Hardware | TRUE | MN-GVFT1 |  | HPSA factory training | 1 | [6 empty] | FALSE | [5 empty] | #FFFFFFFF |  |  | FALSE | FALSE | FALSE | [14 empty] | FALSE | [7 empty] | THOR\acont | 2024-10-09 10:48
10a85fdc-f7da-41e7-8ce1-c0cbcc307d4b | CADGEN PROXIMITY READER |  |  | North | Bosch | Security/Access Control | Prox Reader |  |  |  | Module | TRUE | ARD–SER90–WI | ++ | Card reader, iCLASS, Wiegand | 1 | 0.06 | 0.22 |  |  |  |  | FALSE | [5 empty] | #FFFF0000 | FA-CADGEN PROXIMITY READER | 1 | FALSE | FALSE | FALSE | 5000 | [13 empty] | FALSE | [5 empty] | DESKTOP-7EIEB7A\acont | 2022-08-25 08:38 | THOR\acont | 2024-09-08 17:27 | Cloned from Bosch ARD–SERK40–WI | [Bosch, Hirsch Electronics] [CARD READER INPUT] [*] [ALL DEVICES ++] 8330ABT, 8332AB, 8336AB, 8350ABT, 8352ABT, 8356ABT, ARD–AYK12, ARD–SER10–WI, ARD–SER40–WI, ARD–SER90–WI, ARD–SERK40–WI
d9e7605b-41cb-47ef-9475-c0cbe68c02f4 | NFPA 170 HEAT DETECTOR |  |  | North | MIRCOM |  | Heat Detector |  |  |  | Module | TRUE | MIX-5251AP w/B210LP | + | White, Low-profile 135°F fixed thermal sensor, Standard Base | 1 | 0.0003 | 0.0065 |  |  |  |  | FALSE | TRUE |  |  |  |  | #FFFF0000 | FA-NFPA 170 HEAT DETECTOR | 1 | FALSE | FALSE | FALSE | 1403 | [13 empty] | FALSE |  |  | 135° |  |  | DESKTOP-7SAL8M7\acont | 2019-04-12 13:26 | THOR\acont | 2024-09-08 17:27 | 20191121 AC Detector with base | [MIRCOM] [SLC SENSORS] [*] [#4 TYPE ADDR ¦ SENSORS] DNR w/MIX-2251BR (C), DNR w/MIX-2351RAP (C), MIX-1251AP w/B200SR-LF-WH (C), MIX-1251AP w/B200SR-WH (C), MIX-1251AP w/B210LP (C), MIX-1251AP w/B224RB-WH (C), MIX-1251AP w/B501 (C), MIX-1251B w/B200SR-LF- [MIRCOM] [SLC MODULES SENSORS] [*] [#2 SHARED ADDR ¦ SENSORS] DNR w/MIX-2251BR (C), DNR w/MIX-2351RAP (C), MIX-1251AP w/B200SR-LF-WH (C), MIX-1251AP w/B200SR-WH (C), MIX-1251AP w/B210LP (C), MIX-1251AP w/B224RB-WH (C), MIX-1251AP w/B501 (C), MIX-1251B w/
a37614e5-f9a7-43a7-a417-c0ced22f605b | CADGEN STI STOPPER |  |  | North | STI |  | Accessories |  |  |  | Module | TRUE | STI-1229 |  | Enclosed back box, Type 4X | 1 | [6 empty] | FALSE | [5 empty] | #FFFF0000 | FA-CADGEN STI STOPPER | 1 | FALSE | FALSE | FALSE | [14 empty] | FALSE | [5 empty] | THOR\acont | 2024-02-12 11:58 | THOR\acont | 2024-09-08 17:27 | Cloned from STI STI-1210A